2 Diversification | 2025 | 10 | -37.2 | 1
2 Diversification | 2025 | 10 | -36.1 | 1
2 Diversification | 2025 | 10 | -35.9 | 1
2 Diversification | 2025 | 10 | -35.8 | 2
2 Diversification | 2025 | 10 | -35.7 | 2
2 Diversification | 2025 | 10 | -35.6 | 1
2 Diversification | 2025 | 10 | -35.5 | 1
2 Diversification | 2025 | 10 | -35.2 | 1
2 Diversification | 2025 | 10 | -35.1 | 2
2 Diversification | 2025 | 10 | -34.9 | 1
2 Diversification | 2025 | 10 | -34.7 | 4
2 Diversification | 2025 | 10 | -34.4 | 1
2 Diversification | 2025 | 10 | -34.1 | 1
2 Diversification | 2025 | 10 | -34 | 1
2 Diversification | 2025 | 10 | -33.9 | 1
2 Diversification | 2025 | 10 | -33.8 | 2
2 Diversification | 2025 | 10 | -33.7 | 2
2 Diversification | 2025 | 10 | -33.6 | 1
2 Diversification | 2025 | 10 | -33.4 | 1
2 Diversification | 2025 | 10 | -33.2 | 1
2 Diversification | 2025 | 10 | -32.8 | 1
2 Diversification | 2025 | 10 | -32.6 | 1
2 Diversification | 2025 | 10 | -32.5 | 2
2 Diversification | 2025 | 10 | -32.4 | 1
2 Diversification | 2025 | 10 | -32.3 | 2
2 Diversification | 2025 | 10 | -32.1 | 1
2 Diversification | 2025 | 10 | -32 | 2
2 Diversification | 2025 | 10 | -31.9 | 1
2 Diversification | 2025 | 10 | -31.8 | 1
2 Diversification | 2025 | 10 | -31.5 | 1
2 Diversification | 2025 | 10 | -31.4 | 1
2 Diversification | 2025 | 10 | -31 | 1
2 Diversification | 2025 | 10 | -30.9 | 1
2 Diversification | 2025 | 10 | -30.7 | 1
2 Diversification | 2025 | 10 | -30.4 | 3
2 Diversification | 2025 | 10 | -30.3 | 2
2 Diversification | 2025 | 10 | -30.2 | 1
2 Diversification | 2025 | 10 | -30.1 | 2
2 Diversification | 2025 | 10 | -29.7 | 1
2 Diversification | 2025 | 10 | -29.5 | 1
2 Diversification | 2025 | 10 | -29.3 | 1
2 Diversification | 2025 | 10 | -29.1 | 3
2 Diversification | 2025 | 10 | -28.8 | 1
2 Diversification | 2025 | 10 | -28.4 | 2
2 Diversification | 2025 | 10 | -28.3 | 1
2 Diversification | 2025 | 10 | -28.1 | 1
2 Diversification | 2025 | 10 | -28 | 1
2 Diversification | 2025 | 10 | -27.9 | 1
2 Diversification | 2025 | 10 | -27.8 | 1
2 Diversification | 2025 | 10 | -27.7 | 2
2 Diversification | 2025 | 10 | -27 | 2
2 Diversification | 2025 | 10 | -26.9 | 1
2 Diversification | 2025 | 10 | -26.8 | 1
2 Diversification | 2025 | 10 | -26.6 | 4
2 Diversification | 2025 | 10 | -26.5 | 2
2 Diversification | 2025 | 10 | -26.2 | 1
2 Diversification | 2025 | 10 | -26 | 2
2 Diversification | 2025 | 10 | -25.9 | 1
2 Diversification | 2025 | 10 | -25.7 | 5
2 Diversification | 2025 | 10 | -25.6 | 1
2 Diversification | 2025 | 10 | -25.5 | 3
2 Diversification | 2025 | 10 | -25.4 | 2
2 Diversification | 2025 | 10 | -25.2 | 2
2 Diversification | 2025 | 10 | -25.1 | 3
2 Diversification | 2025 | 10 | -24.9 | 1
2 Diversification | 2025 | 10 | -24.7 | 2
2 Diversification | 2025 | 10 | -24.6 | 1
2 Diversification | 2025 | 10 | -24.3 | 2
2 Diversification | 2025 | 10 | -24.1 | 1
2 Diversification | 2025 | 10 | -24 | 1
2 Diversification | 2025 | 10 | -23.8 | 1
2 Diversification | 2025 | 10 | -23.7 | 1
2 Diversification | 2025 | 10 | -23.6 | 1
2 Diversification | 2025 | 10 | -23.3 | 1
2 Diversification | 2025 | 10 | -23.2 | 1
2 Diversification | 2025 | 10 | -23 | 1
2 Diversification | 2025 | 10 | -22.9 | 4
2 Diversification | 2025 | 10 | -22.8 | 1
2 Diversification | 2025 | 10 | -22.7 | 2
2 Diversification | 2025 | 10 | -22.6 | 1
2 Diversification | 2025 | 10 | -22.5 | 2
2 Diversification | 2025 | 10 | -22.4 | 1
2 Diversification | 2025 | 10 | -22.3 | 2
2 Diversification | 2025 | 10 | -22.2 | 1
2 Diversification | 2025 | 10 | -22.1 | 4
2 Diversification | 2025 | 10 | -22 | 1
2 Diversification | 2025 | 10 | -21.9 | 1
2 Diversification | 2025 | 10 | -21.8 | 1
2 Diversification | 2025 | 10 | -21.6 | 1
2 Diversification | 2025 | 10 | -21.5 | 2
2 Diversification | 2025 | 10 | -21.4 | 1
2 Diversification | 2025 | 10 | -21.3 | 2
2 Diversification | 2025 | 10 | -21 | 2
2 Diversification | 2025 | 10 | -20.6 | 1
2 Diversification | 2025 | 10 | -20.5 | 1
2 Diversification | 2025 | 10 | -20.4 | 2
2 Diversification | 2025 | 10 | -20.3 | 3
2 Diversification | 2025 | 10 | -19.9 | 2
2 Diversification | 2025 | 10 | -19.8 | 1
2 Diversification | 2025 | 10 | -19.7 | 1
2 Diversification | 2025 | 10 | -19.6 | 2
2 Diversification | 2025 | 10 | -19.5 | 2
2 Diversification | 2025 | 10 | -19.3 | 2
2 Diversification | 2025 | 10 | -19.1 | 2
2 Diversification | 2025 | 10 | -18.9 | 1
2 Diversification | 2025 | 10 | -18.8 | 1
2 Diversification | 2025 | 10 | -18.6 | 1
2 Diversification | 2025 | 10 | -18.5 | 1
2 Diversification | 2025 | 10 | -18.3 | 2
2 Diversification | 2025 | 10 | -18.2 | 2
2 Diversification | 2025 | 10 | -18.1 | 1
2 Diversification | 2025 | 10 | -18 | 1
2 Diversification | 2025 | 10 | -17.9 | 1
2 Diversification | 2025 | 10 | -17.8 | 2
2 Diversification | 2025 | 10 | -17.7 | 1
2 Diversification | 2025 | 10 | -17.6 | 1
2 Diversification | 2025 | 10 | -17.2 | 2
2 Diversification | 2025 | 10 | -17.1 | 1
2 Diversification | 2025 | 10 | -16.9 | 1
2 Diversification | 2025 | 10 | -16.6 | 2
2 Diversification | 2025 | 10 | -16.5 | 1
2 Diversification | 2025 | 10 | -16.4 | 1
2 Diversification | 2025 | 10 | -16.2 | 2
2 Diversification | 2025 | 10 | -16.1 | 1
2 Diversification | 2025 | 10 | -16 | 1
2 Diversification | 2025 | 10 | -15.7 | 1
2 Diversification | 2025 | 10 | -15.3 | 2
2 Diversification | 2025 | 10 | -15.2 | 2
2 Diversification | 2025 | 10 | -15.1 | 4
2 Diversification | 2025 | 10 | -14.9 | 3
2 Diversification | 2025 | 10 | -14.2 | 1
2 Diversification | 2025 | 10 | -14.1 | 1
2 Diversification | 2025 | 10 | -14 | 1
2 Diversification | 2025 | 10 | -13.8 | 1
2 Diversification | 2025 | 10 | -13.3 | 1
2 Diversification | 2025 | 10 | -12.7 | 2
2 Diversification | 2025 | 10 | -12.5 | 1
2 Diversification | 2025 | 10 | -12.3 | 2
2 Diversification | 2025 | 10 | -11.8 | 1
2 Diversification | 2025 | 10 | -11.7 | 1
2 Diversification | 2025 | 10 | -10.9 | 1
2 Diversification | 2025 | 10 | -10.8 | 1
2 Diversification | 2025 | 10 | -10.6 | 1
2 Diversification | 2025 | 10 | -9.9 | 1
2 Diversification | 2025 | 10 | -7.1 | 1
2 Diversification | 2025 | 10 | -6.2 | 1
2 Diversification | 2025 | 10 | -1.7 | 1
2 Diversification | 2025 | 10 | 6.1 | 1
2 Diversification | 2025 | 10 | 8.2 | 1
2 Diversification | 2025 | 10 | 8.4 | 1
2 Diversification | 2025 | 10 | 8.8 | 1
2 Diversification | 2025 | 10 | 9 | 1
2 Diversification | 2025 | 10 | 9.4 | 1
2 Diversification | 2025 | 10 | 10.3 | 1
2 Diversification | 2025 | 10 | 10.7 | 1
2 Diversification | 2025 | 10 | 11.3 | 1
2 Diversification | 2025 | 10 | 12 | 1
2 Diversification | 2025 | 10 | 12.1 | 2
2 Diversification | 2025 | 10 | 12.3 | 1
2 Diversification | 2025 | 10 | 12.6 | 1
2 Diversification | 2025 | 10 | 12.8 | 1
2 Diversification | 2025 | 10 | 12.9 | 1
2 Diversification | 2025 | 10 | 13.2 | 1
2 Diversification | 2025 | 10 | 13.4 | 2
2 Diversification | 2025 | 10 | 13.6 | 1
2 Diversification | 2025 | 10 | 13.7 | 2
2 Diversification | 2025 | 10 | 14.3 | 1
2 Diversification | 2025 | 10 | 14.5 | 2
2 Diversification | 2025 | 10 | 14.6 | 1
2 Diversification | 2025 | 10 | 14.7 | 3
2 Diversification | 2025 | 10 | 14.9 | 1
2 Diversification | 2025 | 10 | 15 | 1
2 Diversification | 2025 | 10 | 15.4 | 1
2 Diversification | 2025 | 10 | 15.6 | 1
2 Diversification | 2025 | 10 | 15.7 | 2
2 Diversification | 2025 | 10 | 15.9 | 2
2 Diversification | 2025 | 10 | 16.1 | 2
2 Diversification | 2025 | 10 | 16.2 | 1
2 Diversification | 2025 | 10 | 16.4 | 2
2 Diversification | 2025 | 10 | 16.5 | 1
2 Diversification | 2025 | 10 | 16.7 | 1
2 Diversification | 2025 | 10 | 17 | 2
2 Diversification | 2025 | 10 | 17.2 | 3
2 Diversification | 2025 | 10 | 17.3 | 1
2 Diversification | 2025 | 10 | 17.7 | 2
2 Diversification | 2025 | 10 | 17.9 | 1
2 Diversification | 2025 | 10 | 18 | 2
2 Diversification | 2025 | 10 | 18.1 | 1
2 Diversification | 2025 | 10 | 18.2 | 1
2 Diversification | 2025 | 10 | 18.3 | 1
2 Diversification | 2025 | 10 | 18.4 | 1
2 Diversification | 2025 | 10 | 18.7 | 1
2 Diversification | 2025 | 10 | 18.8 | 1
2 Diversification | 2025 | 10 | 19 | 2
2 Diversification | 2025 | 10 | 19.1 | 1
2 Diversification | 2025 | 10 | 19.2 | 3
2 Diversification | 2025 | 10 | 19.4 | 3
2 Diversification | 2025 | 10 | 19.5 | 2
2 Diversification | 2025 | 10 | 19.7 | 2
2 Diversification | 2025 | 10 | 20.1 | 1
2 Diversification | 2025 | 10 | 20.2 | 2
2 Diversification | 2025 | 10 | 20.5 | 3
2 Diversification | 2025 | 10 | 20.7 | 2
2 Diversification | 2025 | 10 | 20.8 | 3
2 Diversification | 2025 | 10 | 21.1 | 1
2 Diversification | 2025 | 10 | 21.2 | 2
2 Diversification | 2025 | 10 | 21.3 | 1
2 Diversification | 2025 | 10 | 21.4 | 1
2 Diversification | 2025 | 10 | 21.5 | 2
2 Diversification | 2025 | 10 | 21.6 | 2
2 Diversification | 2025 | 10 | 21.8 | 1
2 Diversification | 2025 | 10 | 22.1 | 2
2 Diversification | 2025 | 10 | 22.2 | 1
2 Diversification | 2025 | 10 | 22.3 | 1
2 Diversification | 2025 | 10 | 22.4 | 1
2 Diversification | 2025 | 10 | 22.5 | 4
2 Diversification | 2025 | 10 | 22.7 | 1
2 Diversification | 2025 | 10 | 22.8 | 1
2 Diversification | 2025 | 10 | 23 | 4
2 Diversification | 2025 | 10 | 23.1 | 1
2 Diversification | 2025 | 10 | 23.2 | 1
2 Diversification | 2025 | 10 | 23.3 | 2
2 Diversification | 2025 | 10 | 23.4 | 4
2 Diversification | 2025 | 10 | 23.5 | 1
2 Diversification | 2025 | 10 | 23.8 | 1
2 Diversification | 2025 | 10 | 23.9 | 2
2 Diversification | 2025 | 10 | 24 | 1
2 Diversification | 2025 | 10 | 24.1 | 1
2 Diversification | 2025 | 10 | 24.3 | 1
2 Diversification | 2025 | 10 | 24.4 | 1
2 Diversification | 2025 | 10 | 24.5 | 1
2 Diversification | 2025 | 10 | 24.6 | 2
2 Diversification | 2025 | 10 | 24.8 | 1
2 Diversification | 2025 | 10 | 25 | 1
2 Diversification | 2025 | 10 | 25.1 | 1
2 Diversification | 2025 | 10 | 25.2 | 1
2 Diversification | 2025 | 10 | 25.4 | 3
2 Diversification | 2025 | 10 | 25.6 | 2
2 Diversification | 2025 | 10 | 26 | 1
2 Diversification | 2025 | 10 | 26.2 | 1
2 Diversification | 2025 | 10 | 26.4 | 1
2 Diversification | 2025 | 10 | 26.5 | 1
2 Diversification | 2025 | 10 | 26.6 | 2
2 Diversification | 2025 | 10 | 26.7 | 3
2 Diversification | 2025 | 10 | 26.8 | 1
2 Diversification | 2025 | 10 | 26.9 | 1
2 Diversification | 2025 | 10 | 27.1 | 2
2 Diversification | 2025 | 10 | 27.3 | 1
2 Diversification | 2025 | 10 | 27.7 | 1
2 Diversification | 2025 | 10 | 27.8 | 3
2 Diversification | 2025 | 10 | 27.9 | 2
2 Diversification | 2025 | 10 | 28 | 2
2 Diversification | 2025 | 10 | 28.1 | 1
2 Diversification | 2025 | 10 | 28.4 | 2
2 Diversification | 2025 | 10 | 28.6 | 2
2 Diversification | 2025 | 10 | 28.7 | 2
2 Diversification | 2025 | 10 | 28.9 | 1
2 Diversification | 2025 | 10 | 29.2 | 3
2 Diversification | 2025 | 10 | 29.3 | 1
2 Diversification | 2025 | 10 | 29.4 | 1
2 Diversification | 2025 | 10 | 29.6 | 1
2 Diversification | 2025 | 10 | 29.8 | 1
2 Diversification | 2025 | 10 | 29.9 | 1
2 Diversification | 2025 | 10 | 30.1 | 1
2 Diversification | 2025 | 10 | 30.5 | 1
2 Diversification | 2025 | 10 | 30.7 | 2
2 Diversification | 2025 | 10 | 30.8 | 1
2 Diversification | 2025 | 10 | 31 | 2
2 Diversification | 2025 | 10 | 31.5 | 1
2 Diversification | 2025 | 10 | 31.7 | 1
2 Diversification | 2025 | 10 | 31.9 | 1
2 Diversification | 2025 | 10 | 32.1 | 1
2 Diversification | 2025 | 10 | 32.2 | 1
2 Diversification | 2025 | 10 | 32.8 | 2
2 Diversification | 2025 | 10 | 32.9 | 2
2 Diversification | 2025 | 10 | 33 | 1
2 Diversification | 2025 | 10 | 33.1 | 1
2 Diversification | 2025 | 10 | 33.4 | 1
2 Diversification | 2025 | 10 | 33.5 | 1
2 Diversification | 2025 | 10 | 33.6 | 1
2 Diversification | 2025 | 10 | 33.7 | 1
2 Diversification | 2025 | 10 | 33.8 | 2
2 Diversification | 2025 | 10 | 34.1 | 1
2 Diversification | 2025 | 10 | 34.2 | 1
2 Diversification | 2025 | 10 | 34.3 | 1
2 Diversification | 2025 | 10 | 34.4 | 1
2 Diversification | 2025 | 10 | 34.6 | 1
2 Diversification | 2025 | 10 | 34.9 | 1
2 Diversification | 2025 | 10 | 35 | 2
2 Diversification | 2025 | 10 | 35.2 | 2
2 Diversification | 2025 | 10 | 35.3 | 2
2 Diversification | 2025 | 10 | 35.5 | 1
2 Diversification | 2025 | 10 | 35.7 | 1
2 Diversification | 2025 | 10 | 36.3 | 1
2 Diversification | 2025 | 10 | 36.8 | 1
2 Diversification | 2025 | 10 | 37.2 | 2
2 Diversification | 2025 | 10 | 37.3 | 3
2 Diversification | 2025 | 10 | 37.5 | 1
2 Diversification | 2025 | 10 | 37.7 | 1
2 Diversification | 2025 | 10 | 38.1 | 1
2 Diversification | 2025 | 10 | 38.4 | 1
2 Diversification | 2025 | 10 | 38.8 | 1
2 Diversification | 2025 | 10 | 38.9 | 2
2 Diversification | 2025 | 10 | 39.6 | 1
2 Diversification | 2025 | 10 | 39.7 | 1
2 Diversification | 2025 | 10 | 39.9 | 1
2 Diversification | 2025 | 10 | 40 | 1
2 Diversification | 2025 | 10 | 40.1 | 2
2 Diversification | 2025 | 10 | 40.3 | 1
2 Diversification | 2025 | 10 | 40.4 | 1
2 Diversification | 2025 | 10 | 41 | 1
2 Diversification | 2025 | 10 | 41.2 | 1
2 Diversification | 2025 | 10 | 42.3 | 1
2 Diversification | 2025 | 10 | 43.5 | 1
2 Diversification | 2025 | 10 | 44.3 | 1
2 Diversification | 2025 | 10 | 44.4 | 2
2 Diversification | 2025 | 10 | 44.5 | 1
2 Diversification | 2025 | 10 | 45.1 | 1
2 Diversification | 2025 | 10 | 45.8 | 1
2 Diversification | 2025 | 10 | 46 | 1
2 Diversification | 2025 | 10 | 46.4 | 1
2 Diversification | 2025 | 10 | 46.6 | 1
2 Diversification | 2025 | 10 | 46.8 | 1
2 Diversification | 2025 | 10 | 46.9 | 1
2 Diversification | 2025 | 10 | 47.1 | 2
2 Diversification | 2025 | 10 | 47.4 | 1
2 Diversification | 2025 | 10 | 48.1 | 1
2 Diversification | 2025 | 10 | 48.5 | 1
2 Diversification | 2025 | 10 | 48.8 | 1
2 Diversification | 2025 | 10 | 49.2 | 1
2 Diversification | 2025 | 10 | 49.5 | 1
2 Diversification | 2025 | 10 | 49.9 | 1
2 Diversification | 2025 | 10 | 50.3 | 1
2 Diversification | 2025 | 10 | 50.9 | 1
2 Diversification | 2025 | 10 | 51.2 | 1
2 Diversification | 2025 | 10 | 52 | 1
2 Diversification | 2025 | 10 | 52.3 | 1
2 Diversification | 2025 | 10 | 55 | 1
2 Diversification | 2025 | 10 | 55.1 | 1
2 Diversification | 2025 | 10 | 56 | 1
2 Diversification | 2025 | 10 | 56.2 | 1
2 Diversification | 2025 | 10 | 58.4 | 1
2 Diversification | 2025 | 10 | 59 | 1
2 Diversification | 2025 | 10 | 61.4 | 1
2 Diversification | 2025 | 10 | 62.6 | 1
2 Diversification | 2025 | 10 | 63 | 1
2 Diversification | 2025 | 10 | 63.1 | 1
2 Diversification | 2025 | 10 | 64 | 1
2 Diversification | 2025 | 10 | 64.6 | 1
2 Diversification | 2025 | 10 | 71.2 | 1
2 Diversification | 2025 | 10 | 88.5 | 1
2 Diversification | 2025 | 10 | 379 | 1
2 Diversification | 2025 | 11 | -124.4 | 1
2 Diversification | 2025 | 11 | -76.4 | 1
2 Diversification | 2025 | 11 | -68.2 | 1
2 Diversification | 2025 | 11 | -68 | 1
2 Diversification | 2025 | 11 | -64.4 | 1
2 Diversification | 2025 | 11 | -61.3 | 1
2 Diversification | 2025 | 11 | -60.5 | 1
2 Diversification | 2025 | 11 | -59.1 | 1
2 Diversification | 2025 | 11 | -58.7 | 1
2 Diversification | 2025 | 11 | -58 | 1
2 Diversification | 2025 | 11 | -57.7 | 1
2 Diversification | 2025 | 11 | -57.1 | 1
2 Diversification | 2025 | 11 | -56.7 | 1
2 Diversification | 2025 | 11 | -56.4 | 1
2 Diversification | 2025 | 11 | -52.8 | 1
2 Diversification | 2025 | 11 | -51.4 | 1
2 Diversification | 2025 | 11 | -51.2 | 1
2 Diversification | 2025 | 11 | -50.7 | 1
2 Diversification | 2025 | 11 | -50.5 | 1
2 Diversification | 2025 | 11 | -50.3 | 1
2 Diversification | 2025 | 11 | -49.8 | 1
2 Diversification | 2025 | 11 | -49.6 | 1
2 Diversification | 2025 | 11 | -48.8 | 1
2 Diversification | 2025 | 11 | -48.7 | 1
2 Diversification | 2025 | 11 | -48.1 | 1
2 Diversification | 2025 | 11 | -48 | 1
2 Diversification | 2025 | 11 | -47.3 | 1
2 Diversification | 2025 | 11 | -45.9 | 1
2 Diversification | 2025 | 11 | -44.4 | 2
2 Diversification | 2025 | 11 | -44.3 | 1
2 Diversification | 2025 | 11 | -44.2 | 1
2 Diversification | 2025 | 11 | -44 | 1
2 Diversification | 2025 | 11 | -43.9 | 1
2 Diversification | 2025 | 11 | -43.6 | 1
2 Diversification | 2025 | 11 | -42.6 | 2
2 Diversification | 2025 | 11 | -42.3 | 1
2 Diversification | 2025 | 11 | -42 | 1
2 Diversification | 2025 | 11 | -41.9 | 1
2 Diversification | 2025 | 11 | -41.8 | 2
2 Diversification | 2025 | 11 | -41.6 | 1
2 Diversification | 2025 | 11 | -41.3 | 1
2 Diversification | 2025 | 11 | -41.2 | 1
2 Diversification | 2025 | 11 | -40.7 | 2
2 Diversification | 2025 | 11 | -40.4 | 1
2 Diversification | 2025 | 11 | -40 | 1
2 Diversification | 2025 | 11 | -39.8 | 2
2 Diversification | 2025 | 11 | -39.3 | 1
2 Diversification | 2025 | 11 | -39 | 1
2 Diversification | 2025 | 11 | -38.7 | 1
2 Diversification | 2025 | 11 | -38.5 | 1
2 Diversification | 2025 | 11 | -38.2 | 1
2 Diversification | 2025 | 11 | -37.7 | 1
2 Diversification | 2025 | 11 | -37.6 | 1
2 Diversification | 2025 | 11 | -37.4 | 1
2 Diversification | 2025 | 11 | -36 | 1
2 Diversification | 2025 | 11 | -35.5 | 1
2 Diversification | 2025 | 11 | -35.3 | 1
2 Diversification | 2025 | 11 | -35.2 | 2
2 Diversification | 2025 | 11 | -35.1 | 1
2 Diversification | 2025 | 11 | -34.7 | 1
2 Diversification | 2025 | 11 | -34.6 | 2
2 Diversification | 2025 | 11 | -34.3 | 1
2 Diversification | 2025 | 11 | -34.1 | 1
2 Diversification | 2025 | 11 | -34 | 1
2 Diversification | 2025 | 11 | -33.9 | 1
2 Diversification | 2025 | 11 | -33.7 | 1
2 Diversification | 2025 | 11 | -33.6 | 1
2 Diversification | 2025 | 11 | -33.2 | 1
2 Diversification | 2025 | 11 | -33.1 | 1
2 Diversification | 2025 | 11 | -32.8 | 1
2 Diversification | 2025 | 11 | -32.1 | 1
2 Diversification | 2025 | 11 | -31.9 | 2
2 Diversification | 2025 | 11 | -31.8 | 1
2 Diversification | 2025 | 11 | -31.5 | 1
2 Diversification | 2025 | 11 | -31 | 1
2 Diversification | 2025 | 11 | -30.9 | 2
2 Diversification | 2025 | 11 | -30.6 | 2
2 Diversification | 2025 | 11 | -30.2 | 1
2 Diversification | 2025 | 11 | -30.1 | 1
2 Diversification | 2025 | 11 | -29.7 | 2
2 Diversification | 2025 | 11 | -29.6 | 2
2 Diversification | 2025 | 11 | -29.5 | 1
2 Diversification | 2025 | 11 | -28.9 | 2
2 Diversification | 2025 | 11 | -28.8 | 1
2 Diversification | 2025 | 11 | -28.6 | 1
2 Diversification | 2025 | 11 | -28.5 | 1
2 Diversification | 2025 | 11 | -28.4 | 1
2 Diversification | 2025 | 11 | -27.8 | 1
2 Diversification | 2025 | 11 | -27.6 | 2
2 Diversification | 2025 | 11 | -27.5 | 3
2 Diversification | 2025 | 11 | -27.3 | 1
2 Diversification | 2025 | 11 | -27 | 1
2 Diversification | 2025 | 11 | -26.9 | 1
2 Diversification | 2025 | 11 | -26.8 | 2
2 Diversification | 2025 | 11 | -26.7 | 1
2 Diversification | 2025 | 11 | -26.6 | 2
2 Diversification | 2025 | 11 | -26.5 | 1
2 Diversification | 2025 | 11 | -26.2 | 1
2 Diversification | 2025 | 11 | -25.8 | 1
2 Diversification | 2025 | 11 | -25.6 | 1
2 Diversification | 2025 | 11 | -25.5 | 1
2 Diversification | 2025 | 11 | -25.4 | 1
2 Diversification | 2025 | 11 | -25.2 | 1
2 Diversification | 2025 | 11 | -25.1 | 1
2 Diversification | 2025 | 11 | -25 | 1
2 Diversification | 2025 | 11 | -24.9 | 2
2 Diversification | 2025 | 11 | -24.8 | 2
2 Diversification | 2025 | 11 | -24.7 | 2
2 Diversification | 2025 | 11 | -24.4 | 1
2 Diversification | 2025 | 11 | -24 | 2
2 Diversification | 2025 | 11 | -23.6 | 1
2 Diversification | 2025 | 11 | -23.5 | 3
2 Diversification | 2025 | 11 | -23 | 1
2 Diversification | 2025 | 11 | -22.9 | 1
2 Diversification | 2025 | 11 | -22.8 | 1
2 Diversification | 2025 | 11 | -22.7 | 2
2 Diversification | 2025 | 11 | -22.4 | 1
2 Diversification | 2025 | 11 | -22.1 | 1
2 Diversification | 2025 | 11 | -21.4 | 2
2 Diversification | 2025 | 11 | -21.1 | 2
2 Diversification | 2025 | 11 | -21 | 1
2 Diversification | 2025 | 11 | -20.9 | 1
2 Diversification | 2025 | 11 | -20.8 | 1
2 Diversification | 2025 | 11 | -20.7 | 1
2 Diversification | 2025 | 11 | -20.6 | 1
2 Diversification | 2025 | 11 | -20.4 | 1
2 Diversification | 2025 | 11 | -20.3 | 1
2 Diversification | 2025 | 11 | -20.1 | 1
2 Diversification | 2025 | 11 | -20 | 2
2 Diversification | 2025 | 11 | -19.9 | 1
2 Diversification | 2025 | 11 | -19.8 | 1
2 Diversification | 2025 | 11 | -19.6 | 1
2 Diversification | 2025 | 11 | -19.3 | 1
2 Diversification | 2025 | 11 | -19.2 | 2
2 Diversification | 2025 | 11 | -19.1 | 1
2 Diversification | 2025 | 11 | -18.9 | 1
2 Diversification | 2025 | 11 | -18.5 | 3
2 Diversification | 2025 | 11 | -18.1 | 2
2 Diversification | 2025 | 11 | -18 | 1
2 Diversification | 2025 | 11 | -17.9 | 1
2 Diversification | 2025 | 11 | -17.8 | 1
2 Diversification | 2025 | 11 | -17.7 | 1
2 Diversification | 2025 | 11 | -17.6 | 1
2 Diversification | 2025 | 11 | -17.1 | 1
2 Diversification | 2025 | 11 | -17 | 1
2 Diversification | 2025 | 11 | -16.9 | 1
2 Diversification | 2025 | 11 | -16.7 | 1
2 Diversification | 2025 | 11 | -16.5 | 1
2 Diversification | 2025 | 11 | -16.4 | 1
2 Diversification | 2025 | 11 | -16.3 | 2
2 Diversification | 2025 | 11 | -16.2 | 2
2 Diversification | 2025 | 11 | -16.1 | 1
2 Diversification | 2025 | 11 | -16 | 1
2 Diversification | 2025 | 11 | -15.8 | 1
2 Diversification | 2025 | 11 | -15.7 | 1
2 Diversification | 2025 | 11 | -15.6 | 2
2 Diversification | 2025 | 11 | -15.1 | 2
2 Diversification | 2025 | 11 | -15 | 1
2 Diversification | 2025 | 11 | -14.9 | 1
2 Diversification | 2025 | 11 | -14.8 | 1
2 Diversification | 2025 | 11 | -14.7 | 1
2 Diversification | 2025 | 11 | -13.5 | 1
2 Diversification | 2025 | 11 | -13.1 | 1
2 Diversification | 2025 | 11 | -13 | 1
2 Diversification | 2025 | 11 | -12.1 | 1
2 Diversification | 2025 | 11 | -11.5 | 1
2 Diversification | 2025 | 11 | -11 | 1
2 Diversification | 2025 | 11 | -10.8 | 1
2 Diversification | 2025 | 11 | -10.1 | 1
2 Diversification | 2025 | 11 | -9.8 | 1
2 Diversification | 2025 | 11 | -9.7 | 2
2 Diversification | 2025 | 11 | -8.7 | 1
2 Diversification | 2025 | 11 | 9.8 | 1
2 Diversification | 2025 | 11 | 10.3 | 1
2 Diversification | 2025 | 11 | 10.5 | 1
2 Diversification | 2025 | 11 | 10.7 | 1
2 Diversification | 2025 | 11 | 11.1 | 1
2 Diversification | 2025 | 11 | 11.3 | 1
2 Diversification | 2025 | 11 | 11.5 | 1
2 Diversification | 2025 | 11 | 11.8 | 1
2 Diversification | 2025 | 11 | 12 | 2
2 Diversification | 2025 | 11 | 12.2 | 2
2 Diversification | 2025 | 11 | 12.3 | 1
2 Diversification | 2025 | 11 | 12.8 | 1
2 Diversification | 2025 | 11 | 13.4 | 1
2 Diversification | 2025 | 11 | 13.5 | 2
2 Diversification | 2025 | 11 | 13.8 | 1
2 Diversification | 2025 | 11 | 14 | 2
2 Diversification | 2025 | 11 | 14.1 | 1
2 Diversification | 2025 | 11 | 14.5 | 3
2 Diversification | 2025 | 11 | 14.8 | 2
2 Diversification | 2025 | 11 | 15.1 | 1
2 Diversification | 2025 | 11 | 15.2 | 1
2 Diversification | 2025 | 11 | 15.3 | 1
2 Diversification | 2025 | 11 | 15.4 | 1
2 Diversification | 2025 | 11 | 15.5 | 1
2 Diversification | 2025 | 11 | 15.6 | 1
2 Diversification | 2025 | 11 | 16.1 | 1
2 Diversification | 2025 | 11 | 16.2 | 1
2 Diversification | 2025 | 11 | 16.5 | 2
2 Diversification | 2025 | 11 | 16.7 | 1
2 Diversification | 2025 | 11 | 16.9 | 1
2 Diversification | 2025 | 11 | 17 | 2
2 Diversification | 2025 | 11 | 17.1 | 1
2 Diversification | 2025 | 11 | 17.3 | 1
2 Diversification | 2025 | 11 | 17.4 | 3
2 Diversification | 2025 | 11 | 17.5 | 2
2 Diversification | 2025 | 11 | 17.6 | 1
2 Diversification | 2025 | 11 | 17.7 | 1
2 Diversification | 2025 | 11 | 18 | 1
2 Diversification | 2025 | 11 | 18.1 | 1
2 Diversification | 2025 | 11 | 18.2 | 1
2 Diversification | 2025 | 11 | 18.4 | 2
2 Diversification | 2025 | 11 | 18.5 | 3
2 Diversification | 2025 | 11 | 18.7 | 1
2 Diversification | 2025 | 11 | 19.2 | 2
2 Diversification | 2025 | 11 | 19.3 | 3
2 Diversification | 2025 | 11 | 19.5 | 1
2 Diversification | 2025 | 11 | 19.7 | 2
2 Diversification | 2025 | 11 | 19.8 | 1
2 Diversification | 2025 | 11 | 19.9 | 1
2 Diversification | 2025 | 11 | 20.1 | 1
2 Diversification | 2025 | 11 | 20.2 | 2
2 Diversification | 2025 | 11 | 20.3 | 1
2 Diversification | 2025 | 11 | 20.5 | 1
2 Diversification | 2025 | 11 | 20.6 | 2
2 Diversification | 2025 | 11 | 20.8 | 1
2 Diversification | 2025 | 11 | 20.9 | 1
2 Diversification | 2025 | 11 | 21 | 1
2 Diversification | 2025 | 11 | 21.1 | 1
2 Diversification | 2025 | 11 | 21.3 | 2
2 Diversification | 2025 | 11 | 21.5 | 2
2 Diversification | 2025 | 11 | 21.6 | 1
2 Diversification | 2025 | 11 | 21.8 | 2
2 Diversification | 2025 | 11 | 21.9 | 1
2 Diversification | 2025 | 11 | 22.2 | 2
2 Diversification | 2025 | 11 | 22.5 | 2
2 Diversification | 2025 | 11 | 22.7 | 1
2 Diversification | 2025 | 11 | 22.8 | 1
2 Diversification | 2025 | 11 | 22.9 | 2
2 Diversification | 2025 | 11 | 23.1 | 2
2 Diversification | 2025 | 11 | 23.2 | 1
2 Diversification | 2025 | 11 | 23.3 | 2
2 Diversification | 2025 | 11 | 23.9 | 1
2 Diversification | 2025 | 11 | 24 | 3
2 Diversification | 2025 | 11 | 24.1 | 2
2 Diversification | 2025 | 11 | 24.5 | 1
2 Diversification | 2025 | 11 | 24.6 | 1
2 Diversification | 2025 | 11 | 24.7 | 1
2 Diversification | 2025 | 11 | 24.8 | 1
2 Diversification | 2025 | 11 | 24.9 | 2
2 Diversification | 2025 | 11 | 25.4 | 1
2 Diversification | 2025 | 11 | 25.5 | 3
2 Diversification | 2025 | 11 | 25.6 | 1
2 Diversification | 2025 | 11 | 25.9 | 2
2 Diversification | 2025 | 11 | 26 | 1
2 Diversification | 2025 | 11 | 26.1 | 2
2 Diversification | 2025 | 11 | 26.2 | 1
2 Diversification | 2025 | 11 | 26.3 | 1
2 Diversification | 2025 | 11 | 26.4 | 1
2 Diversification | 2025 | 11 | 26.7 | 1
2 Diversification | 2025 | 11 | 27.1 | 1
2 Diversification | 2025 | 11 | 27.3 | 1
2 Diversification | 2025 | 11 | 27.4 | 1
2 Diversification | 2025 | 11 | 27.7 | 1
2 Diversification | 2025 | 11 | 28 | 1
2 Diversification | 2025 | 11 | 28.1 | 1
2 Diversification | 2025 | 11 | 28.2 | 1
2 Diversification | 2025 | 11 | 28.4 | 2
2 Diversification | 2025 | 11 | 28.5 | 1
2 Diversification | 2025 | 11 | 28.6 | 1
2 Diversification | 2025 | 11 | 28.8 | 1
2 Diversification | 2025 | 11 | 28.9 | 4
2 Diversification | 2025 | 11 | 29 | 1
2 Diversification | 2025 | 11 | 29.1 | 1
2 Diversification | 2025 | 11 | 29.3 | 3
2 Diversification | 2025 | 11 | 29.4 | 1
2 Diversification | 2025 | 11 | 29.5 | 1
2 Diversification | 2025 | 11 | 29.6 | 1
2 Diversification | 2025 | 11 | 29.8 | 1
2 Diversification | 2025 | 11 | 30.1 | 1
2 Diversification | 2025 | 11 | 30.4 | 1
2 Diversification | 2025 | 11 | 30.5 | 1
2 Diversification | 2025 | 11 | 30.6 | 1
2 Diversification | 2025 | 11 | 30.8 | 1
2 Diversification | 2025 | 11 | 31.1 | 1
2 Diversification | 2025 | 11 | 31.4 | 1
2 Diversification | 2025 | 11 | 31.5 | 1
2 Diversification | 2025 | 11 | 31.7 | 1
2 Diversification | 2025 | 11 | 31.9 | 1
2 Diversification | 2025 | 11 | 32 | 1
2 Diversification | 2025 | 11 | 32.7 | 3
2 Diversification | 2025 | 11 | 33 | 1
2 Diversification | 2025 | 11 | 33.1 | 1
2 Diversification | 2025 | 11 | 33.8 | 1
2 Diversification | 2025 | 11 | 34.1 | 1
2 Diversification | 2025 | 11 | 34.2 | 2
2 Diversification | 2025 | 11 | 34.6 | 1
2 Diversification | 2025 | 11 | 35 | 1
2 Diversification | 2025 | 11 | 35.2 | 1
2 Diversification | 2025 | 11 | 35.3 | 2
2 Diversification | 2025 | 11 | 35.5 | 2
2 Diversification | 2025 | 11 | 35.6 | 1
2 Diversification | 2025 | 11 | 35.9 | 1
2 Diversification | 2025 | 11 | 36.1 | 1
2 Diversification | 2025 | 11 | 36.4 | 1
2 Diversification | 2025 | 11 | 36.5 | 1
2 Diversification | 2025 | 11 | 36.6 | 1
2 Diversification | 2025 | 11 | 37 | 1
2 Diversification | 2025 | 11 | 37.2 | 1
2 Diversification | 2025 | 11 | 37.6 | 1
2 Diversification | 2025 | 11 | 37.7 | 2
2 Diversification | 2025 | 11 | 38.7 | 1
2 Diversification | 2025 | 11 | 38.9 | 1
2 Diversification | 2025 | 11 | 39.5 | 1
2 Diversification | 2025 | 11 | 40.5 | 1
2 Diversification | 2025 | 11 | 41 | 1
2 Diversification | 2025 | 11 | 41.3 | 1
2 Diversification | 2025 | 11 | 41.8 | 1
2 Diversification | 2025 | 11 | 41.9 | 1
2 Diversification | 2025 | 11 | 42 | 1
2 Diversification | 2025 | 11 | 42.1 | 1
2 Diversification | 2025 | 11 | 42.3 | 2
2 Diversification | 2025 | 11 | 42.4 | 1
2 Diversification | 2025 | 11 | 43 | 1
2 Diversification | 2025 | 11 | 43.2 | 1
2 Diversification | 2025 | 11 | 44.4 | 1
2 Diversification | 2025 | 11 | 45.3 | 2
2 Diversification | 2025 | 11 | 47 | 1
2 Diversification | 2025 | 11 | 47.3 | 1
2 Diversification | 2025 | 11 | 48.7 | 1
2 Diversification | 2025 | 11 | 49.3 | 1
2 Diversification | 2025 | 11 | 49.8 | 1
2 Diversification | 2025 | 11 | 50.8 | 1
2 Diversification | 2025 | 11 | 51.1 | 1
2 Diversification | 2025 | 11 | 52.2 | 1
2 Diversification | 2025 | 11 | 53 | 1
2 Diversification | 2025 | 11 | 54.4 | 1
2 Diversification | 2025 | 11 | 54.6 | 1
2 Diversification | 2025 | 11 | 55 | 1
2 Diversification | 2025 | 11 | 55.3 | 1
2 Diversification | 2025 | 11 | 55.5 | 1
2 Diversification | 2025 | 11 | 55.8 | 1
2 Diversification | 2025 | 11 | 55.9 | 2
2 Diversification | 2025 | 11 | 56 | 2
2 Diversification | 2025 | 11 | 56.6 | 1
2 Diversification | 2025 | 11 | 57 | 1
2 Diversification | 2025 | 11 | 57.1 | 1
2 Diversification | 2025 | 11 | 58.1 | 1
2 Diversification | 2025 | 11 | 58.5 | 1
2 Diversification | 2025 | 11 | 59 | 1
2 Diversification | 2025 | 11 | 60 | 1
2 Diversification | 2025 | 11 | 60.2 | 1
2 Diversification | 2025 | 11 | 60.6 | 1
2 Diversification | 2025 | 11 | 63.4 | 1
2 Diversification | 2025 | 11 | 68.9 | 1
2 Diversification | 2025 | 11 | 71.8 | 1
2 Diversification | 2025 | 11 | 82.3 | 1
2 Diversification | 2025 | 11 | 92.8 | 1
2 Diversification | 2025 | 11 | 96.8 | 1
2 Diversification | 2025 | 11 | 108.8 | 1
2 Diversification | 2025 | 11 | 137.1 | 1
2 Diversification | 2025 | 12 | -84.1 | 1
2 Diversification | 2025 | 12 | -73.1 | 1
2 Diversification | 2025 | 12 | -67.9 | 1
2 Diversification | 2025 | 12 | -63.8 | 1
2 Diversification | 2025 | 12 | -60.9 | 1
2 Diversification | 2025 | 12 | -59.1 | 1
2 Diversification | 2025 | 12 | -58.8 | 1
2 Diversification | 2025 | 12 | -58.2 | 1
2 Diversification | 2025 | 12 | -57.6 | 1
2 Diversification | 2025 | 12 | -56.2 | 1
2 Diversification | 2025 | 12 | -54.8 | 1
2 Diversification | 2025 | 12 | -54 | 1
2 Diversification | 2025 | 12 | -52.2 | 2
2 Diversification | 2025 | 12 | -51.2 | 1
2 Diversification | 2025 | 12 | -50.3 | 1
2 Diversification | 2025 | 12 | -50.1 | 1
2 Diversification | 2025 | 12 | -49.9 | 1
2 Diversification | 2025 | 12 | -48.9 | 1
2 Diversification | 2025 | 12 | -48.8 | 1
2 Diversification | 2025 | 12 | -48.5 | 1
2 Diversification | 2025 | 12 | -48.1 | 1
2 Diversification | 2025 | 12 | -47.6 | 1
2 Diversification | 2025 | 12 | -47.4 | 1
2 Diversification | 2025 | 12 | -47.2 | 1
2 Diversification | 2025 | 12 | -46.8 | 1
2 Diversification | 2025 | 12 | -46.4 | 1
2 Diversification | 2025 | 12 | -46.1 | 1
2 Diversification | 2025 | 12 | -46 | 2
2 Diversification | 2025 | 12 | -45.8 | 1
2 Diversification | 2025 | 12 | -45.6 | 1
2 Diversification | 2025 | 12 | -45.4 | 1
2 Diversification | 2025 | 12 | -45 | 1
2 Diversification | 2025 | 12 | -44.9 | 1
2 Diversification | 2025 | 12 | -44.7 | 1
2 Diversification | 2025 | 12 | -44.6 | 2
2 Diversification | 2025 | 12 | -44.5 | 1
2 Diversification | 2025 | 12 | -43.9 | 1
2 Diversification | 2025 | 12 | -43.2 | 1
2 Diversification | 2025 | 12 | -41.9 | 2
2 Diversification | 2025 | 12 | -41.8 | 1
2 Diversification | 2025 | 12 | -41.7 | 1
2 Diversification | 2025 | 12 | -41.1 | 1
2 Diversification | 2025 | 12 | -40.9 | 2
2 Diversification | 2025 | 12 | -40.7 | 1
2 Diversification | 2025 | 12 | -40.1 | 1
2 Diversification | 2025 | 12 | -40 | 1
2 Diversification | 2025 | 12 | -39.9 | 1
2 Diversification | 2025 | 12 | -39.8 | 1
2 Diversification | 2025 | 12 | -39.7 | 1
2 Diversification | 2025 | 12 | -39.6 | 1
2 Diversification | 2025 | 12 | -39.3 | 1
2 Diversification | 2025 | 12 | -38.9 | 1
2 Diversification | 2025 | 12 | -38.7 | 1
2 Diversification | 2025 | 12 | -38.4 | 1
2 Diversification | 2025 | 12 | -38.2 | 1
2 Diversification | 2025 | 12 | -36.7 | 1
2 Diversification | 2025 | 12 | -36.2 | 1
2 Diversification | 2025 | 12 | -35.7 | 2
2 Diversification | 2025 | 12 | -35.4 | 1
2 Diversification | 2025 | 12 | -35 | 1
2 Diversification | 2025 | 12 | -34.5 | 1
2 Diversification | 2025 | 12 | -34.4 | 1
2 Diversification | 2025 | 12 | -33.8 | 1
2 Diversification | 2025 | 12 | -33.7 | 2
2 Diversification | 2025 | 12 | -33.4 | 1
2 Diversification | 2025 | 12 | -33.3 | 1
2 Diversification | 2025 | 12 | -33.2 | 1
2 Diversification | 2025 | 12 | -33 | 3
2 Diversification | 2025 | 12 | -32.9 | 2
2 Diversification | 2025 | 12 | -32.5 | 1
2 Diversification | 2025 | 12 | -32.3 | 1
2 Diversification | 2025 | 12 | -32.2 | 1
2 Diversification | 2025 | 12 | -31.9 | 2
2 Diversification | 2025 | 12 | -31.8 | 1
2 Diversification | 2025 | 12 | -31.6 | 1
2 Diversification | 2025 | 12 | -31.4 | 2
2 Diversification | 2025 | 12 | -31.1 | 1
2 Diversification | 2025 | 12 | -30.8 | 2
2 Diversification | 2025 | 12 | -30.7 | 1
2 Diversification | 2025 | 12 | -30.6 | 2
2 Diversification | 2025 | 12 | -30.5 | 1
2 Diversification | 2025 | 12 | -30.1 | 1
2 Diversification | 2025 | 12 | -29.9 | 1
2 Diversification | 2025 | 12 | -29.7 | 1
2 Diversification | 2025 | 12 | -29.6 | 1
2 Diversification | 2025 | 12 | -29.5 | 2
2 Diversification | 2025 | 12 | -29.1 | 1
2 Diversification | 2025 | 12 | -29 | 1
2 Diversification | 2025 | 12 | -28.7 | 1
2 Diversification | 2025 | 12 | -28.1 | 2
2 Diversification | 2025 | 12 | -27.6 | 2
2 Diversification | 2025 | 12 | -27.5 | 1
2 Diversification | 2025 | 12 | -27.4 | 1
2 Diversification | 2025 | 12 | -27.1 | 1
2 Diversification | 2025 | 12 | -26.8 | 1
2 Diversification | 2025 | 12 | -26.5 | 1
2 Diversification | 2025 | 12 | -26.4 | 1
2 Diversification | 2025 | 12 | -25.9 | 1
2 Diversification | 2025 | 12 | -25.8 | 1
2 Diversification | 2025 | 12 | -25.5 | 1
2 Diversification | 2025 | 12 | -25.4 | 1
2 Diversification | 2025 | 12 | -25.3 | 1
2 Diversification | 2025 | 12 | -25.2 | 1
2 Diversification | 2025 | 12 | -25.1 | 1
2 Diversification | 2025 | 12 | -24.7 | 2
2 Diversification | 2025 | 12 | -24.5 | 2
2 Diversification | 2025 | 12 | -24.3 | 1
2 Diversification | 2025 | 12 | -24.2 | 1
2 Diversification | 2025 | 12 | -24.1 | 2
2 Diversification | 2025 | 12 | -23.8 | 1
2 Diversification | 2025 | 12 | -23.7 | 1
2 Diversification | 2025 | 12 | -23.6 | 1
2 Diversification | 2025 | 12 | -23.1 | 1
2 Diversification | 2025 | 12 | -22.8 | 1
2 Diversification | 2025 | 12 | -22.7 | 3
2 Diversification | 2025 | 12 | -22.5 | 1
2 Diversification | 2025 | 12 | -22.4 | 1
2 Diversification | 2025 | 12 | -22.3 | 1
2 Diversification | 2025 | 12 | -22.2 | 1
2 Diversification | 2025 | 12 | -22 | 1
2 Diversification | 2025 | 12 | -21.9 | 1
2 Diversification | 2025 | 12 | -21.6 | 2
2 Diversification | 2025 | 12 | -21.5 | 1
2 Diversification | 2025 | 12 | -21.4 | 1
2 Diversification | 2025 | 12 | -21.3 | 1
2 Diversification | 2025 | 12 | -21.1 | 1
2 Diversification | 2025 | 12 | -20.8 | 1
2 Diversification | 2025 | 12 | -20.6 | 1
2 Diversification | 2025 | 12 | -20.5 | 3
2 Diversification | 2025 | 12 | -20 | 1
2 Diversification | 2025 | 12 | -19.8 | 1
2 Diversification | 2025 | 12 | -19.6 | 1
2 Diversification | 2025 | 12 | -19.5 | 2
2 Diversification | 2025 | 12 | -19.3 | 1
2 Diversification | 2025 | 12 | -19.2 | 1
2 Diversification | 2025 | 12 | -18.9 | 1
2 Diversification | 2025 | 12 | -18.7 | 2
2 Diversification | 2025 | 12 | -18.5 | 1
2 Diversification | 2025 | 12 | -18.4 | 1
2 Diversification | 2025 | 12 | -17.9 | 1
2 Diversification | 2025 | 12 | -17.8 | 1
2 Diversification | 2025 | 12 | -17 | 1
2 Diversification | 2025 | 12 | -16.7 | 2
2 Diversification | 2025 | 12 | -16.3 | 1
2 Diversification | 2025 | 12 | -16.2 | 2
2 Diversification | 2025 | 12 | -15.8 | 1
2 Diversification | 2025 | 12 | -15.7 | 1
2 Diversification | 2025 | 12 | -15.4 | 3
2 Diversification | 2025 | 12 | -14.9 | 1
2 Diversification | 2025 | 12 | -14.8 | 1
2 Diversification | 2025 | 12 | -14.3 | 1
2 Diversification | 2025 | 12 | -14.2 | 1
2 Diversification | 2025 | 12 | -13 | 3
2 Diversification | 2025 | 12 | -12.9 | 1
2 Diversification | 2025 | 12 | -12.8 | 1
2 Diversification | 2025 | 12 | -12.3 | 1
2 Diversification | 2025 | 12 | -11.6 | 1
2 Diversification | 2025 | 12 | -8.7 | 1
2 Diversification | 2025 | 12 | -6.1 | 1
2 Diversification | 2025 | 12 | 8.2 | 1
2 Diversification | 2025 | 12 | 8.5 | 1
2 Diversification | 2025 | 12 | 8.9 | 1
2 Diversification | 2025 | 12 | 10.9 | 1
2 Diversification | 2025 | 12 | 11 | 1
2 Diversification | 2025 | 12 | 11.6 | 1
2 Diversification | 2025 | 12 | 13.3 | 2
2 Diversification | 2025 | 12 | 14 | 2
2 Diversification | 2025 | 12 | 14.1 | 1
2 Diversification | 2025 | 12 | 14.5 | 1
2 Diversification | 2025 | 12 | 14.8 | 1
2 Diversification | 2025 | 12 | 14.9 | 1
2 Diversification | 2025 | 12 | 15 | 1
2 Diversification | 2025 | 12 | 15.1 | 1
2 Diversification | 2025 | 12 | 15.7 | 1
2 Diversification | 2025 | 12 | 16.4 | 1
2 Diversification | 2025 | 12 | 16.7 | 1
2 Diversification | 2025 | 12 | 17.1 | 1
2 Diversification | 2025 | 12 | 17.8 | 1
2 Diversification | 2025 | 12 | 18.6 | 1
2 Diversification | 2025 | 12 | 19.3 | 2
2 Diversification | 2025 | 12 | 19.4 | 1
2 Diversification | 2025 | 12 | 19.5 | 1
2 Diversification | 2025 | 12 | 19.8 | 1
2 Diversification | 2025 | 12 | 19.9 | 1
2 Diversification | 2025 | 12 | 20.3 | 2
2 Diversification | 2025 | 12 | 20.4 | 1
2 Diversification | 2025 | 12 | 20.5 | 3
2 Diversification | 2025 | 12 | 20.6 | 1
2 Diversification | 2025 | 12 | 20.7 | 1
2 Diversification | 2025 | 12 | 20.8 | 1
2 Diversification | 2025 | 12 | 21.1 | 1
2 Diversification | 2025 | 12 | 21.3 | 1
2 Diversification | 2025 | 12 | 21.4 | 1
2 Diversification | 2025 | 12 | 21.6 | 1
2 Diversification | 2025 | 12 | 21.7 | 1
2 Diversification | 2025 | 12 | 21.9 | 1
2 Diversification | 2025 | 12 | 22 | 1
2 Diversification | 2025 | 12 | 22.1 | 2
2 Diversification | 2025 | 12 | 22.2 | 1
2 Diversification | 2025 | 12 | 22.3 | 1
2 Diversification | 2025 | 12 | 22.4 | 2
2 Diversification | 2025 | 12 | 22.7 | 1
2 Diversification | 2025 | 12 | 22.8 | 1
2 Diversification | 2025 | 12 | 22.9 | 2
2 Diversification | 2025 | 12 | 23 | 2
2 Diversification | 2025 | 12 | 23.2 | 1
2 Diversification | 2025 | 12 | 23.3 | 1
2 Diversification | 2025 | 12 | 23.4 | 1
2 Diversification | 2025 | 12 | 23.5 | 4
2 Diversification | 2025 | 12 | 23.6 | 1
2 Diversification | 2025 | 12 | 23.7 | 2
2 Diversification | 2025 | 12 | 23.9 | 1
2 Diversification | 2025 | 12 | 24 | 2
2 Diversification | 2025 | 12 | 24.1 | 1
2 Diversification | 2025 | 12 | 24.2 | 2
2 Diversification | 2025 | 12 | 24.3 | 2
2 Diversification | 2025 | 12 | 24.4 | 1
2 Diversification | 2025 | 12 | 24.5 | 2
2 Diversification | 2025 | 12 | 24.6 | 2
2 Diversification | 2025 | 12 | 24.9 | 1
2 Diversification | 2025 | 12 | 25 | 1
2 Diversification | 2025 | 12 | 25.1 | 1
2 Diversification | 2025 | 12 | 25.3 | 1
2 Diversification | 2025 | 12 | 25.4 | 1
2 Diversification | 2025 | 12 | 25.5 | 1
2 Diversification | 2025 | 12 | 25.6 | 1
2 Diversification | 2025 | 12 | 25.7 | 1
2 Diversification | 2025 | 12 | 26.1 | 1
2 Diversification | 2025 | 12 | 26.2 | 2
2 Diversification | 2025 | 12 | 26.3 | 3
2 Diversification | 2025 | 12 | 27 | 1
2 Diversification | 2025 | 12 | 27.1 | 1
2 Diversification | 2025 | 12 | 27.4 | 1
2 Diversification | 2025 | 12 | 27.7 | 2
2 Diversification | 2025 | 12 | 28.1 | 1
2 Diversification | 2025 | 12 | 28.2 | 1
2 Diversification | 2025 | 12 | 28.3 | 1
2 Diversification | 2025 | 12 | 28.6 | 1
2 Diversification | 2025 | 12 | 28.8 | 1
2 Diversification | 2025 | 12 | 29.2 | 1
2 Diversification | 2025 | 12 | 29.3 | 2
2 Diversification | 2025 | 12 | 29.4 | 2
2 Diversification | 2025 | 12 | 29.6 | 3
2 Diversification | 2025 | 12 | 29.7 | 2
2 Diversification | 2025 | 12 | 30 | 1
2 Diversification | 2025 | 12 | 30.2 | 1
2 Diversification | 2025 | 12 | 30.3 | 1
2 Diversification | 2025 | 12 | 30.8 | 3
2 Diversification | 2025 | 12 | 30.9 | 1
2 Diversification | 2025 | 12 | 31.2 | 1
2 Diversification | 2025 | 12 | 31.6 | 1
2 Diversification | 2025 | 12 | 32.3 | 1
2 Diversification | 2025 | 12 | 32.4 | 1
2 Diversification | 2025 | 12 | 32.5 | 1
2 Diversification | 2025 | 12 | 32.6 | 1
2 Diversification | 2025 | 12 | 32.7 | 2
2 Diversification | 2025 | 12 | 32.8 | 1
2 Diversification | 2025 | 12 | 33 | 1
2 Diversification | 2025 | 12 | 33.2 | 1
2 Diversification | 2025 | 12 | 33.4 | 1
2 Diversification | 2025 | 12 | 33.5 | 1
2 Diversification | 2025 | 12 | 33.6 | 1
2 Diversification | 2025 | 12 | 33.7 | 1
2 Diversification | 2025 | 12 | 33.9 | 1
2 Diversification | 2025 | 12 | 34.3 | 2
2 Diversification | 2025 | 12 | 34.4 | 1
2 Diversification | 2025 | 12 | 34.9 | 1
2 Diversification | 2025 | 12 | 35 | 1
2 Diversification | 2025 | 12 | 35.1 | 2
2 Diversification | 2025 | 12 | 35.3 | 1
2 Diversification | 2025 | 12 | 35.4 | 2
2 Diversification | 2025 | 12 | 35.6 | 1
2 Diversification | 2025 | 12 | 35.7 | 1
2 Diversification | 2025 | 12 | 35.8 | 1
2 Diversification | 2025 | 12 | 36.1 | 1
2 Diversification | 2025 | 12 | 36.5 | 1
2 Diversification | 2025 | 12 | 36.9 | 1
2 Diversification | 2025 | 12 | 37.1 | 2
2 Diversification | 2025 | 12 | 37.5 | 1
2 Diversification | 2025 | 12 | 37.6 | 1
2 Diversification | 2025 | 12 | 37.7 | 1
2 Diversification | 2025 | 12 | 37.8 | 1
2 Diversification | 2025 | 12 | 37.9 | 1
2 Diversification | 2025 | 12 | 38.5 | 1
2 Diversification | 2025 | 12 | 39 | 1
2 Diversification | 2025 | 12 | 39.2 | 2
2 Diversification | 2025 | 12 | 39.5 | 1
2 Diversification | 2025 | 12 | 39.8 | 1
2 Diversification | 2025 | 12 | 39.9 | 1
2 Diversification | 2025 | 12 | 40.4 | 1
2 Diversification | 2025 | 12 | 40.8 | 3
2 Diversification | 2025 | 12 | 40.9 | 2
2 Diversification | 2025 | 12 | 41.1 | 1
2 Diversification | 2025 | 12 | 41.3 | 2
2 Diversification | 2025 | 12 | 41.6 | 1
2 Diversification | 2025 | 12 | 42 | 1
2 Diversification | 2025 | 12 | 42.7 | 1
2 Diversification | 2025 | 12 | 43.1 | 1
2 Diversification | 2025 | 12 | 43.2 | 1
2 Diversification | 2025 | 12 | 44.3 | 1
2 Diversification | 2025 | 12 | 44.5 | 1
2 Diversification | 2025 | 12 | 45.3 | 1
2 Diversification | 2025 | 12 | 45.4 | 1
2 Diversification | 2025 | 12 | 45.9 | 1
2 Diversification | 2025 | 12 | 46 | 1
2 Diversification | 2025 | 12 | 46.2 | 1
2 Diversification | 2025 | 12 | 46.4 | 1
2 Diversification | 2025 | 12 | 46.8 | 1
2 Diversification | 2025 | 12 | 47.4 | 1
2 Diversification | 2025 | 12 | 48.5 | 1
2 Diversification | 2025 | 12 | 49.4 | 1
2 Diversification | 2025 | 12 | 49.8 | 1
2 Diversification | 2025 | 12 | 50.1 | 1
2 Diversification | 2025 | 12 | 50.3 | 1
2 Diversification | 2025 | 12 | 51 | 1
2 Diversification | 2025 | 12 | 51.7 | 1
2 Diversification | 2025 | 12 | 51.8 | 1
2 Diversification | 2025 | 12 | 52.8 | 1
2 Diversification | 2025 | 12 | 54.2 | 1
2 Diversification | 2025 | 12 | 54.7 | 1
2 Diversification | 2025 | 12 | 55.1 | 1
2 Diversification | 2025 | 12 | 55.5 | 1
2 Diversification | 2025 | 12 | 56.9 | 1
2 Diversification | 2025 | 12 | 57 | 1
2 Diversification | 2025 | 12 | 57.5 | 1
2 Diversification | 2025 | 12 | 57.8 | 1
2 Diversification | 2025 | 12 | 61.4 | 1
2 Diversification | 2025 | 12 | 61.8 | 1
2 Diversification | 2025 | 12 | 62.4 | 1
2 Diversification | 2025 | 12 | 63.8 | 1
2 Diversification | 2025 | 12 | 70 | 1
2 Diversification | 2025 | 12 | 72.8 | 1
2 Diversification | 2025 | 12 | 75 | 1
2 Diversification | 2025 | 12 | 81.3 | 1
2 Diversification | 2025 | 12 | 87.3 | 1
2 Diversification | 2025 | 12 | 92.8 | 1
2 Diversification | 2025 | 12 | 103.4 | 1
2 Diversification | 2025 | 13 | -134.7 | 1
2 Diversification | 2025 | 13 | -111.2 | 1
2 Diversification | 2025 | 13 | -93 | 1
2 Diversification | 2025 | 13 | -80 | 1
2 Diversification | 2025 | 13 | -78.3 | 1
2 Diversification | 2025 | 13 | -74.9 | 1
2 Diversification | 2025 | 13 | -72 | 1
2 Diversification | 2025 | 13 | -67.5 | 1
2 Diversification | 2025 | 13 | -65 | 1
2 Diversification | 2025 | 13 | -64.8 | 1
2 Diversification | 2025 | 13 | -57.8 | 1
2 Diversification | 2025 | 13 | -57.7 | 1
2 Diversification | 2025 | 13 | -55.2 | 1
2 Diversification | 2025 | 13 | -55 | 1
2 Diversification | 2025 | 13 | -54.4 | 1
2 Diversification | 2025 | 13 | -53.4 | 1
2 Diversification | 2025 | 13 | -53.2 | 1
2 Diversification | 2025 | 13 | -52.8 | 1
2 Diversification | 2025 | 13 | -51.8 | 1
2 Diversification | 2025 | 13 | -51.1 | 1
2 Diversification | 2025 | 13 | -50.7 | 1
2 Diversification | 2025 | 13 | -50 | 1
2 Diversification | 2025 | 13 | -49.8 | 1
2 Diversification | 2025 | 13 | -48.6 | 1
2 Diversification | 2025 | 13 | -48.5 | 1
2 Diversification | 2025 | 13 | -48.3 | 1
2 Diversification | 2025 | 13 | -47.9 | 1
2 Diversification | 2025 | 13 | -47.8 | 1
2 Diversification | 2025 | 13 | -47.5 | 1
2 Diversification | 2025 | 13 | -45.9 | 1
2 Diversification | 2025 | 13 | -45.1 | 1
2 Diversification | 2025 | 13 | -44.6 | 2
2 Diversification | 2025 | 13 | -44.3 | 1
2 Diversification | 2025 | 13 | -44 | 1
2 Diversification | 2025 | 13 | -43.3 | 1
2 Diversification | 2025 | 13 | -43 | 1
2 Diversification | 2025 | 13 | -42.8 | 1
2 Diversification | 2025 | 13 | -42.1 | 1
2 Diversification | 2025 | 13 | -41.7 | 1
2 Diversification | 2025 | 13 | -41.3 | 1
2 Diversification | 2025 | 13 | -41 | 1
2 Diversification | 2025 | 13 | -40.4 | 1
2 Diversification | 2025 | 13 | -40 | 1
2 Diversification | 2025 | 13 | -39.1 | 1
2 Diversification | 2025 | 13 | -37.8 | 1
2 Diversification | 2025 | 13 | -37.4 | 1
2 Diversification | 2025 | 13 | -37.2 | 1
2 Diversification | 2025 | 13 | -36.9 | 1
2 Diversification | 2025 | 13 | -36.6 | 1
2 Diversification | 2025 | 13 | -36.5 | 1
2 Diversification | 2025 | 13 | -35.9 | 1
2 Diversification | 2025 | 13 | -35.8 | 1
2 Diversification | 2025 | 13 | -35.6 | 2
2 Diversification | 2025 | 13 | -35.1 | 1
2 Diversification | 2025 | 13 | -34.7 | 1
2 Diversification | 2025 | 13 | -34.6 | 1
2 Diversification | 2025 | 13 | -34.5 | 1
2 Diversification | 2025 | 13 | -34.4 | 1
2 Diversification | 2025 | 13 | -33.8 | 1
2 Diversification | 2025 | 13 | -33.5 | 1
2 Diversification | 2025 | 13 | -33.3 | 3
2 Diversification | 2025 | 13 | -33.1 | 1
2 Diversification | 2025 | 13 | -32.9 | 1
2 Diversification | 2025 | 13 | -32.6 | 2
2 Diversification | 2025 | 13 | -31.9 | 1
2 Diversification | 2025 | 13 | -31.8 | 1
2 Diversification | 2025 | 13 | -31.7 | 1
2 Diversification | 2025 | 13 | -31.6 | 1
2 Diversification | 2025 | 13 | -31.5 | 3
2 Diversification | 2025 | 13 | -31 | 1
2 Diversification | 2025 | 13 | -30.3 | 2
2 Diversification | 2025 | 13 | -29.8 | 1
2 Diversification | 2025 | 13 | -29.5 | 1
2 Diversification | 2025 | 13 | -29.3 | 2
2 Diversification | 2025 | 13 | -29.2 | 1
2 Diversification | 2025 | 13 | -29.1 | 1
2 Diversification | 2025 | 13 | -28.7 | 1
2 Diversification | 2025 | 13 | -28.6 | 1
2 Diversification | 2025 | 13 | -28.5 | 1
2 Diversification | 2025 | 13 | -28.3 | 1
2 Diversification | 2025 | 13 | -28 | 1
2 Diversification | 2025 | 13 | -27.8 | 1
2 Diversification | 2025 | 13 | -27.7 | 1
2 Diversification | 2025 | 13 | -27.3 | 2
2 Diversification | 2025 | 13 | -27 | 1
2 Diversification | 2025 | 13 | -26.9 | 1
2 Diversification | 2025 | 13 | -26.7 | 1
2 Diversification | 2025 | 13 | -26.4 | 1
2 Diversification | 2025 | 13 | -26 | 1
2 Diversification | 2025 | 13 | -25.6 | 2
2 Diversification | 2025 | 13 | -25.4 | 1
2 Diversification | 2025 | 13 | -25.2 | 1
2 Diversification | 2025 | 13 | -24.8 | 1
2 Diversification | 2025 | 13 | -24.7 | 1
2 Diversification | 2025 | 13 | -24.6 | 1
2 Diversification | 2025 | 13 | -24.5 | 1
2 Diversification | 2025 | 13 | -24.4 | 1
2 Diversification | 2025 | 13 | -24 | 1
2 Diversification | 2025 | 13 | -23.7 | 1
2 Diversification | 2025 | 13 | -22.9 | 2
2 Diversification | 2025 | 13 | -22.7 | 2
2 Diversification | 2025 | 13 | -22.4 | 1
2 Diversification | 2025 | 13 | -22.2 | 1
2 Diversification | 2025 | 13 | -22.1 | 2
2 Diversification | 2025 | 13 | -22 | 1
2 Diversification | 2025 | 13 | -21.9 | 1
2 Diversification | 2025 | 13 | -21.7 | 1
2 Diversification | 2025 | 13 | -20.5 | 1
2 Diversification | 2025 | 13 | -20.2 | 1
2 Diversification | 2025 | 13 | -20.1 | 2
2 Diversification | 2025 | 13 | -19.9 | 1
2 Diversification | 2025 | 13 | -19.5 | 1
2 Diversification | 2025 | 13 | -19.3 | 1
2 Diversification | 2025 | 13 | -19 | 1
2 Diversification | 2025 | 13 | -18.1 | 1
2 Diversification | 2025 | 13 | -17.9 | 1
2 Diversification | 2025 | 13 | -17.8 | 1
2 Diversification | 2025 | 13 | -17.6 | 2
2 Diversification | 2025 | 13 | -17.4 | 1
2 Diversification | 2025 | 13 | -17.3 | 1
2 Diversification | 2025 | 13 | -17.2 | 1
2 Diversification | 2025 | 13 | -16.9 | 1
2 Diversification | 2025 | 13 | -16.8 | 2
2 Diversification | 2025 | 13 | -16.4 | 1
2 Diversification | 2025 | 13 | -16 | 1
2 Diversification | 2025 | 13 | -15.3 | 1
2 Diversification | 2025 | 13 | -14.8 | 1
2 Diversification | 2025 | 13 | -13.7 | 1
2 Diversification | 2025 | 13 | -10.4 | 1
2 Diversification | 2025 | 13 | -6.2 | 1
2 Diversification | 2025 | 13 | -6.1 | 1
2 Diversification | 2025 | 13 | 6.8 | 1
2 Diversification | 2025 | 13 | 9.6 | 1
2 Diversification | 2025 | 13 | 9.9 | 1
2 Diversification | 2025 | 13 | 10.2 | 1
2 Diversification | 2025 | 13 | 10.4 | 1
2 Diversification | 2025 | 13 | 11.5 | 1
2 Diversification | 2025 | 13 | 12.7 | 1
2 Diversification | 2025 | 13 | 15.1 | 1
2 Diversification | 2025 | 13 | 15.2 | 1
2 Diversification | 2025 | 13 | 15.3 | 1
2 Diversification | 2025 | 13 | 16.9 | 1
2 Diversification | 2025 | 13 | 17.1 | 1
2 Diversification | 2025 | 13 | 17.2 | 1
2 Diversification | 2025 | 13 | 17.4 | 1
2 Diversification | 2025 | 13 | 17.7 | 2
2 Diversification | 2025 | 13 | 17.9 | 1
2 Diversification | 2025 | 13 | 18.2 | 1
2 Diversification | 2025 | 13 | 18.3 | 2
2 Diversification | 2025 | 13 | 18.7 | 2
2 Diversification | 2025 | 13 | 19 | 1
2 Diversification | 2025 | 13 | 19.1 | 1
2 Diversification | 2025 | 13 | 19.4 | 2
2 Diversification | 2025 | 13 | 19.5 | 2
2 Diversification | 2025 | 13 | 19.9 | 1
2 Diversification | 2025 | 13 | 20.2 | 1
2 Diversification | 2025 | 13 | 20.7 | 1
2 Diversification | 2025 | 13 | 21.1 | 1
2 Diversification | 2025 | 13 | 21.7 | 1
2 Diversification | 2025 | 13 | 22 | 2
2 Diversification | 2025 | 13 | 23 | 1
2 Diversification | 2025 | 13 | 23.1 | 2
2 Diversification | 2025 | 13 | 23.3 | 2
2 Diversification | 2025 | 13 | 23.4 | 1
2 Diversification | 2025 | 13 | 23.5 | 3
2 Diversification | 2025 | 13 | 23.6 | 1
2 Diversification | 2025 | 13 | 23.7 | 1
2 Diversification | 2025 | 13 | 23.9 | 1
2 Diversification | 2025 | 13 | 24 | 1
2 Diversification | 2025 | 13 | 24.1 | 1
2 Diversification | 2025 | 13 | 24.2 | 2
2 Diversification | 2025 | 13 | 24.4 | 2
2 Diversification | 2025 | 13 | 24.9 | 1
2 Diversification | 2025 | 13 | 25.1 | 3
2 Diversification | 2025 | 13 | 25.5 | 1
2 Diversification | 2025 | 13 | 26.4 | 1
2 Diversification | 2025 | 13 | 26.6 | 1
2 Diversification | 2025 | 13 | 26.9 | 1
2 Diversification | 2025 | 13 | 27.5 | 1
2 Diversification | 2025 | 13 | 27.6 | 2
2 Diversification | 2025 | 13 | 27.7 | 1
2 Diversification | 2025 | 13 | 27.8 | 1
2 Diversification | 2025 | 13 | 28 | 1
2 Diversification | 2025 | 13 | 28.1 | 1
2 Diversification | 2025 | 13 | 28.2 | 1
2 Diversification | 2025 | 13 | 28.3 | 2
2 Diversification | 2025 | 13 | 28.6 | 1
2 Diversification | 2025 | 13 | 28.8 | 1
2 Diversification | 2025 | 13 | 28.9 | 1
2 Diversification | 2025 | 13 | 29.1 | 2
2 Diversification | 2025 | 13 | 29.3 | 2
2 Diversification | 2025 | 13 | 29.4 | 1
2 Diversification | 2025 | 13 | 29.8 | 2
2 Diversification | 2025 | 13 | 29.9 | 1
2 Diversification | 2025 | 13 | 30.1 | 1
2 Diversification | 2025 | 13 | 30.2 | 1
2 Diversification | 2025 | 13 | 30.3 | 1
2 Diversification | 2025 | 13 | 30.9 | 1
2 Diversification | 2025 | 13 | 31 | 3
2 Diversification | 2025 | 13 | 31.2 | 1
2 Diversification | 2025 | 13 | 31.5 | 2
2 Diversification | 2025 | 13 | 31.6 | 1
2 Diversification | 2025 | 13 | 31.8 | 1
2 Diversification | 2025 | 13 | 31.9 | 1
2 Diversification | 2025 | 13 | 32.6 | 1
2 Diversification | 2025 | 13 | 32.8 | 1
2 Diversification | 2025 | 13 | 33.1 | 2
2 Diversification | 2025 | 13 | 33.2 | 1
2 Diversification | 2025 | 13 | 33.4 | 1
2 Diversification | 2025 | 13 | 33.6 | 1
2 Diversification | 2025 | 13 | 33.7 | 1
2 Diversification | 2025 | 13 | 34 | 2
2 Diversification | 2025 | 13 | 34.1 | 1
2 Diversification | 2025 | 13 | 34.2 | 1
2 Diversification | 2025 | 13 | 34.3 | 1
2 Diversification | 2025 | 13 | 34.5 | 1
2 Diversification | 2025 | 13 | 34.6 | 1
2 Diversification | 2025 | 13 | 34.8 | 1
2 Diversification | 2025 | 13 | 34.9 | 2
2 Diversification | 2025 | 13 | 35.1 | 1
2 Diversification | 2025 | 13 | 35.3 | 1
2 Diversification | 2025 | 13 | 35.5 | 1
2 Diversification | 2025 | 13 | 35.6 | 1
2 Diversification | 2025 | 13 | 35.9 | 1
2 Diversification | 2025 | 13 | 36 | 1
2 Diversification | 2025 | 13 | 36.2 | 1
2 Diversification | 2025 | 13 | 36.7 | 1
2 Diversification | 2025 | 13 | 37.1 | 1
2 Diversification | 2025 | 13 | 37.2 | 1
2 Diversification | 2025 | 13 | 37.4 | 1
2 Diversification | 2025 | 13 | 37.7 | 2
2 Diversification | 2025 | 13 | 38.1 | 1
2 Diversification | 2025 | 13 | 39.6 | 1
2 Diversification | 2025 | 13 | 40.4 | 1
2 Diversification | 2025 | 13 | 40.9 | 1
2 Diversification | 2025 | 13 | 41.7 | 1
2 Diversification | 2025 | 13 | 41.8 | 1
2 Diversification | 2025 | 13 | 42.5 | 1
2 Diversification | 2025 | 13 | 43 | 1
2 Diversification | 2025 | 13 | 43.5 | 1
2 Diversification | 2025 | 13 | 43.7 | 3
2 Diversification | 2025 | 13 | 44.4 | 1
2 Diversification | 2025 | 13 | 45.2 | 1
2 Diversification | 2025 | 13 | 45.4 | 1
2 Diversification | 2025 | 13 | 45.7 | 1
2 Diversification | 2025 | 13 | 45.9 | 1
2 Diversification | 2025 | 13 | 46.7 | 1
2 Diversification | 2025 | 13 | 47.7 | 1
2 Diversification | 2025 | 13 | 47.8 | 1
2 Diversification | 2025 | 13 | 47.9 | 1
2 Diversification | 2025 | 13 | 48.4 | 1
2 Diversification | 2025 | 13 | 48.7 | 1
2 Diversification | 2025 | 13 | 49 | 1
2 Diversification | 2025 | 13 | 49.4 | 3
2 Diversification | 2025 | 13 | 49.5 | 1
2 Diversification | 2025 | 13 | 50.7 | 1
2 Diversification | 2025 | 13 | 51.4 | 1
2 Diversification | 2025 | 13 | 52.6 | 1
2 Diversification | 2025 | 13 | 53.1 | 1
2 Diversification | 2025 | 13 | 53.6 | 1
2 Diversification | 2025 | 13 | 54.7 | 1
2 Diversification | 2025 | 13 | 55.7 | 1
2 Diversification | 2025 | 13 | 56.1 | 1
2 Diversification | 2025 | 13 | 56.4 | 1
2 Diversification | 2025 | 13 | 57.7 | 1
2 Diversification | 2025 | 13 | 59.5 | 1
2 Diversification | 2025 | 13 | 60.3 | 1
2 Diversification | 2025 | 13 | 61.1 | 1
2 Diversification | 2025 | 13 | 61.2 | 1
2 Diversification | 2025 | 13 | 62.4 | 1
2 Diversification | 2025 | 13 | 63.5 | 1
2 Diversification | 2025 | 13 | 64.9 | 1
2 Diversification | 2025 | 13 | 67.4 | 1
2 Diversification | 2025 | 13 | 68.1 | 1
2 Diversification | 2025 | 13 | 68.9 | 1
2 Diversification | 2025 | 13 | 76.8 | 1
2 Diversification | 2025 | 13 | 90.4 | 1
2 Diversification | 2025 | 14 | -154.4 | 1
2 Diversification | 2025 | 14 | -150.4 | 1
2 Diversification | 2025 | 14 | -96.8 | 1
2 Diversification | 2025 | 14 | -75.5 | 1
2 Diversification | 2025 | 14 | -74.8 | 1
2 Diversification | 2025 | 14 | -73.6 | 1
2 Diversification | 2025 | 14 | -72.6 | 1
2 Diversification | 2025 | 14 | -70.6 | 1
2 Diversification | 2025 | 14 | -69.1 | 1
2 Diversification | 2025 | 14 | -66.4 | 1
2 Diversification | 2025 | 14 | -63 | 1
2 Diversification | 2025 | 14 | -61.1 | 1
2 Diversification | 2025 | 14 | -59.5 | 1
2 Diversification | 2025 | 14 | -58.7 | 1
2 Diversification | 2025 | 14 | -58.3 | 1
2 Diversification | 2025 | 14 | -57.8 | 1
2 Diversification | 2025 | 14 | -57.2 | 1
2 Diversification | 2025 | 14 | -57 | 1
2 Diversification | 2025 | 14 | -56.4 | 1
2 Diversification | 2025 | 14 | -55.3 | 1
2 Diversification | 2025 | 14 | -52.1 | 1
2 Diversification | 2025 | 14 | -51.1 | 1
2 Diversification | 2025 | 14 | -50.1 | 1
2 Diversification | 2025 | 14 | -49.9 | 1
2 Diversification | 2025 | 14 | -49.4 | 1
2 Diversification | 2025 | 14 | -49.3 | 1
2 Diversification | 2025 | 14 | -48.9 | 1
2 Diversification | 2025 | 14 | -47.9 | 1
2 Diversification | 2025 | 14 | -47.7 | 1
2 Diversification | 2025 | 14 | -47.2 | 1
2 Diversification | 2025 | 14 | -46.9 | 1
2 Diversification | 2025 | 14 | -46.7 | 1
2 Diversification | 2025 | 14 | -46.5 | 1
2 Diversification | 2025 | 14 | -46.3 | 1
2 Diversification | 2025 | 14 | -45.9 | 1
2 Diversification | 2025 | 14 | -45.7 | 1
2 Diversification | 2025 | 14 | -45.2 | 1
2 Diversification | 2025 | 14 | -45 | 1
2 Diversification | 2025 | 14 | -44.7 | 1
2 Diversification | 2025 | 14 | -44.6 | 1
2 Diversification | 2025 | 14 | -44.5 | 1
2 Diversification | 2025 | 14 | -44.3 | 1
2 Diversification | 2025 | 14 | -43.9 | 1
2 Diversification | 2025 | 14 | -43.7 | 1
2 Diversification | 2025 | 14 | -43.6 | 1
2 Diversification | 2025 | 14 | -43.5 | 1
2 Diversification | 2025 | 14 | -43.2 | 1
2 Diversification | 2025 | 14 | -42.4 | 2
2 Diversification | 2025 | 14 | -42.3 | 1
2 Diversification | 2025 | 14 | -41.9 | 1
2 Diversification | 2025 | 14 | -41.8 | 1
2 Diversification | 2025 | 14 | -41.7 | 1
2 Diversification | 2025 | 14 | -41.4 | 1
2 Diversification | 2025 | 14 | -40.7 | 1
2 Diversification | 2025 | 14 | -40.4 | 1
2 Diversification | 2025 | 14 | -39.9 | 1
2 Diversification | 2025 | 14 | -39.8 | 2
2 Diversification | 2025 | 14 | -39.2 | 2
2 Diversification | 2025 | 14 | -38.9 | 2
2 Diversification | 2025 | 14 | -38.7 | 1
2 Diversification | 2025 | 14 | -38.1 | 2
2 Diversification | 2025 | 14 | -37.9 | 1
2 Diversification | 2025 | 14 | -36.2 | 1
2 Diversification | 2025 | 14 | -35.7 | 1
2 Diversification | 2025 | 14 | -35.1 | 1
2 Diversification | 2025 | 14 | -34.4 | 1
2 Diversification | 2025 | 14 | -34.1 | 1
2 Diversification | 2025 | 14 | -33.1 | 1
2 Diversification | 2025 | 14 | -32.7 | 1
2 Diversification | 2025 | 14 | -32.4 | 1
2 Diversification | 2025 | 14 | -31.6 | 1
2 Diversification | 2025 | 14 | -31.5 | 1
2 Diversification | 2025 | 14 | -31.4 | 1
2 Diversification | 2025 | 14 | -31.3 | 1
2 Diversification | 2025 | 14 | -31.1 | 1
2 Diversification | 2025 | 14 | -30.3 | 2
2 Diversification | 2025 | 14 | -29.5 | 2
2 Diversification | 2025 | 14 | -28.5 | 1
2 Diversification | 2025 | 14 | -28.4 | 3
2 Diversification | 2025 | 14 | -28.1 | 1
2 Diversification | 2025 | 14 | -28 | 1
2 Diversification | 2025 | 14 | -27.9 | 1
2 Diversification | 2025 | 14 | -27.2 | 1
2 Diversification | 2025 | 14 | -26.8 | 1
2 Diversification | 2025 | 14 | -26.2 | 1
2 Diversification | 2025 | 14 | -26 | 1
2 Diversification | 2025 | 14 | -25.8 | 1
2 Diversification | 2025 | 14 | -25.3 | 1
2 Diversification | 2025 | 14 | -25.2 | 1
2 Diversification | 2025 | 14 | -25.1 | 1
2 Diversification | 2025 | 14 | -24.4 | 1
2 Diversification | 2025 | 14 | -23.8 | 1
2 Diversification | 2025 | 14 | -23.3 | 1
2 Diversification | 2025 | 14 | -23.2 | 1
2 Diversification | 2025 | 14 | -22.7 | 1
2 Diversification | 2025 | 14 | -22.5 | 1
2 Diversification | 2025 | 14 | -22.4 | 1
2 Diversification | 2025 | 14 | -22.2 | 1
2 Diversification | 2025 | 14 | -21.7 | 1
2 Diversification | 2025 | 14 | -21.4 | 1
2 Diversification | 2025 | 14 | -21.3 | 1
2 Diversification | 2025 | 14 | -21.1 | 1
2 Diversification | 2025 | 14 | -20.9 | 1
2 Diversification | 2025 | 14 | -20.8 | 3
2 Diversification | 2025 | 14 | -20.4 | 1
2 Diversification | 2025 | 14 | -20.3 | 2
2 Diversification | 2025 | 14 | -19.7 | 1
2 Diversification | 2025 | 14 | -19.4 | 1
2 Diversification | 2025 | 14 | -19.3 | 1
2 Diversification | 2025 | 14 | -18.7 | 1
2 Diversification | 2025 | 14 | -18.5 | 1
2 Diversification | 2025 | 14 | -17.2 | 1
2 Diversification | 2025 | 14 | -16.6 | 1
2 Diversification | 2025 | 14 | -12.6 | 1
2 Diversification | 2025 | 14 | 9.3 | 1
2 Diversification | 2025 | 14 | 11.2 | 1
2 Diversification | 2025 | 14 | 11.9 | 1
2 Diversification | 2025 | 14 | 12 | 1
2 Diversification | 2025 | 14 | 12.6 | 1
2 Diversification | 2025 | 14 | 13.1 | 1
2 Diversification | 2025 | 14 | 13.3 | 1
2 Diversification | 2025 | 14 | 14 | 1
2 Diversification | 2025 | 14 | 14.9 | 1
2 Diversification | 2025 | 14 | 15.3 | 1
2 Diversification | 2025 | 14 | 16.2 | 1
2 Diversification | 2025 | 14 | 16.4 | 1
2 Diversification | 2025 | 14 | 16.5 | 1
2 Diversification | 2025 | 14 | 17 | 1
2 Diversification | 2025 | 14 | 17.1 | 1
2 Diversification | 2025 | 14 | 17.6 | 1
2 Diversification | 2025 | 14 | 18.7 | 1
2 Diversification | 2025 | 14 | 19 | 1
2 Diversification | 2025 | 14 | 19.4 | 1
2 Diversification | 2025 | 14 | 19.8 | 2
2 Diversification | 2025 | 14 | 19.9 | 1
2 Diversification | 2025 | 14 | 20 | 1
2 Diversification | 2025 | 14 | 20.3 | 1
2 Diversification | 2025 | 14 | 21 | 1
2 Diversification | 2025 | 14 | 21.2 | 1
2 Diversification | 2025 | 14 | 21.3 | 1
2 Diversification | 2025 | 14 | 22.2 | 1
2 Diversification | 2025 | 14 | 22.3 | 2
2 Diversification | 2025 | 14 | 22.4 | 1
2 Diversification | 2025 | 14 | 22.8 | 1
2 Diversification | 2025 | 14 | 23 | 1
2 Diversification | 2025 | 14 | 23.1 | 1
2 Diversification | 2025 | 14 | 23.3 | 3
2 Diversification | 2025 | 14 | 23.4 | 1
2 Diversification | 2025 | 14 | 23.5 | 1
2 Diversification | 2025 | 14 | 23.6 | 2
2 Diversification | 2025 | 14 | 23.9 | 1
2 Diversification | 2025 | 14 | 24.1 | 2
2 Diversification | 2025 | 14 | 24.4 | 1
2 Diversification | 2025 | 14 | 24.6 | 2
2 Diversification | 2025 | 14 | 25.4 | 2
2 Diversification | 2025 | 14 | 25.5 | 1
2 Diversification | 2025 | 14 | 25.6 | 1
2 Diversification | 2025 | 14 | 25.7 | 1
2 Diversification | 2025 | 14 | 25.8 | 1
2 Diversification | 2025 | 14 | 25.9 | 1
2 Diversification | 2025 | 14 | 26.2 | 1
2 Diversification | 2025 | 14 | 26.3 | 1
2 Diversification | 2025 | 14 | 26.4 | 1
2 Diversification | 2025 | 14 | 26.6 | 2
2 Diversification | 2025 | 14 | 26.8 | 2
2 Diversification | 2025 | 14 | 26.9 | 1
2 Diversification | 2025 | 14 | 27 | 1
2 Diversification | 2025 | 14 | 27.5 | 1
2 Diversification | 2025 | 14 | 27.7 | 1
2 Diversification | 2025 | 14 | 27.9 | 2
2 Diversification | 2025 | 14 | 28 | 2
2 Diversification | 2025 | 14 | 28.1 | 1
2 Diversification | 2025 | 14 | 28.3 | 2
2 Diversification | 2025 | 14 | 28.4 | 1
2 Diversification | 2025 | 14 | 28.7 | 1
2 Diversification | 2025 | 14 | 28.8 | 2
2 Diversification | 2025 | 14 | 28.9 | 1
2 Diversification | 2025 | 14 | 29 | 1
2 Diversification | 2025 | 14 | 29.5 | 1
2 Diversification | 2025 | 14 | 29.6 | 1
2 Diversification | 2025 | 14 | 30 | 2
2 Diversification | 2025 | 14 | 30.1 | 1
2 Diversification | 2025 | 14 | 30.5 | 2
2 Diversification | 2025 | 14 | 30.6 | 1
2 Diversification | 2025 | 14 | 30.9 | 1
2 Diversification | 2025 | 14 | 31 | 2
2 Diversification | 2025 | 14 | 31.4 | 2
2 Diversification | 2025 | 14 | 31.5 | 1
2 Diversification | 2025 | 14 | 31.7 | 1
2 Diversification | 2025 | 14 | 32.3 | 1
2 Diversification | 2025 | 14 | 32.4 | 1
2 Diversification | 2025 | 14 | 32.8 | 1
2 Diversification | 2025 | 14 | 32.9 | 1
2 Diversification | 2025 | 14 | 33 | 1
2 Diversification | 2025 | 14 | 33.1 | 1
2 Diversification | 2025 | 14 | 33.3 | 1
2 Diversification | 2025 | 14 | 33.5 | 2
2 Diversification | 2025 | 14 | 33.6 | 1
2 Diversification | 2025 | 14 | 33.8 | 1
2 Diversification | 2025 | 14 | 34.4 | 2
2 Diversification | 2025 | 14 | 34.5 | 1
2 Diversification | 2025 | 14 | 34.6 | 1
2 Diversification | 2025 | 14 | 34.7 | 2
2 Diversification | 2025 | 14 | 34.9 | 1
2 Diversification | 2025 | 14 | 35.2 | 1
2 Diversification | 2025 | 14 | 35.3 | 1
2 Diversification | 2025 | 14 | 35.7 | 1
2 Diversification | 2025 | 14 | 36.2 | 1
2 Diversification | 2025 | 14 | 36.4 | 1
2 Diversification | 2025 | 14 | 36.6 | 1
2 Diversification | 2025 | 14 | 36.8 | 2
2 Diversification | 2025 | 14 | 37 | 1
2 Diversification | 2025 | 14 | 38.4 | 1
2 Diversification | 2025 | 14 | 38.8 | 1
2 Diversification | 2025 | 14 | 38.9 | 1
2 Diversification | 2025 | 14 | 39.1 | 1
2 Diversification | 2025 | 14 | 39.4 | 1
2 Diversification | 2025 | 14 | 40 | 2
2 Diversification | 2025 | 14 | 40.1 | 2
2 Diversification | 2025 | 14 | 40.7 | 1
2 Diversification | 2025 | 14 | 41.2 | 1
2 Diversification | 2025 | 14 | 41.3 | 1
2 Diversification | 2025 | 14 | 41.7 | 2
2 Diversification | 2025 | 14 | 41.9 | 1
2 Diversification | 2025 | 14 | 42.7 | 1
2 Diversification | 2025 | 14 | 42.8 | 1
2 Diversification | 2025 | 14 | 43 | 2
2 Diversification | 2025 | 14 | 43.6 | 1
2 Diversification | 2025 | 14 | 43.8 | 1
2 Diversification | 2025 | 14 | 44.3 | 1
2 Diversification | 2025 | 14 | 44.9 | 1
2 Diversification | 2025 | 14 | 45.7 | 2
2 Diversification | 2025 | 14 | 46.4 | 2
2 Diversification | 2025 | 14 | 47.6 | 1
2 Diversification | 2025 | 14 | 48 | 1
2 Diversification | 2025 | 14 | 48.1 | 1
2 Diversification | 2025 | 14 | 48.2 | 1
2 Diversification | 2025 | 14 | 48.6 | 1
2 Diversification | 2025 | 14 | 48.7 | 1
2 Diversification | 2025 | 14 | 49.3 | 1
2 Diversification | 2025 | 14 | 51 | 1
2 Diversification | 2025 | 14 | 51.5 | 1
2 Diversification | 2025 | 14 | 51.8 | 1
2 Diversification | 2025 | 14 | 52.7 | 1
2 Diversification | 2025 | 14 | 53.1 | 1
2 Diversification | 2025 | 14 | 53.7 | 1
2 Diversification | 2025 | 14 | 54.2 | 1
2 Diversification | 2025 | 14 | 54.8 | 1
2 Diversification | 2025 | 14 | 55.6 | 1
2 Diversification | 2025 | 14 | 57.3 | 1
2 Diversification | 2025 | 14 | 59.1 | 1
2 Diversification | 2025 | 14 | 60.2 | 1
2 Diversification | 2025 | 14 | 71.7 | 1
2 Diversification | 2025 | 14 | 72.9 | 1
2 Diversification | 2025 | 14 | 78.2 | 1
2 Diversification | 2025 | 14 | 79.9 | 1
2 Diversification | 2025 | 14 | 80.2 | 1
2 Diversification | 2025 | 14 | 83.2 | 1
2 Diversification | 2025 | 15 | -104.5 | 1
2 Diversification | 2025 | 15 | -96.5 | 1
2 Diversification | 2025 | 15 | -94.2 | 1
2 Diversification | 2025 | 15 | -93.4 | 1
2 Diversification | 2025 | 15 | -82.5 | 1
2 Diversification | 2025 | 15 | -82.4 | 1
2 Diversification | 2025 | 15 | -76.8 | 1
2 Diversification | 2025 | 15 | -75.3 | 1
2 Diversification | 2025 | 15 | -74.9 | 1
2 Diversification | 2025 | 15 | -72.9 | 1
2 Diversification | 2025 | 15 | -72 | 1
2 Diversification | 2025 | 15 | -65.8 | 1
2 Diversification | 2025 | 15 | -65.2 | 1
2 Diversification | 2025 | 15 | -64.4 | 1
2 Diversification | 2025 | 15 | -63.6 | 1
2 Diversification | 2025 | 15 | -62.6 | 1
2 Diversification | 2025 | 15 | -61.9 | 1
2 Diversification | 2025 | 15 | -61.3 | 1
2 Diversification | 2025 | 15 | -60.9 | 1
2 Diversification | 2025 | 15 | -55.9 | 1
2 Diversification | 2025 | 15 | -55.7 | 1
2 Diversification | 2025 | 15 | -55.2 | 1
2 Diversification | 2025 | 15 | -54.1 | 1
2 Diversification | 2025 | 15 | -53.6 | 1
2 Diversification | 2025 | 15 | -53.3 | 1
2 Diversification | 2025 | 15 | -52.4 | 1
2 Diversification | 2025 | 15 | -52 | 1
2 Diversification | 2025 | 15 | -51.8 | 1
2 Diversification | 2025 | 15 | -50.7 | 1
2 Diversification | 2025 | 15 | -50.6 | 2
2 Diversification | 2025 | 15 | -49.5 | 1
2 Diversification | 2025 | 15 | -48.9 | 1
2 Diversification | 2025 | 15 | -48.5 | 1
2 Diversification | 2025 | 15 | -47.8 | 1
2 Diversification | 2025 | 15 | -47.7 | 1
2 Diversification | 2025 | 15 | -46.9 | 1
2 Diversification | 2025 | 15 | -46.6 | 1
2 Diversification | 2025 | 15 | -46.2 | 1
2 Diversification | 2025 | 15 | -45.5 | 1
2 Diversification | 2025 | 15 | -45.4 | 1
2 Diversification | 2025 | 15 | -45.2 | 1
2 Diversification | 2025 | 15 | -44.9 | 1
2 Diversification | 2025 | 15 | -44.2 | 1
2 Diversification | 2025 | 15 | -44.1 | 1
2 Diversification | 2025 | 15 | -43.9 | 1
2 Diversification | 2025 | 15 | -43.2 | 1
2 Diversification | 2025 | 15 | -42.9 | 1
2 Diversification | 2025 | 15 | -42.3 | 1
2 Diversification | 2025 | 15 | -42.2 | 1
2 Diversification | 2025 | 15 | -40.6 | 1
2 Diversification | 2025 | 15 | -40.3 | 1
2 Diversification | 2025 | 15 | -40.2 | 1
2 Diversification | 2025 | 15 | -39.6 | 1
2 Diversification | 2025 | 15 | -39.4 | 1
2 Diversification | 2025 | 15 | -39.3 | 1
2 Diversification | 2025 | 15 | -39.2 | 1
2 Diversification | 2025 | 15 | -39.1 | 2
2 Diversification | 2025 | 15 | -38.8 | 1
2 Diversification | 2025 | 15 | -38.3 | 2
2 Diversification | 2025 | 15 | -38.1 | 1
2 Diversification | 2025 | 15 | -38 | 1
2 Diversification | 2025 | 15 | -37.3 | 1
2 Diversification | 2025 | 15 | -37 | 1
2 Diversification | 2025 | 15 | -36.5 | 1
2 Diversification | 2025 | 15 | -36.3 | 2
2 Diversification | 2025 | 15 | -35.9 | 1
2 Diversification | 2025 | 15 | -35.4 | 3
2 Diversification | 2025 | 15 | -35 | 2
2 Diversification | 2025 | 15 | -34.6 | 1
2 Diversification | 2025 | 15 | -34.1 | 1
2 Diversification | 2025 | 15 | -33.7 | 1
2 Diversification | 2025 | 15 | -33.6 | 1
2 Diversification | 2025 | 15 | -33.5 | 1
2 Diversification | 2025 | 15 | -33.3 | 1
2 Diversification | 2025 | 15 | -33 | 1
2 Diversification | 2025 | 15 | -32.7 | 1
2 Diversification | 2025 | 15 | -32.6 | 1
2 Diversification | 2025 | 15 | -32.5 | 1
2 Diversification | 2025 | 15 | -32.1 | 1
2 Diversification | 2025 | 15 | -31.4 | 1
2 Diversification | 2025 | 15 | -31.3 | 1
2 Diversification | 2025 | 15 | -31 | 1
2 Diversification | 2025 | 15 | -30.9 | 1
2 Diversification | 2025 | 15 | -30.6 | 1
2 Diversification | 2025 | 15 | -30.3 | 1
2 Diversification | 2025 | 15 | -30.1 | 1
2 Diversification | 2025 | 15 | -29.8 | 1
2 Diversification | 2025 | 15 | -29.4 | 1
2 Diversification | 2025 | 15 | -29.3 | 1
2 Diversification | 2025 | 15 | -29.1 | 1
2 Diversification | 2025 | 15 | -28.5 | 1
2 Diversification | 2025 | 15 | -28.4 | 1
2 Diversification | 2025 | 15 | -28.3 | 1
2 Diversification | 2025 | 15 | -28.2 | 1
2 Diversification | 2025 | 15 | -28.1 | 1
2 Diversification | 2025 | 15 | -28 | 1
2 Diversification | 2025 | 15 | -27.9 | 1
2 Diversification | 2025 | 15 | -27.8 | 2
2 Diversification | 2025 | 15 | -27.4 | 2
2 Diversification | 2025 | 15 | -26.9 | 1
2 Diversification | 2025 | 15 | -26.8 | 1
2 Diversification | 2025 | 15 | -26.7 | 1
2 Diversification | 2025 | 15 | -26 | 1
2 Diversification | 2025 | 15 | -25.8 | 1
2 Diversification | 2025 | 15 | -25.7 | 1
2 Diversification | 2025 | 15 | -25.5 | 1
2 Diversification | 2025 | 15 | -25.2 | 1
2 Diversification | 2025 | 15 | -24.9 | 1
2 Diversification | 2025 | 15 | -24.6 | 1
2 Diversification | 2025 | 15 | -24.2 | 1
2 Diversification | 2025 | 15 | -24.1 | 2
2 Diversification | 2025 | 15 | -23.5 | 1
2 Diversification | 2025 | 15 | -23.4 | 1
2 Diversification | 2025 | 15 | -22.9 | 1
2 Diversification | 2025 | 15 | -22.8 | 1
2 Diversification | 2025 | 15 | -22.6 | 1
2 Diversification | 2025 | 15 | -21.8 | 1
2 Diversification | 2025 | 15 | -20.7 | 2
2 Diversification | 2025 | 15 | -20.4 | 1
2 Diversification | 2025 | 15 | -20.2 | 1
2 Diversification | 2025 | 15 | -20.1 | 1
2 Diversification | 2025 | 15 | -19.8 | 1
2 Diversification | 2025 | 15 | -19.7 | 1
2 Diversification | 2025 | 15 | -19.6 | 1
2 Diversification | 2025 | 15 | -19.4 | 1
2 Diversification | 2025 | 15 | -19.3 | 1
2 Diversification | 2025 | 15 | -18.8 | 1
2 Diversification | 2025 | 15 | -18.3 | 1
2 Diversification | 2025 | 15 | -17.8 | 1
2 Diversification | 2025 | 15 | -17.5 | 1
2 Diversification | 2025 | 15 | -16.6 | 1
2 Diversification | 2025 | 15 | -16.2 | 1
2 Diversification | 2025 | 15 | -15.7 | 1
2 Diversification | 2025 | 15 | -15.6 | 1
2 Diversification | 2025 | 15 | -14.8 | 1
2 Diversification | 2025 | 15 | -11.4 | 1
2 Diversification | 2025 | 15 | 13 | 1
2 Diversification | 2025 | 15 | 14.8 | 1
2 Diversification | 2025 | 15 | 15.3 | 1
2 Diversification | 2025 | 15 | 15.7 | 1
2 Diversification | 2025 | 15 | 15.8 | 1
2 Diversification | 2025 | 15 | 16.4 | 1
2 Diversification | 2025 | 15 | 19.8 | 1
2 Diversification | 2025 | 15 | 19.9 | 1
2 Diversification | 2025 | 15 | 20.2 | 1
2 Diversification | 2025 | 15 | 20.6 | 2
2 Diversification | 2025 | 15 | 20.9 | 1
2 Diversification | 2025 | 15 | 21.1 | 2
2 Diversification | 2025 | 15 | 21.4 | 1
2 Diversification | 2025 | 15 | 21.5 | 2
2 Diversification | 2025 | 15 | 21.7 | 1
2 Diversification | 2025 | 15 | 21.8 | 3
2 Diversification | 2025 | 15 | 22.4 | 1
2 Diversification | 2025 | 15 | 22.7 | 1
2 Diversification | 2025 | 15 | 22.9 | 1
2 Diversification | 2025 | 15 | 23.7 | 1
2 Diversification | 2025 | 15 | 24.6 | 1
2 Diversification | 2025 | 15 | 25.2 | 1
2 Diversification | 2025 | 15 | 25.4 | 1
2 Diversification | 2025 | 15 | 25.6 | 1
2 Diversification | 2025 | 15 | 25.9 | 1
2 Diversification | 2025 | 15 | 26.5 | 2
2 Diversification | 2025 | 15 | 27.2 | 1
2 Diversification | 2025 | 15 | 27.7 | 1
2 Diversification | 2025 | 15 | 28.2 | 2
2 Diversification | 2025 | 15 | 28.4 | 2
2 Diversification | 2025 | 15 | 28.5 | 1
2 Diversification | 2025 | 15 | 28.7 | 1
2 Diversification | 2025 | 15 | 28.9 | 2
2 Diversification | 2025 | 15 | 29.1 | 2
2 Diversification | 2025 | 15 | 29.4 | 2
2 Diversification | 2025 | 15 | 29.5 | 1
2 Diversification | 2025 | 15 | 29.6 | 1
2 Diversification | 2025 | 15 | 29.7 | 1
2 Diversification | 2025 | 15 | 29.8 | 2
2 Diversification | 2025 | 15 | 29.9 | 1
2 Diversification | 2025 | 15 | 30.1 | 1
2 Diversification | 2025 | 15 | 30.4 | 1
2 Diversification | 2025 | 15 | 30.7 | 2
2 Diversification | 2025 | 15 | 31 | 1
2 Diversification | 2025 | 15 | 31.5 | 1
2 Diversification | 2025 | 15 | 31.7 | 2
2 Diversification | 2025 | 15 | 32.1 | 1
2 Diversification | 2025 | 15 | 32.4 | 1
2 Diversification | 2025 | 15 | 32.5 | 1
2 Diversification | 2025 | 15 | 32.6 | 1
2 Diversification | 2025 | 15 | 33 | 1
2 Diversification | 2025 | 15 | 33.6 | 1
2 Diversification | 2025 | 15 | 34 | 1
2 Diversification | 2025 | 15 | 34.5 | 1
2 Diversification | 2025 | 15 | 34.6 | 1
2 Diversification | 2025 | 15 | 35.2 | 1
2 Diversification | 2025 | 15 | 35.4 | 1
2 Diversification | 2025 | 15 | 36.1 | 1
2 Diversification | 2025 | 15 | 36.3 | 2
2 Diversification | 2025 | 15 | 36.6 | 1
2 Diversification | 2025 | 15 | 36.7 | 1
2 Diversification | 2025 | 15 | 36.8 | 1
2 Diversification | 2025 | 15 | 36.9 | 1
2 Diversification | 2025 | 15 | 37.8 | 1
2 Diversification | 2025 | 15 | 37.9 | 1
2 Diversification | 2025 | 15 | 38.1 | 3
2 Diversification | 2025 | 15 | 38.3 | 1
2 Diversification | 2025 | 15 | 38.4 | 1
2 Diversification | 2025 | 15 | 38.5 | 1
2 Diversification | 2025 | 15 | 38.6 | 1
2 Diversification | 2025 | 15 | 38.9 | 1
2 Diversification | 2025 | 15 | 39.4 | 2
2 Diversification | 2025 | 15 | 39.5 | 1
2 Diversification | 2025 | 15 | 40.4 | 1
2 Diversification | 2025 | 15 | 41.7 | 1
2 Diversification | 2025 | 15 | 42.1 | 1
2 Diversification | 2025 | 15 | 42.2 | 1
2 Diversification | 2025 | 15 | 42.5 | 2
2 Diversification | 2025 | 15 | 42.7 | 1
2 Diversification | 2025 | 15 | 43.2 | 1
2 Diversification | 2025 | 15 | 43.3 | 1
2 Diversification | 2025 | 15 | 43.9 | 1
2 Diversification | 2025 | 15 | 44 | 1
2 Diversification | 2025 | 15 | 44.1 | 1
2 Diversification | 2025 | 15 | 44.4 | 1
2 Diversification | 2025 | 15 | 44.7 | 1
2 Diversification | 2025 | 15 | 45.2 | 1
2 Diversification | 2025 | 15 | 46.2 | 1
2 Diversification | 2025 | 15 | 46.4 | 1
2 Diversification | 2025 | 15 | 46.6 | 1
2 Diversification | 2025 | 15 | 46.8 | 1
2 Diversification | 2025 | 15 | 47 | 1
2 Diversification | 2025 | 15 | 47.2 | 1
2 Diversification | 2025 | 15 | 47.7 | 1
2 Diversification | 2025 | 15 | 49 | 1
2 Diversification | 2025 | 15 | 49.6 | 1
2 Diversification | 2025 | 15 | 49.8 | 1
2 Diversification | 2025 | 15 | 51.5 | 1
2 Diversification | 2025 | 15 | 51.9 | 1
2 Diversification | 2025 | 15 | 53.3 | 1
2 Diversification | 2025 | 15 | 53.6 | 1
2 Diversification | 2025 | 15 | 54 | 1
2 Diversification | 2025 | 15 | 54.7 | 1
2 Diversification | 2025 | 15 | 55 | 1
2 Diversification | 2025 | 15 | 56.1 | 1
2 Diversification | 2025 | 15 | 56.7 | 1
2 Diversification | 2025 | 15 | 57.7 | 1
2 Diversification | 2025 | 15 | 59.8 | 1
2 Diversification | 2025 | 15 | 61.8 | 1
2 Diversification | 2025 | 15 | 62.9 | 1
2 Diversification | 2025 | 15 | 63.2 | 1
2 Diversification | 2025 | 15 | 63.5 | 1
2 Diversification | 2025 | 15 | 63.9 | 1
2 Diversification | 2025 | 15 | 67.9 | 1
2 Diversification | 2025 | 15 | 73.9 | 1
2 Diversification | 2025 | 15 | 75.9 | 1
2 Diversification | 2025 | 15 | 78.4 | 1
2 Diversification | 2025 | 15 | 91.2 | 1
2 Diversification | 2025 | 15 | 110.3 | 1
2 Diversification | 2025 | 16 | -208.2 | 1
2 Diversification | 2025 | 16 | -102.5 | 1
2 Diversification | 2025 | 16 | -92 | 1
2 Diversification | 2025 | 16 | -91.4 | 1
2 Diversification | 2025 | 16 | -84 | 1
2 Diversification | 2025 | 16 | -77.7 | 1
2 Diversification | 2025 | 16 | -73.7 | 1
2 Diversification | 2025 | 16 | -72.4 | 1
2 Diversification | 2025 | 16 | -68.1 | 1
2 Diversification | 2025 | 16 | -66.1 | 1
2 Diversification | 2025 | 16 | -64.7 | 1
2 Diversification | 2025 | 16 | -62.6 | 1
2 Diversification | 2025 | 16 | -58.1 | 1
2 Diversification | 2025 | 16 | -57.9 | 1
2 Diversification | 2025 | 16 | -57 | 1
2 Diversification | 2025 | 16 | -54.7 | 1
2 Diversification | 2025 | 16 | -54.4 | 1
2 Diversification | 2025 | 16 | -52.2 | 1
2 Diversification | 2025 | 16 | -51.4 | 1
2 Diversification | 2025 | 16 | -51.1 | 1
2 Diversification | 2025 | 16 | -50.7 | 1
2 Diversification | 2025 | 16 | -50.6 | 1
2 Diversification | 2025 | 16 | -50.5 | 1
2 Diversification | 2025 | 16 | -48.4 | 1
2 Diversification | 2025 | 16 | -47.4 | 2
2 Diversification | 2025 | 16 | -46.9 | 1
2 Diversification | 2025 | 16 | -46.5 | 1
2 Diversification | 2025 | 16 | -45.7 | 1
2 Diversification | 2025 | 16 | -45 | 1
2 Diversification | 2025 | 16 | -44.8 | 1
2 Diversification | 2025 | 16 | -43.3 | 1
2 Diversification | 2025 | 16 | -42.9 | 2
2 Diversification | 2025 | 16 | -42.4 | 2
2 Diversification | 2025 | 16 | -42.1 | 1
2 Diversification | 2025 | 16 | -41.8 | 1
2 Diversification | 2025 | 16 | -41.7 | 3
2 Diversification | 2025 | 16 | -41.2 | 1
2 Diversification | 2025 | 16 | -40.9 | 1
2 Diversification | 2025 | 16 | -40.7 | 2
2 Diversification | 2025 | 16 | -39.4 | 1
2 Diversification | 2025 | 16 | -38.3 | 1
2 Diversification | 2025 | 16 | -37.4 | 1
2 Diversification | 2025 | 16 | -37.2 | 1
2 Diversification | 2025 | 16 | -37.1 | 1
2 Diversification | 2025 | 16 | -37 | 1
2 Diversification | 2025 | 16 | -36.9 | 1
2 Diversification | 2025 | 16 | -35.8 | 1
2 Diversification | 2025 | 16 | -35.1 | 1
2 Diversification | 2025 | 16 | -34.9 | 1
2 Diversification | 2025 | 16 | -34 | 1
2 Diversification | 2025 | 16 | -33.4 | 1
2 Diversification | 2025 | 16 | -33.3 | 2
2 Diversification | 2025 | 16 | -33.2 | 1
2 Diversification | 2025 | 16 | -33.1 | 1
2 Diversification | 2025 | 16 | -33 | 1
2 Diversification | 2025 | 16 | -31.7 | 1
2 Diversification | 2025 | 16 | -31.5 | 1
2 Diversification | 2025 | 16 | -31.4 | 1
2 Diversification | 2025 | 16 | -30.9 | 1
2 Diversification | 2025 | 16 | -30.6 | 1
2 Diversification | 2025 | 16 | -30 | 1
2 Diversification | 2025 | 16 | -29.8 | 1
2 Diversification | 2025 | 16 | -29.2 | 2
2 Diversification | 2025 | 16 | -29.1 | 1
2 Diversification | 2025 | 16 | -28.5 | 1
2 Diversification | 2025 | 16 | -27.8 | 1
2 Diversification | 2025 | 16 | -27.7 | 1
2 Diversification | 2025 | 16 | -27.5 | 2
2 Diversification | 2025 | 16 | -27.4 | 2
2 Diversification | 2025 | 16 | -27.3 | 1
2 Diversification | 2025 | 16 | -27 | 1
2 Diversification | 2025 | 16 | -26.4 | 1
2 Diversification | 2025 | 16 | -26.1 | 1
2 Diversification | 2025 | 16 | -25.2 | 1
2 Diversification | 2025 | 16 | -24.8 | 1
2 Diversification | 2025 | 16 | -24.5 | 1
2 Diversification | 2025 | 16 | -24.3 | 1
2 Diversification | 2025 | 16 | -23.8 | 1
2 Diversification | 2025 | 16 | -23.7 | 1
2 Diversification | 2025 | 16 | -23.2 | 1
2 Diversification | 2025 | 16 | -22.9 | 1
2 Diversification | 2025 | 16 | -22.1 | 1
2 Diversification | 2025 | 16 | -21.7 | 1
2 Diversification | 2025 | 16 | -20.8 | 1
2 Diversification | 2025 | 16 | -20.5 | 1
2 Diversification | 2025 | 16 | -20 | 1
2 Diversification | 2025 | 16 | -19.6 | 1
2 Diversification | 2025 | 16 | -19.5 | 1
2 Diversification | 2025 | 16 | -19.4 | 1
2 Diversification | 2025 | 16 | -17.5 | 1
2 Diversification | 2025 | 16 | -16 | 2
2 Diversification | 2025 | 16 | -15.2 | 1
2 Diversification | 2025 | 16 | -15.1 | 1
2 Diversification | 2025 | 16 | -14.8 | 1
2 Diversification | 2025 | 16 | 7.9 | 1
2 Diversification | 2025 | 16 | 13.1 | 1
2 Diversification | 2025 | 16 | 16.2 | 1
2 Diversification | 2025 | 16 | 16.9 | 1
2 Diversification | 2025 | 16 | 17.6 | 1
2 Diversification | 2025 | 16 | 17.7 | 1
2 Diversification | 2025 | 16 | 18.1 | 1
2 Diversification | 2025 | 16 | 18.4 | 1
2 Diversification | 2025 | 16 | 19.2 | 1
2 Diversification | 2025 | 16 | 19.9 | 1
2 Diversification | 2025 | 16 | 21.7 | 1
2 Diversification | 2025 | 16 | 21.9 | 1
2 Diversification | 2025 | 16 | 22 | 1
2 Diversification | 2025 | 16 | 22.6 | 1
2 Diversification | 2025 | 16 | 22.7 | 1
2 Diversification | 2025 | 16 | 23 | 1
2 Diversification | 2025 | 16 | 23.8 | 1
2 Diversification | 2025 | 16 | 24 | 1
2 Diversification | 2025 | 16 | 24.3 | 1
2 Diversification | 2025 | 16 | 24.7 | 1
2 Diversification | 2025 | 16 | 25 | 1
2 Diversification | 2025 | 16 | 26.4 | 1
2 Diversification | 2025 | 16 | 27.2 | 4
2 Diversification | 2025 | 16 | 28.4 | 1
2 Diversification | 2025 | 16 | 28.5 | 1
2 Diversification | 2025 | 16 | 28.6 | 1
2 Diversification | 2025 | 16 | 28.7 | 1
2 Diversification | 2025 | 16 | 28.9 | 1
2 Diversification | 2025 | 16 | 29.1 | 1
2 Diversification | 2025 | 16 | 29.6 | 1
2 Diversification | 2025 | 16 | 29.7 | 1
2 Diversification | 2025 | 16 | 30 | 1
2 Diversification | 2025 | 16 | 30.1 | 1
2 Diversification | 2025 | 16 | 30.2 | 1
2 Diversification | 2025 | 16 | 30.3 | 1
2 Diversification | 2025 | 16 | 30.4 | 3
2 Diversification | 2025 | 16 | 30.7 | 1
2 Diversification | 2025 | 16 | 31.4 | 1
2 Diversification | 2025 | 16 | 31.8 | 1
2 Diversification | 2025 | 16 | 32.3 | 2
2 Diversification | 2025 | 16 | 32.9 | 1
2 Diversification | 2025 | 16 | 33.1 | 1
2 Diversification | 2025 | 16 | 33.6 | 1
2 Diversification | 2025 | 16 | 33.7 | 1
2 Diversification | 2025 | 16 | 34.9 | 1
2 Diversification | 2025 | 16 | 35 | 1
2 Diversification | 2025 | 16 | 35.1 | 1
2 Diversification | 2025 | 16 | 35.3 | 1
2 Diversification | 2025 | 16 | 35.5 | 1
2 Diversification | 2025 | 16 | 35.6 | 1
2 Diversification | 2025 | 16 | 36.8 | 1
2 Diversification | 2025 | 16 | 37.2 | 2
2 Diversification | 2025 | 16 | 37.3 | 1
2 Diversification | 2025 | 16 | 37.4 | 1
2 Diversification | 2025 | 16 | 37.6 | 1
2 Diversification | 2025 | 16 | 38.6 | 1
2 Diversification | 2025 | 16 | 39 | 1
2 Diversification | 2025 | 16 | 39.1 | 1
2 Diversification | 2025 | 16 | 39.5 | 1
2 Diversification | 2025 | 16 | 39.7 | 1
2 Diversification | 2025 | 16 | 40.3 | 2
2 Diversification | 2025 | 16 | 40.4 | 1
2 Diversification | 2025 | 16 | 40.8 | 1
2 Diversification | 2025 | 16 | 40.9 | 1
2 Diversification | 2025 | 16 | 41.6 | 1
2 Diversification | 2025 | 16 | 41.7 | 1
2 Diversification | 2025 | 16 | 42 | 1
2 Diversification | 2025 | 16 | 42.2 | 1
2 Diversification | 2025 | 16 | 42.9 | 1
2 Diversification | 2025 | 16 | 43.5 | 1
2 Diversification | 2025 | 16 | 43.9 | 1
2 Diversification | 2025 | 16 | 44.9 | 1
2 Diversification | 2025 | 16 | 45.5 | 1
2 Diversification | 2025 | 16 | 46 | 1
2 Diversification | 2025 | 16 | 46.8 | 1
2 Diversification | 2025 | 16 | 46.9 | 1
2 Diversification | 2025 | 16 | 47.2 | 1
2 Diversification | 2025 | 16 | 47.7 | 1
2 Diversification | 2025 | 16 | 48.3 | 1
2 Diversification | 2025 | 16 | 48.6 | 1
2 Diversification | 2025 | 16 | 49.2 | 1
2 Diversification | 2025 | 16 | 50 | 1
2 Diversification | 2025 | 16 | 50.5 | 1
2 Diversification | 2025 | 16 | 51.1 | 1
2 Diversification | 2025 | 16 | 51.4 | 1
2 Diversification | 2025 | 16 | 51.8 | 1
2 Diversification | 2025 | 16 | 52 | 2
2 Diversification | 2025 | 16 | 52.2 | 1
2 Diversification | 2025 | 16 | 53.5 | 1
2 Diversification | 2025 | 16 | 54.1 | 1
2 Diversification | 2025 | 16 | 54.8 | 1
2 Diversification | 2025 | 16 | 56.1 | 1
2 Diversification | 2025 | 16 | 57.3 | 1
2 Diversification | 2025 | 16 | 60.4 | 1
2 Diversification | 2025 | 16 | 60.9 | 1
2 Diversification | 2025 | 16 | 62.2 | 1
2 Diversification | 2025 | 16 | 63.8 | 1
2 Diversification | 2025 | 16 | 64.6 | 1
2 Diversification | 2025 | 16 | 64.9 | 1
2 Diversification | 2025 | 17 | -117.4 | 1
2 Diversification | 2025 | 17 | -97.7 | 1
2 Diversification | 2025 | 17 | -83.7 | 1
2 Diversification | 2025 | 17 | -77.6 | 1
2 Diversification | 2025 | 17 | -75.4 | 1
2 Diversification | 2025 | 17 | -73 | 1
2 Diversification | 2025 | 17 | -70.6 | 1
2 Diversification | 2025 | 17 | -70.3 | 1
2 Diversification | 2025 | 17 | -64.4 | 1
2 Diversification | 2025 | 17 | -63.4 | 1
2 Diversification | 2025 | 17 | -62.4 | 1
2 Diversification | 2025 | 17 | -61.7 | 1
2 Diversification | 2025 | 17 | -59.6 | 1
2 Diversification | 2025 | 17 | -59.4 | 1
2 Diversification | 2025 | 17 | -58.7 | 1
2 Diversification | 2025 | 17 | -58.2 | 1
2 Diversification | 2025 | 17 | -58 | 1
2 Diversification | 2025 | 17 | -57.9 | 1
2 Diversification | 2025 | 17 | -57.8 | 1
2 Diversification | 2025 | 17 | -57.5 | 1
2 Diversification | 2025 | 17 | -55.3 | 1
2 Diversification | 2025 | 17 | -54.7 | 1
2 Diversification | 2025 | 17 | -53.7 | 1
2 Diversification | 2025 | 17 | -53.3 | 1
2 Diversification | 2025 | 17 | -53 | 1
2 Diversification | 2025 | 17 | -52 | 1
2 Diversification | 2025 | 17 | -51.8 | 1
2 Diversification | 2025 | 17 | -51.6 | 1
2 Diversification | 2025 | 17 | -51.3 | 1
2 Diversification | 2025 | 17 | -51.1 | 1
2 Diversification | 2025 | 17 | -51 | 1
2 Diversification | 2025 | 17 | -49.5 | 1
2 Diversification | 2025 | 17 | -47.7 | 1
2 Diversification | 2025 | 17 | -47.4 | 1
2 Diversification | 2025 | 17 | -46.6 | 1
2 Diversification | 2025 | 17 | -45.2 | 1
2 Diversification | 2025 | 17 | -45 | 2
2 Diversification | 2025 | 17 | -44.5 | 1
2 Diversification | 2025 | 17 | -43.6 | 1
2 Diversification | 2025 | 17 | -42.9 | 1
2 Diversification | 2025 | 17 | -42.7 | 1
2 Diversification | 2025 | 17 | -42.5 | 1
2 Diversification | 2025 | 17 | -42.1 | 2
2 Diversification | 2025 | 17 | -41.7 | 1
2 Diversification | 2025 | 17 | -40 | 1
2 Diversification | 2025 | 17 | -39.8 | 1
2 Diversification | 2025 | 17 | -39.1 | 1
2 Diversification | 2025 | 17 | -39 | 2
2 Diversification | 2025 | 17 | -38.3 | 1
2 Diversification | 2025 | 17 | -37.7 | 2
2 Diversification | 2025 | 17 | -37.2 | 1
2 Diversification | 2025 | 17 | -36.8 | 1
2 Diversification | 2025 | 17 | -35.3 | 1
2 Diversification | 2025 | 17 | -34.5 | 1
2 Diversification | 2025 | 17 | -32 | 1
2 Diversification | 2025 | 17 | -31.8 | 1
2 Diversification | 2025 | 17 | -31.1 | 1
2 Diversification | 2025 | 17 | -30.9 | 1
2 Diversification | 2025 | 17 | -30.2 | 1
2 Diversification | 2025 | 17 | -30 | 1
2 Diversification | 2025 | 17 | -29.7 | 2
2 Diversification | 2025 | 17 | -29.6 | 1
2 Diversification | 2025 | 17 | -29.5 | 1
2 Diversification | 2025 | 17 | -29.4 | 3
2 Diversification | 2025 | 17 | -28.9 | 2
2 Diversification | 2025 | 17 | -28.3 | 1
2 Diversification | 2025 | 17 | -27.5 | 1
2 Diversification | 2025 | 17 | -27.3 | 1
2 Diversification | 2025 | 17 | -27.2 | 1
2 Diversification | 2025 | 17 | -26.8 | 1
2 Diversification | 2025 | 17 | -26.5 | 1
2 Diversification | 2025 | 17 | -26.3 | 1
2 Diversification | 2025 | 17 | -25.9 | 1
2 Diversification | 2025 | 17 | -25.3 | 1
2 Diversification | 2025 | 17 | -25.2 | 1
2 Diversification | 2025 | 17 | -24.5 | 1
2 Diversification | 2025 | 17 | -24.4 | 1
2 Diversification | 2025 | 17 | -24 | 1
2 Diversification | 2025 | 17 | -23.9 | 1
2 Diversification | 2025 | 17 | -23.4 | 1
2 Diversification | 2025 | 17 | -22 | 1
2 Diversification | 2025 | 17 | -21.1 | 1
2 Diversification | 2025 | 17 | -21 | 1
2 Diversification | 2025 | 17 | -20.7 | 1
2 Diversification | 2025 | 17 | -20.6 | 1
2 Diversification | 2025 | 17 | -20.1 | 1
2 Diversification | 2025 | 17 | -19.2 | 1
2 Diversification | 2025 | 17 | -18.6 | 1
2 Diversification | 2025 | 17 | -18.3 | 1
2 Diversification | 2025 | 17 | -17.8 | 1
2 Diversification | 2025 | 17 | -17.2 | 1
2 Diversification | 2025 | 17 | -17.1 | 1
2 Diversification | 2025 | 17 | -9.8 | 1
2 Diversification | 2025 | 17 | 14.8 | 1
2 Diversification | 2025 | 17 | 18.5 | 1
2 Diversification | 2025 | 17 | 19.7 | 1
2 Diversification | 2025 | 17 | 20 | 1
2 Diversification | 2025 | 17 | 20.1 | 1
2 Diversification | 2025 | 17 | 21.7 | 1
2 Diversification | 2025 | 17 | 22.2 | 1
2 Diversification | 2025 | 17 | 22.3 | 1
2 Diversification | 2025 | 17 | 23 | 1
2 Diversification | 2025 | 17 | 24.2 | 2
2 Diversification | 2025 | 17 | 25 | 1
2 Diversification | 2025 | 17 | 25.1 | 1
2 Diversification | 2025 | 17 | 25.2 | 1
2 Diversification | 2025 | 17 | 25.9 | 1
2 Diversification | 2025 | 17 | 26.6 | 1
2 Diversification | 2025 | 17 | 27.1 | 2
2 Diversification | 2025 | 17 | 27.2 | 1
2 Diversification | 2025 | 17 | 27.3 | 1
2 Diversification | 2025 | 17 | 27.4 | 1
2 Diversification | 2025 | 17 | 27.7 | 1
2 Diversification | 2025 | 17 | 28 | 2
2 Diversification | 2025 | 17 | 28.3 | 1
2 Diversification | 2025 | 17 | 28.8 | 1
2 Diversification | 2025 | 17 | 29.4 | 1
2 Diversification | 2025 | 17 | 29.5 | 2
2 Diversification | 2025 | 17 | 29.6 | 1
2 Diversification | 2025 | 17 | 29.7 | 1
2 Diversification | 2025 | 17 | 30.1 | 1
2 Diversification | 2025 | 17 | 30.3 | 1
2 Diversification | 2025 | 17 | 30.4 | 1
2 Diversification | 2025 | 17 | 30.7 | 1
2 Diversification | 2025 | 17 | 31.9 | 1
2 Diversification | 2025 | 17 | 32.1 | 1
2 Diversification | 2025 | 17 | 32.3 | 1
2 Diversification | 2025 | 17 | 32.7 | 1
2 Diversification | 2025 | 17 | 32.8 | 1
2 Diversification | 2025 | 17 | 33.1 | 1
2 Diversification | 2025 | 17 | 33.3 | 1
2 Diversification | 2025 | 17 | 33.4 | 1
2 Diversification | 2025 | 17 | 33.5 | 1
2 Diversification | 2025 | 17 | 33.7 | 1
2 Diversification | 2025 | 17 | 34.2 | 1
2 Diversification | 2025 | 17 | 34.4 | 1
2 Diversification | 2025 | 17 | 34.6 | 1
2 Diversification | 2025 | 17 | 34.8 | 1
2 Diversification | 2025 | 17 | 34.9 | 1
2 Diversification | 2025 | 17 | 35.1 | 1
2 Diversification | 2025 | 17 | 35.3 | 1
2 Diversification | 2025 | 17 | 35.6 | 1
2 Diversification | 2025 | 17 | 36 | 1
2 Diversification | 2025 | 17 | 36.2 | 1
2 Diversification | 2025 | 17 | 36.6 | 1
2 Diversification | 2025 | 17 | 36.8 | 1
2 Diversification | 2025 | 17 | 37.2 | 1
2 Diversification | 2025 | 17 | 37.9 | 1
2 Diversification | 2025 | 17 | 38.2 | 1
2 Diversification | 2025 | 17 | 38.5 | 2
2 Diversification | 2025 | 17 | 38.6 | 1
2 Diversification | 2025 | 17 | 39.2 | 1
2 Diversification | 2025 | 17 | 39.7 | 2
2 Diversification | 2025 | 17 | 40.3 | 1
2 Diversification | 2025 | 17 | 40.9 | 1
2 Diversification | 2025 | 17 | 41.1 | 2
2 Diversification | 2025 | 17 | 41.2 | 1
2 Diversification | 2025 | 17 | 41.3 | 1
2 Diversification | 2025 | 17 | 41.8 | 2
2 Diversification | 2025 | 17 | 42.3 | 1
2 Diversification | 2025 | 17 | 43.4 | 1
2 Diversification | 2025 | 17 | 43.6 | 1
2 Diversification | 2025 | 17 | 43.9 | 1
2 Diversification | 2025 | 17 | 44.3 | 1
2 Diversification | 2025 | 17 | 44.4 | 1
2 Diversification | 2025 | 17 | 44.7 | 1
2 Diversification | 2025 | 17 | 45.1 | 1
2 Diversification | 2025 | 17 | 45.5 | 1
2 Diversification | 2025 | 17 | 45.6 | 1
2 Diversification | 2025 | 17 | 45.8 | 1
2 Diversification | 2025 | 17 | 45.9 | 1
2 Diversification | 2025 | 17 | 46.5 | 1
2 Diversification | 2025 | 17 | 47.8 | 1
2 Diversification | 2025 | 17 | 49.5 | 1
2 Diversification | 2025 | 17 | 51.9 | 2
2 Diversification | 2025 | 17 | 52 | 1
2 Diversification | 2025 | 17 | 52.5 | 2
2 Diversification | 2025 | 17 | 53.4 | 1
2 Diversification | 2025 | 17 | 54.9 | 1
2 Diversification | 2025 | 17 | 55.3 | 1
2 Diversification | 2025 | 17 | 57.6 | 1
2 Diversification | 2025 | 17 | 58.4 | 1
2 Diversification | 2025 | 17 | 59.2 | 1
2 Diversification | 2025 | 17 | 61.2 | 1
2 Diversification | 2025 | 17 | 61.6 | 1
2 Diversification | 2025 | 17 | 62.3 | 1
2 Diversification | 2025 | 17 | 65.1 | 1
2 Diversification | 2025 | 17 | 66.5 | 1
2 Diversification | 2025 | 17 | 68.4 | 1
2 Diversification | 2025 | 17 | 69.6 | 1
2 Diversification | 2025 | 17 | 71.6 | 1
2 Diversification | 2025 | 17 | 76.9 | 1
2 Diversification | 2025 | 17 | 77.2 | 1
2 Diversification | 2025 | 17 | 89.2 | 1
2 Diversification | 2025 | 17 | 90.6 | 1
2 Diversification | 2025 | 17 | 97.4 | 1
2 Diversification | 2025 | 18 | -111.1 | 1
2 Diversification | 2025 | 18 | -95.5 | 1
2 Diversification | 2025 | 18 | -87.7 | 1
2 Diversification | 2025 | 18 | -73.7 | 1
2 Diversification | 2025 | 18 | -69.1 | 1
2 Diversification | 2025 | 18 | -68 | 1
2 Diversification | 2025 | 18 | -66.8 | 1
2 Diversification | 2025 | 18 | -66.5 | 1
2 Diversification | 2025 | 18 | -65.9 | 1
2 Diversification | 2025 | 18 | -64.1 | 1
2 Diversification | 2025 | 18 | -60.7 | 1
2 Diversification | 2025 | 18 | -59.7 | 1
2 Diversification | 2025 | 18 | -58.3 | 1
2 Diversification | 2025 | 18 | -57.9 | 1
2 Diversification | 2025 | 18 | -55.8 | 1
2 Diversification | 2025 | 18 | -54.1 | 1
2 Diversification | 2025 | 18 | -53.7 | 1
2 Diversification | 2025 | 18 | -53.4 | 1
2 Diversification | 2025 | 18 | -52.8 | 2
2 Diversification | 2025 | 18 | -51.7 | 1
2 Diversification | 2025 | 18 | -49.2 | 1
2 Diversification | 2025 | 18 | -49.1 | 1
2 Diversification | 2025 | 18 | -48.6 | 1
2 Diversification | 2025 | 18 | -48.1 | 1
2 Diversification | 2025 | 18 | -47.4 | 1
2 Diversification | 2025 | 18 | -47.1 | 1
2 Diversification | 2025 | 18 | -45.8 | 1
2 Diversification | 2025 | 18 | -44.6 | 1
2 Diversification | 2025 | 18 | -44.2 | 1
2 Diversification | 2025 | 18 | -44.1 | 1
2 Diversification | 2025 | 18 | -44 | 2
2 Diversification | 2025 | 18 | -43.7 | 1
2 Diversification | 2025 | 18 | -41.1 | 1
2 Diversification | 2025 | 18 | -40.7 | 1
2 Diversification | 2025 | 18 | -40.5 | 2
2 Diversification | 2025 | 18 | -39.1 | 1
2 Diversification | 2025 | 18 | -38.9 | 2
2 Diversification | 2025 | 18 | -38.6 | 1
2 Diversification | 2025 | 18 | -38.3 | 1
2 Diversification | 2025 | 18 | -37.5 | 1
2 Diversification | 2025 | 18 | -37 | 1
2 Diversification | 2025 | 18 | -36.4 | 1
2 Diversification | 2025 | 18 | -35.2 | 1
2 Diversification | 2025 | 18 | -34.6 | 1
2 Diversification | 2025 | 18 | -33.8 | 1
2 Diversification | 2025 | 18 | -33.7 | 1
2 Diversification | 2025 | 18 | -33.5 | 1
2 Diversification | 2025 | 18 | -32.7 | 1
2 Diversification | 2025 | 18 | -32 | 1
2 Diversification | 2025 | 18 | -30.7 | 1
2 Diversification | 2025 | 18 | -30 | 1
2 Diversification | 2025 | 18 | -29.5 | 1
2 Diversification | 2025 | 18 | -27.7 | 1
2 Diversification | 2025 | 18 | -27.2 | 1
2 Diversification | 2025 | 18 | -26.5 | 1
2 Diversification | 2025 | 18 | -26.3 | 1
2 Diversification | 2025 | 18 | -26.2 | 2
2 Diversification | 2025 | 18 | -25.6 | 1
2 Diversification | 2025 | 18 | -25.5 | 1
2 Diversification | 2025 | 18 | -25.3 | 1
2 Diversification | 2025 | 18 | -25.2 | 1
2 Diversification | 2025 | 18 | -24.1 | 1
2 Diversification | 2025 | 18 | -23.5 | 1
2 Diversification | 2025 | 18 | -22.3 | 1
2 Diversification | 2025 | 18 | -22.2 | 1
2 Diversification | 2025 | 18 | -22.1 | 2
2 Diversification | 2025 | 18 | -19.7 | 1
2 Diversification | 2025 | 18 | -19.4 | 1
2 Diversification | 2025 | 18 | -19.3 | 1
2 Diversification | 2025 | 18 | -18.2 | 1
2 Diversification | 2025 | 18 | -17.4 | 2
2 Diversification | 2025 | 18 | -16.6 | 1
2 Diversification | 2025 | 18 | -15.7 | 1
2 Diversification | 2025 | 18 | -14.6 | 1
2 Diversification | 2025 | 18 | -14.2 | 1
2 Diversification | 2025 | 18 | -12.9 | 1
2 Diversification | 2025 | 18 | 14.4 | 1
2 Diversification | 2025 | 18 | 14.6 | 1
2 Diversification | 2025 | 18 | 17.1 | 1
2 Diversification | 2025 | 18 | 19.4 | 1
2 Diversification | 2025 | 18 | 20.1 | 1
2 Diversification | 2025 | 18 | 21.5 | 1
2 Diversification | 2025 | 18 | 21.9 | 1
2 Diversification | 2025 | 18 | 22.3 | 1
2 Diversification | 2025 | 18 | 22.5 | 1
2 Diversification | 2025 | 18 | 23.1 | 1
2 Diversification | 2025 | 18 | 24.3 | 2
2 Diversification | 2025 | 18 | 25 | 1
2 Diversification | 2025 | 18 | 25.2 | 1
2 Diversification | 2025 | 18 | 27.4 | 1
2 Diversification | 2025 | 18 | 28.3 | 1
2 Diversification | 2025 | 18 | 28.6 | 1
2 Diversification | 2025 | 18 | 29.1 | 1
2 Diversification | 2025 | 18 | 29.2 | 1
2 Diversification | 2025 | 18 | 29.5 | 2
2 Diversification | 2025 | 18 | 30.6 | 1
2 Diversification | 2025 | 18 | 31.5 | 1
2 Diversification | 2025 | 18 | 32.7 | 1
2 Diversification | 2025 | 18 | 33.8 | 1
2 Diversification | 2025 | 18 | 34.7 | 1
2 Diversification | 2025 | 18 | 35.4 | 1
2 Diversification | 2025 | 18 | 36 | 1
2 Diversification | 2025 | 18 | 36.1 | 2
2 Diversification | 2025 | 18 | 36.6 | 1
2 Diversification | 2025 | 18 | 36.9 | 1
2 Diversification | 2025 | 18 | 37 | 1
2 Diversification | 2025 | 18 | 37.5 | 1
2 Diversification | 2025 | 18 | 37.9 | 1
2 Diversification | 2025 | 18 | 38.3 | 1
2 Diversification | 2025 | 18 | 38.4 | 1
2 Diversification | 2025 | 18 | 38.5 | 1
2 Diversification | 2025 | 18 | 40 | 1
2 Diversification | 2025 | 18 | 40.9 | 1
2 Diversification | 2025 | 18 | 42.2 | 1
2 Diversification | 2025 | 18 | 42.5 | 1
2 Diversification | 2025 | 18 | 42.6 | 1
2 Diversification | 2025 | 18 | 42.7 | 1
2 Diversification | 2025 | 18 | 42.9 | 1
2 Diversification | 2025 | 18 | 43.4 | 1
2 Diversification | 2025 | 18 | 43.9 | 2
2 Diversification | 2025 | 18 | 44.2 | 1
2 Diversification | 2025 | 18 | 44.8 | 1
2 Diversification | 2025 | 18 | 45.6 | 1
2 Diversification | 2025 | 18 | 45.8 | 1
2 Diversification | 2025 | 18 | 46.2 | 2
2 Diversification | 2025 | 18 | 46.4 | 1
2 Diversification | 2025 | 18 | 46.8 | 1
2 Diversification | 2025 | 18 | 47.2 | 2
2 Diversification | 2025 | 18 | 48 | 1
2 Diversification | 2025 | 18 | 48.4 | 1
2 Diversification | 2025 | 18 | 51.5 | 1
2 Diversification | 2025 | 18 | 51.7 | 2
2 Diversification | 2025 | 18 | 53.4 | 1
2 Diversification | 2025 | 18 | 53.5 | 1
2 Diversification | 2025 | 18 | 54.7 | 1
2 Diversification | 2025 | 18 | 55.4 | 1
2 Diversification | 2025 | 18 | 55.7 | 1
2 Diversification | 2025 | 18 | 56.2 | 1
2 Diversification | 2025 | 18 | 56.8 | 1
2 Diversification | 2025 | 18 | 58.6 | 1
2 Diversification | 2025 | 18 | 58.8 | 1
2 Diversification | 2025 | 18 | 59.2 | 1
2 Diversification | 2025 | 18 | 59.6 | 1
2 Diversification | 2025 | 18 | 59.8 | 1
2 Diversification | 2025 | 18 | 60 | 1
2 Diversification | 2025 | 18 | 60.2 | 1
2 Diversification | 2025 | 18 | 62 | 1
2 Diversification | 2025 | 18 | 62.4 | 1
2 Diversification | 2025 | 18 | 63.5 | 1
2 Diversification | 2025 | 18 | 66.4 | 1
2 Diversification | 2025 | 18 | 73.5 | 1
2 Diversification | 2025 | 18 | 74.5 | 1
2 Diversification | 2025 | 18 | 77.8 | 1
2 Diversification | 2025 | 18 | 78.7 | 1
2 Diversification | 2025 | 18 | 82.9 | 1
2 Diversification | 2025 | 18 | 87.2 | 1
2 Diversification | 2025 | 19 | -132.5 | 1
2 Diversification | 2025 | 19 | -107.2 | 1
2 Diversification | 2025 | 19 | -78.9 | 1
2 Diversification | 2025 | 19 | -72.2 | 1
2 Diversification | 2025 | 19 | -66.5 | 1
2 Diversification | 2025 | 19 | -65.8 | 1
2 Diversification | 2025 | 19 | -65.3 | 1
2 Diversification | 2025 | 19 | -64 | 1
2 Diversification | 2025 | 19 | -60.1 | 1
2 Diversification | 2025 | 19 | -57 | 1
2 Diversification | 2025 | 19 | -53 | 1
2 Diversification | 2025 | 19 | -52.5 | 1
2 Diversification | 2025 | 19 | -52.4 | 2
2 Diversification | 2025 | 19 | -51.6 | 1
2 Diversification | 2025 | 19 | -51.4 | 1
2 Diversification | 2025 | 19 | -51 | 1
2 Diversification | 2025 | 19 | -50.7 | 1
2 Diversification | 2025 | 19 | -49.3 | 1
2 Diversification | 2025 | 19 | -47.2 | 1
2 Diversification | 2025 | 19 | -46.4 | 1
2 Diversification | 2025 | 19 | -44.7 | 1
2 Diversification | 2025 | 19 | -43.5 | 1
2 Diversification | 2025 | 19 | -43.4 | 1
2 Diversification | 2025 | 19 | -42.6 | 1
2 Diversification | 2025 | 19 | -41.7 | 1
2 Diversification | 2025 | 19 | -41.6 | 1
2 Diversification | 2025 | 19 | -41.4 | 1
2 Diversification | 2025 | 19 | -41.3 | 1
2 Diversification | 2025 | 19 | -40.8 | 1
2 Diversification | 2025 | 19 | -40.7 | 1
2 Diversification | 2025 | 19 | -39.1 | 1
2 Diversification | 2025 | 19 | -35.9 | 1
2 Diversification | 2025 | 19 | -35.5 | 1
2 Diversification | 2025 | 19 | -35 | 1
2 Diversification | 2025 | 19 | -34.8 | 2
2 Diversification | 2025 | 19 | -34.6 | 1
2 Diversification | 2025 | 19 | -32.7 | 2
2 Diversification | 2025 | 19 | -32.4 | 1
2 Diversification | 2025 | 19 | -31.6 | 1
2 Diversification | 2025 | 19 | -29.5 | 1
2 Diversification | 2025 | 19 | -28.5 | 1
2 Diversification | 2025 | 19 | -27.9 | 1
2 Diversification | 2025 | 19 | -27.5 | 1
2 Diversification | 2025 | 19 | -25 | 1
2 Diversification | 2025 | 19 | -24.5 | 1
2 Diversification | 2025 | 19 | -22.4 | 1
2 Diversification | 2025 | 19 | -22.3 | 1
2 Diversification | 2025 | 19 | -20.5 | 1
2 Diversification | 2025 | 19 | -20 | 1
2 Diversification | 2025 | 19 | -19 | 1
2 Diversification | 2025 | 19 | -17.6 | 1
2 Diversification | 2025 | 19 | -17.1 | 1
2 Diversification | 2025 | 19 | -16.3 | 1
2 Diversification | 2025 | 19 | -16 | 1
2 Diversification | 2025 | 19 | -14.3 | 1
2 Diversification | 2025 | 19 | -9.4 | 1
2 Diversification | 2025 | 19 | 13.7 | 1
2 Diversification | 2025 | 19 | 15.8 | 1
2 Diversification | 2025 | 19 | 15.9 | 1
2 Diversification | 2025 | 19 | 17.1 | 1
2 Diversification | 2025 | 19 | 20.9 | 1
2 Diversification | 2025 | 19 | 22 | 1
2 Diversification | 2025 | 19 | 22.3 | 1
2 Diversification | 2025 | 19 | 23.2 | 1
2 Diversification | 2025 | 19 | 23.4 | 1
2 Diversification | 2025 | 19 | 23.7 | 1
2 Diversification | 2025 | 19 | 24.1 | 1
2 Diversification | 2025 | 19 | 24.4 | 2
2 Diversification | 2025 | 19 | 25.4 | 1
2 Diversification | 2025 | 19 | 26.4 | 1
2 Diversification | 2025 | 19 | 26.7 | 1
2 Diversification | 2025 | 19 | 28 | 2
2 Diversification | 2025 | 19 | 28.5 | 1
2 Diversification | 2025 | 19 | 28.9 | 1
2 Diversification | 2025 | 19 | 29 | 1
2 Diversification | 2025 | 19 | 29.8 | 1
2 Diversification | 2025 | 19 | 30.4 | 1
2 Diversification | 2025 | 19 | 31.1 | 1
2 Diversification | 2025 | 19 | 31.6 | 1
2 Diversification | 2025 | 19 | 31.7 | 1
2 Diversification | 2025 | 19 | 31.8 | 1
2 Diversification | 2025 | 19 | 32.6 | 1
2 Diversification | 2025 | 19 | 33.5 | 1
2 Diversification | 2025 | 19 | 33.6 | 1
2 Diversification | 2025 | 19 | 33.7 | 1
2 Diversification | 2025 | 19 | 34.1 | 1
2 Diversification | 2025 | 19 | 34.4 | 1
2 Diversification | 2025 | 19 | 34.9 | 1
2 Diversification | 2025 | 19 | 35.2 | 1
2 Diversification | 2025 | 19 | 35.6 | 1
2 Diversification | 2025 | 19 | 36 | 1
2 Diversification | 2025 | 19 | 36.4 | 1
2 Diversification | 2025 | 19 | 36.5 | 1
2 Diversification | 2025 | 19 | 37 | 1
2 Diversification | 2025 | 19 | 37.5 | 1
2 Diversification | 2025 | 19 | 38.1 | 1
2 Diversification | 2025 | 19 | 38.4 | 1
2 Diversification | 2025 | 19 | 38.6 | 1
2 Diversification | 2025 | 19 | 39.8 | 1
2 Diversification | 2025 | 19 | 40.6 | 1
2 Diversification | 2025 | 19 | 41.6 | 1
2 Diversification | 2025 | 19 | 42.4 | 1
2 Diversification | 2025 | 19 | 42.5 | 1
2 Diversification | 2025 | 19 | 43.2 | 1
2 Diversification | 2025 | 19 | 45 | 1
2 Diversification | 2025 | 19 | 45.6 | 1
2 Diversification | 2025 | 19 | 45.7 | 1
2 Diversification | 2025 | 19 | 45.8 | 1
2 Diversification | 2025 | 19 | 46.1 | 1
2 Diversification | 2025 | 19 | 48.8 | 1
2 Diversification | 2025 | 19 | 49.1 | 2
2 Diversification | 2025 | 19 | 49.6 | 1
2 Diversification | 2025 | 19 | 49.9 | 1
2 Diversification | 2025 | 19 | 50.3 | 1
2 Diversification | 2025 | 19 | 50.7 | 1
2 Diversification | 2025 | 19 | 51.4 | 1
2 Diversification | 2025 | 19 | 51.8 | 1
2 Diversification | 2025 | 19 | 52.5 | 1
2 Diversification | 2025 | 19 | 53.5 | 1
2 Diversification | 2025 | 19 | 54.7 | 1
2 Diversification | 2025 | 19 | 54.9 | 1
2 Diversification | 2025 | 19 | 55.9 | 1
2 Diversification | 2025 | 19 | 57 | 1
2 Diversification | 2025 | 19 | 57.1 | 1
2 Diversification | 2025 | 19 | 57.8 | 1
2 Diversification | 2025 | 19 | 59.2 | 1
2 Diversification | 2025 | 19 | 60.3 | 1
2 Diversification | 2025 | 19 | 62.5 | 1
2 Diversification | 2025 | 19 | 62.9 | 1
2 Diversification | 2025 | 19 | 63.4 | 1
2 Diversification | 2025 | 19 | 63.9 | 1
2 Diversification | 2025 | 19 | 64.7 | 1
2 Diversification | 2025 | 19 | 68 | 1
2 Diversification | 2025 | 19 | 74.9 | 1
2 Diversification | 2025 | 19 | 76.2 | 1
2 Diversification | 2025 | 19 | 77.8 | 1
2 Diversification | 2025 | 20 | -85.3 | 1
2 Diversification | 2025 | 20 | -82.3 | 1
2 Diversification | 2025 | 20 | -80.5 | 1
2 Diversification | 2025 | 20 | -79.7 | 1
2 Diversification | 2025 | 20 | -72.8 | 1
2 Diversification | 2025 | 20 | -70.3 | 1
2 Diversification | 2025 | 20 | -67.8 | 1
2 Diversification | 2025 | 20 | -66.7 | 1
2 Diversification | 2025 | 20 | -60.9 | 1
2 Diversification | 2025 | 20 | -58.4 | 1
2 Diversification | 2025 | 20 | -56.6 | 1
2 Diversification | 2025 | 20 | -56.5 | 1
2 Diversification | 2025 | 20 | -53.7 | 1
2 Diversification | 2025 | 20 | -53.5 | 1
2 Diversification | 2025 | 20 | -52.9 | 1
2 Diversification | 2025 | 20 | -52.5 | 1
2 Diversification | 2025 | 20 | -51.5 | 1
2 Diversification | 2025 | 20 | -51.3 | 1
2 Diversification | 2025 | 20 | -51.2 | 1
2 Diversification | 2025 | 20 | -50.6 | 1
2 Diversification | 2025 | 20 | -49.8 | 1
2 Diversification | 2025 | 20 | -45.9 | 1
2 Diversification | 2025 | 20 | -44.9 | 1
2 Diversification | 2025 | 20 | -43.8 | 1
2 Diversification | 2025 | 20 | -42.8 | 1
2 Diversification | 2025 | 20 | -42.6 | 1
2 Diversification | 2025 | 20 | -42 | 1
2 Diversification | 2025 | 20 | -41.8 | 1
2 Diversification | 2025 | 20 | -41.6 | 1
2 Diversification | 2025 | 20 | -41.5 | 1
2 Diversification | 2025 | 20 | -40.7 | 1
2 Diversification | 2025 | 20 | -40.3 | 1
2 Diversification | 2025 | 20 | -38.5 | 1
2 Diversification | 2025 | 20 | -37.9 | 1
2 Diversification | 2025 | 20 | -37.7 | 1
2 Diversification | 2025 | 20 | -37.3 | 1
2 Diversification | 2025 | 20 | -36.9 | 1
2 Diversification | 2025 | 20 | -35.7 | 1
2 Diversification | 2025 | 20 | -34.7 | 1
2 Diversification | 2025 | 20 | -34.6 | 1
2 Diversification | 2025 | 20 | -34.5 | 1
2 Diversification | 2025 | 20 | -33.9 | 2
2 Diversification | 2025 | 20 | -31.9 | 1
2 Diversification | 2025 | 20 | -31.7 | 2
2 Diversification | 2025 | 20 | -30.8 | 1
2 Diversification | 2025 | 20 | -29.4 | 1
2 Diversification | 2025 | 20 | -29.3 | 1
2 Diversification | 2025 | 20 | -28.5 | 1
2 Diversification | 2025 | 20 | -28.4 | 1
2 Diversification | 2025 | 20 | -28.3 | 1
2 Diversification | 2025 | 20 | -28.1 | 1
2 Diversification | 2025 | 20 | -28 | 1
2 Diversification | 2025 | 20 | -27.5 | 2
2 Diversification | 2025 | 20 | -27 | 1
2 Diversification | 2025 | 20 | -25.2 | 1
2 Diversification | 2025 | 20 | -23.4 | 1
2 Diversification | 2025 | 20 | -22.3 | 1
2 Diversification | 2025 | 20 | -20.2 | 1
2 Diversification | 2025 | 20 | -19.9 | 1
2 Diversification | 2025 | 20 | -18.3 | 1
2 Diversification | 2025 | 20 | 15.8 | 1
2 Diversification | 2025 | 20 | 19.3 | 1
2 Diversification | 2025 | 20 | 19.6 | 1
2 Diversification | 2025 | 20 | 20 | 1
2 Diversification | 2025 | 20 | 21.6 | 1
2 Diversification | 2025 | 20 | 21.8 | 1
2 Diversification | 2025 | 20 | 22.5 | 1
2 Diversification | 2025 | 20 | 22.6 | 1
2 Diversification | 2025 | 20 | 24 | 1
2 Diversification | 2025 | 20 | 24.3 | 1
2 Diversification | 2025 | 20 | 24.4 | 1
2 Diversification | 2025 | 20 | 26.9 | 1
2 Diversification | 2025 | 20 | 28.2 | 1
2 Diversification | 2025 | 20 | 28.4 | 2
2 Diversification | 2025 | 20 | 29 | 1
2 Diversification | 2025 | 20 | 29.6 | 1
2 Diversification | 2025 | 20 | 30.1 | 1
2 Diversification | 2025 | 20 | 30.9 | 1
2 Diversification | 2025 | 20 | 31 | 1
2 Diversification | 2025 | 20 | 31.1 | 1
2 Diversification | 2025 | 20 | 31.4 | 1
2 Diversification | 2025 | 20 | 31.6 | 1
2 Diversification | 2025 | 20 | 32 | 1
2 Diversification | 2025 | 20 | 32.4 | 1
2 Diversification | 2025 | 20 | 33.8 | 1
2 Diversification | 2025 | 20 | 34.4 | 1
2 Diversification | 2025 | 20 | 34.5 | 1
2 Diversification | 2025 | 20 | 37.6 | 1
2 Diversification | 2025 | 20 | 38.1 | 1
2 Diversification | 2025 | 20 | 38.2 | 1
2 Diversification | 2025 | 20 | 38.4 | 1
2 Diversification | 2025 | 20 | 39.4 | 1
2 Diversification | 2025 | 20 | 39.8 | 1
2 Diversification | 2025 | 20 | 40 | 1
2 Diversification | 2025 | 20 | 40.7 | 1
2 Diversification | 2025 | 20 | 41 | 1
2 Diversification | 2025 | 20 | 41.4 | 1
2 Diversification | 2025 | 20 | 41.7 | 1
2 Diversification | 2025 | 20 | 42.7 | 1
2 Diversification | 2025 | 20 | 43.4 | 1
2 Diversification | 2025 | 20 | 43.6 | 1
2 Diversification | 2025 | 20 | 44.1 | 1
2 Diversification | 2025 | 20 | 44.2 | 2
2 Diversification | 2025 | 20 | 44.4 | 1
2 Diversification | 2025 | 20 | 45.4 | 2
2 Diversification | 2025 | 20 | 45.5 | 1
2 Diversification | 2025 | 20 | 45.8 | 1
2 Diversification | 2025 | 20 | 46.2 | 1
2 Diversification | 2025 | 20 | 46.6 | 1
2 Diversification | 2025 | 20 | 46.7 | 1
2 Diversification | 2025 | 20 | 47.5 | 2
2 Diversification | 2025 | 20 | 47.6 | 1
2 Diversification | 2025 | 20 | 48.2 | 1
2 Diversification | 2025 | 20 | 48.3 | 1
2 Diversification | 2025 | 20 | 48.6 | 1
2 Diversification | 2025 | 20 | 48.7 | 1
2 Diversification | 2025 | 20 | 48.8 | 1
2 Diversification | 2025 | 20 | 49 | 1
2 Diversification | 2025 | 20 | 49.3 | 1
2 Diversification | 2025 | 20 | 49.4 | 1
2 Diversification | 2025 | 20 | 49.7 | 1
2 Diversification | 2025 | 20 | 49.9 | 1
2 Diversification | 2025 | 20 | 50.8 | 1
2 Diversification | 2025 | 20 | 52.6 | 1
2 Diversification | 2025 | 20 | 53.8 | 1
2 Diversification | 2025 | 20 | 54.2 | 1
2 Diversification | 2025 | 20 | 54.6 | 1
2 Diversification | 2025 | 20 | 55.3 | 1
2 Diversification | 2025 | 20 | 55.9 | 1
2 Diversification | 2025 | 20 | 58.1 | 1
2 Diversification | 2025 | 20 | 58.5 | 2
2 Diversification | 2025 | 20 | 61.7 | 1
2 Diversification | 2025 | 20 | 62 | 1
2 Diversification | 2025 | 20 | 62.3 | 1
2 Diversification | 2025 | 20 | 64.5 | 1
2 Diversification | 2025 | 20 | 66.3 | 1
2 Diversification | 2025 | 20 | 71.7 | 1
2 Diversification | 2025 | 20 | 77.2 | 1
2 Diversification | 2025 | 20 | 77.3 | 1
2 Diversification | 2025 | 20 | 92.7 | 1
2 Diversification | 2025 | 20 | 97.6 | 1
2 Diversification | 2025 | 20 | 119.6 | 1
2 Diversification | 2025 | 21 | -120.6 | 1
2 Diversification | 2025 | 21 | -87.7 | 1
2 Diversification | 2025 | 21 | -82.2 | 1
2 Diversification | 2025 | 21 | -76.8 | 1
2 Diversification | 2025 | 21 | -70.3 | 1
2 Diversification | 2025 | 21 | -69.3 | 1
2 Diversification | 2025 | 21 | -68.8 | 1
2 Diversification | 2025 | 21 | -60.8 | 1
2 Diversification | 2025 | 21 | -60.7 | 1
2 Diversification | 2025 | 21 | -60.2 | 1
2 Diversification | 2025 | 21 | -59.8 | 1
2 Diversification | 2025 | 21 | -59.7 | 1
2 Diversification | 2025 | 21 | -58.1 | 1
2 Diversification | 2025 | 21 | -57.9 | 1
2 Diversification | 2025 | 21 | -57.6 | 1
2 Diversification | 2025 | 21 | -56.2 | 1
2 Diversification | 2025 | 21 | -52.5 | 1
2 Diversification | 2025 | 21 | -51.7 | 1
2 Diversification | 2025 | 21 | -51.5 | 1
2 Diversification | 2025 | 21 | -50.5 | 1
2 Diversification | 2025 | 21 | -50 | 1
2 Diversification | 2025 | 21 | -49.9 | 1
2 Diversification | 2025 | 21 | -46.9 | 1
2 Diversification | 2025 | 21 | -45.6 | 2
2 Diversification | 2025 | 21 | -44.4 | 1
2 Diversification | 2025 | 21 | -43.3 | 1
2 Diversification | 2025 | 21 | -43 | 1
2 Diversification | 2025 | 21 | -42.9 | 1
2 Diversification | 2025 | 21 | -42.6 | 1
2 Diversification | 2025 | 21 | -42.2 | 1
2 Diversification | 2025 | 21 | -41.9 | 1
2 Diversification | 2025 | 21 | -41.7 | 1
2 Diversification | 2025 | 21 | -41.4 | 1
2 Diversification | 2025 | 21 | -39.9 | 1
2 Diversification | 2025 | 21 | -39.4 | 1
2 Diversification | 2025 | 21 | -39.2 | 1
2 Diversification | 2025 | 21 | -37.1 | 1
2 Diversification | 2025 | 21 | -37 | 1
2 Diversification | 2025 | 21 | -35.9 | 1
2 Diversification | 2025 | 21 | -35.8 | 1
2 Diversification | 2025 | 21 | -35.1 | 1
2 Diversification | 2025 | 21 | -34.9 | 1
2 Diversification | 2025 | 21 | -34.7 | 1
2 Diversification | 2025 | 21 | -34 | 1
2 Diversification | 2025 | 21 | -33.8 | 1
2 Diversification | 2025 | 21 | -31.3 | 1
2 Diversification | 2025 | 21 | -30.7 | 1
2 Diversification | 2025 | 21 | -30.6 | 1
2 Diversification | 2025 | 21 | -26.7 | 1
2 Diversification | 2025 | 21 | -24.8 | 1
2 Diversification | 2025 | 21 | 17.6 | 1
2 Diversification | 2025 | 21 | 18.6 | 1
2 Diversification | 2025 | 21 | 18.8 | 1
2 Diversification | 2025 | 21 | 19.6 | 1
2 Diversification | 2025 | 21 | 20.5 | 1
2 Diversification | 2025 | 21 | 21.4 | 1
2 Diversification | 2025 | 21 | 23.4 | 1
2 Diversification | 2025 | 21 | 23.8 | 1
2 Diversification | 2025 | 21 | 23.9 | 1
2 Diversification | 2025 | 21 | 24 | 1
2 Diversification | 2025 | 21 | 24.6 | 1
2 Diversification | 2025 | 21 | 24.9 | 1
2 Diversification | 2025 | 21 | 25.2 | 1
2 Diversification | 2025 | 21 | 25.3 | 1
2 Diversification | 2025 | 21 | 26.3 | 1
2 Diversification | 2025 | 21 | 27 | 1
2 Diversification | 2025 | 21 | 27.4 | 1
2 Diversification | 2025 | 21 | 27.6 | 1
2 Diversification | 2025 | 21 | 27.8 | 1
2 Diversification | 2025 | 21 | 28.3 | 2
2 Diversification | 2025 | 21 | 29.3 | 1
2 Diversification | 2025 | 21 | 29.7 | 1
2 Diversification | 2025 | 21 | 29.8 | 1
2 Diversification | 2025 | 21 | 30 | 1
2 Diversification | 2025 | 21 | 30.6 | 1
2 Diversification | 2025 | 21 | 31.1 | 1
2 Diversification | 2025 | 21 | 31.8 | 1
2 Diversification | 2025 | 21 | 31.9 | 1
2 Diversification | 2025 | 21 | 32.2 | 1
2 Diversification | 2025 | 21 | 33.4 | 1
2 Diversification | 2025 | 21 | 33.5 | 1
2 Diversification | 2025 | 21 | 34.1 | 1
2 Diversification | 2025 | 21 | 35.4 | 1
2 Diversification | 2025 | 21 | 35.5 | 1
2 Diversification | 2025 | 21 | 36 | 1
2 Diversification | 2025 | 21 | 36.4 | 1
2 Diversification | 2025 | 21 | 36.6 | 1
2 Diversification | 2025 | 21 | 38 | 1
2 Diversification | 2025 | 21 | 38.2 | 1
2 Diversification | 2025 | 21 | 38.3 | 1
2 Diversification | 2025 | 21 | 38.4 | 1
2 Diversification | 2025 | 21 | 38.7 | 1
2 Diversification | 2025 | 21 | 39.2 | 2
2 Diversification | 2025 | 21 | 39.6 | 1
2 Diversification | 2025 | 21 | 41.3 | 1
2 Diversification | 2025 | 21 | 41.4 | 1
2 Diversification | 2025 | 21 | 42 | 1
2 Diversification | 2025 | 21 | 42.7 | 1
2 Diversification | 2025 | 21 | 44.9 | 1
2 Diversification | 2025 | 21 | 45.4 | 1
2 Diversification | 2025 | 21 | 45.6 | 1
2 Diversification | 2025 | 21 | 46 | 1
2 Diversification | 2025 | 21 | 47.3 | 1
2 Diversification | 2025 | 21 | 47.9 | 1
2 Diversification | 2025 | 21 | 48.6 | 1
2 Diversification | 2025 | 21 | 49.2 | 1
2 Diversification | 2025 | 21 | 49.3 | 1
2 Diversification | 2025 | 21 | 49.4 | 1
2 Diversification | 2025 | 21 | 50.9 | 1
2 Diversification | 2025 | 21 | 51.3 | 1
2 Diversification | 2025 | 21 | 51.8 | 1
2 Diversification | 2025 | 21 | 53.2 | 1
2 Diversification | 2025 | 21 | 55.2 | 1
2 Diversification | 2025 | 21 | 57.6 | 1
2 Diversification | 2025 | 21 | 59.5 | 1
2 Diversification | 2025 | 21 | 61.8 | 1
2 Diversification | 2025 | 21 | 69.2 | 1
2 Diversification | 2025 | 21 | 110.2 | 1
2 Diversification | 2025 | 21 | 111.3 | 1
2 Diversification | 2025 | 22 | -78.7 | 1
2 Diversification | 2025 | 22 | -74.4 | 1
2 Diversification | 2025 | 22 | -74.1 | 1
2 Diversification | 2025 | 22 | -73.4 | 1
2 Diversification | 2025 | 22 | -70.7 | 1
2 Diversification | 2025 | 22 | -68.8 | 1
2 Diversification | 2025 | 22 | -65 | 1
2 Diversification | 2025 | 22 | -61.2 | 1
2 Diversification | 2025 | 22 | -59.9 | 1
2 Diversification | 2025 | 22 | -59.8 | 1
2 Diversification | 2025 | 22 | -59.4 | 1
2 Diversification | 2025 | 22 | -57.8 | 1
2 Diversification | 2025 | 22 | -56.1 | 1
2 Diversification | 2025 | 22 | -55.3 | 1
2 Diversification | 2025 | 22 | -53.4 | 1
2 Diversification | 2025 | 22 | -51.6 | 1
2 Diversification | 2025 | 22 | -49.6 | 1
2 Diversification | 2025 | 22 | -48.5 | 1
2 Diversification | 2025 | 22 | -48.1 | 1
2 Diversification | 2025 | 22 | -48 | 1
2 Diversification | 2025 | 22 | -47.7 | 1
2 Diversification | 2025 | 22 | -43.4 | 1
2 Diversification | 2025 | 22 | -41.5 | 1
2 Diversification | 2025 | 22 | -39.7 | 1
2 Diversification | 2025 | 22 | -39.1 | 1
2 Diversification | 2025 | 22 | -38.7 | 1
2 Diversification | 2025 | 22 | -37.5 | 1
2 Diversification | 2025 | 22 | -34.3 | 1
2 Diversification | 2025 | 22 | -31.2 | 1
2 Diversification | 2025 | 22 | -29.1 | 1
2 Diversification | 2025 | 22 | -26.1 | 2
2 Diversification | 2025 | 22 | -25.7 | 1
2 Diversification | 2025 | 22 | -23.1 | 1
2 Diversification | 2025 | 22 | -22.9 | 1
2 Diversification | 2025 | 22 | 17.6 | 1
2 Diversification | 2025 | 22 | 21.5 | 1
2 Diversification | 2025 | 22 | 21.6 | 1
2 Diversification | 2025 | 22 | 21.8 | 1
2 Diversification | 2025 | 22 | 22.7 | 1
2 Diversification | 2025 | 22 | 24.9 | 1
2 Diversification | 2025 | 22 | 25.9 | 1
2 Diversification | 2025 | 22 | 27.7 | 2
2 Diversification | 2025 | 22 | 28.2 | 1
2 Diversification | 2025 | 22 | 28.5 | 1
2 Diversification | 2025 | 22 | 28.6 | 1
2 Diversification | 2025 | 22 | 29.5 | 1
2 Diversification | 2025 | 22 | 32.4 | 1
2 Diversification | 2025 | 22 | 32.6 | 1
2 Diversification | 2025 | 22 | 33.5 | 1
2 Diversification | 2025 | 22 | 33.6 | 1
2 Diversification | 2025 | 22 | 34.2 | 1
2 Diversification | 2025 | 22 | 35.5 | 1
2 Diversification | 2025 | 22 | 36.4 | 1
2 Diversification | 2025 | 22 | 36.7 | 1
2 Diversification | 2025 | 22 | 37.9 | 1
2 Diversification | 2025 | 22 | 38.2 | 1
2 Diversification | 2025 | 22 | 38.7 | 1
2 Diversification | 2025 | 22 | 38.8 | 1
2 Diversification | 2025 | 22 | 39.5 | 1
2 Diversification | 2025 | 22 | 40.7 | 1
2 Diversification | 2025 | 22 | 40.8 | 1
2 Diversification | 2025 | 22 | 42.5 | 1
2 Diversification | 2025 | 22 | 43.8 | 2
2 Diversification | 2025 | 22 | 45.3 | 1
2 Diversification | 2025 | 22 | 45.4 | 1
2 Diversification | 2025 | 22 | 46.4 | 1
2 Diversification | 2025 | 22 | 48.3 | 1
2 Diversification | 2025 | 22 | 49.3 | 1
2 Diversification | 2025 | 22 | 49.6 | 1
2 Diversification | 2025 | 22 | 50 | 1
2 Diversification | 2025 | 22 | 50.8 | 1
2 Diversification | 2025 | 22 | 51.6 | 1
2 Diversification | 2025 | 22 | 52.7 | 1
2 Diversification | 2025 | 22 | 53.4 | 1
2 Diversification | 2025 | 22 | 55.8 | 1
2 Diversification | 2025 | 22 | 57 | 1
2 Diversification | 2025 | 22 | 57.5 | 1
2 Diversification | 2025 | 22 | 60.1 | 1
2 Diversification | 2025 | 22 | 61.5 | 1
2 Diversification | 2025 | 22 | 62.6 | 1
2 Diversification | 2025 | 22 | 68.4 | 1
2 Diversification | 2025 | 22 | 73.4 | 1
2 Diversification | 2025 | 22 | 74.1 | 1
2 Diversification | 2025 | 22 | 76.5 | 1
2 Diversification | 2025 | 22 | 112 | 1
2 Diversification | 2025 | 23 | -104 | 1
2 Diversification | 2025 | 23 | -86.8 | 1
2 Diversification | 2025 | 23 | -84.5 | 1
2 Diversification | 2025 | 23 | -84.4 | 1
2 Diversification | 2025 | 23 | -81.9 | 1
2 Diversification | 2025 | 23 | -72.3 | 1
2 Diversification | 2025 | 23 | -65.4 | 1
2 Diversification | 2025 | 23 | -61.4 | 1
2 Diversification | 2025 | 23 | -57.7 | 1
2 Diversification | 2025 | 23 | -57.1 | 1
2 Diversification | 2025 | 23 | -54.9 | 1
2 Diversification | 2025 | 23 | -51.3 | 1
2 Diversification | 2025 | 23 | -50.8 | 1
2 Diversification | 2025 | 23 | -50.7 | 1
2 Diversification | 2025 | 23 | -43.2 | 1
2 Diversification | 2025 | 23 | -42.7 | 1
2 Diversification | 2025 | 23 | -41.4 | 1
2 Diversification | 2025 | 23 | -39.3 | 1
2 Diversification | 2025 | 23 | -39 | 1
2 Diversification | 2025 | 23 | -38.5 | 1
2 Diversification | 2025 | 23 | -38 | 1
2 Diversification | 2025 | 23 | -37.9 | 1
2 Diversification | 2025 | 23 | -37.7 | 1
2 Diversification | 2025 | 23 | -37.1 | 1
2 Diversification | 2025 | 23 | -35.7 | 1
2 Diversification | 2025 | 23 | -30 | 1
2 Diversification | 2025 | 23 | -29.2 | 1
2 Diversification | 2025 | 23 | -28.4 | 1
2 Diversification | 2025 | 23 | -26.8 | 1
2 Diversification | 2025 | 23 | -25.9 | 1
2 Diversification | 2025 | 23 | -24.2 | 1
2 Diversification | 2025 | 23 | -20.3 | 1
2 Diversification | 2025 | 23 | 19.2 | 1
2 Diversification | 2025 | 23 | 24.1 | 1
2 Diversification | 2025 | 23 | 24.4 | 1
2 Diversification | 2025 | 23 | 27.2 | 1
2 Diversification | 2025 | 23 | 27.6 | 1
2 Diversification | 2025 | 23 | 28.1 | 2
2 Diversification | 2025 | 23 | 29.1 | 1
2 Diversification | 2025 | 23 | 31.9 | 1
2 Diversification | 2025 | 23 | 32 | 1
2 Diversification | 2025 | 23 | 33.9 | 1
2 Diversification | 2025 | 23 | 34.5 | 1
2 Diversification | 2025 | 23 | 35.4 | 1
2 Diversification | 2025 | 23 | 35.8 | 1
2 Diversification | 2025 | 23 | 36.3 | 1
2 Diversification | 2025 | 23 | 36.7 | 1
2 Diversification | 2025 | 23 | 38.3 | 2
2 Diversification | 2025 | 23 | 43.7 | 1
2 Diversification | 2025 | 23 | 45.7 | 1
2 Diversification | 2025 | 23 | 46.6 | 1
2 Diversification | 2025 | 23 | 47.3 | 1
2 Diversification | 2025 | 23 | 47.4 | 1
2 Diversification | 2025 | 23 | 49.4 | 1
2 Diversification | 2025 | 23 | 53.6 | 2
2 Diversification | 2025 | 23 | 53.9 | 1
2 Diversification | 2025 | 23 | 55.4 | 1
2 Diversification | 2025 | 23 | 55.8 | 1
2 Diversification | 2025 | 23 | 55.9 | 1
2 Diversification | 2025 | 23 | 57 | 1
2 Diversification | 2025 | 23 | 57.2 | 1
2 Diversification | 2025 | 23 | 59.1 | 1
2 Diversification | 2025 | 23 | 59.9 | 1
2 Diversification | 2025 | 23 | 61.2 | 1
2 Diversification | 2025 | 23 | 64.4 | 1
2 Diversification | 2025 | 23 | 65.9 | 1
2 Diversification | 2025 | 23 | 71.9 | 1
2 Diversification | 2025 | 23 | 76.9 | 1
2 Diversification | 2025 | 23 | 78.5 | 1
2 Diversification | 2025 | 23 | 84.5 | 1
2 Diversification | 2025 | 23 | 87.2 | 1
2 Diversification | 2025 | 24 | -118.9 | 1
2 Diversification | 2025 | 24 | -103.2 | 1
2 Diversification | 2025 | 24 | -85.2 | 1
2 Diversification | 2025 | 24 | -80.2 | 1
2 Diversification | 2025 | 24 | -80 | 1
2 Diversification | 2025 | 24 | -70.9 | 1
2 Diversification | 2025 | 24 | -66.4 | 1
2 Diversification | 2025 | 24 | -61.3 | 1
2 Diversification | 2025 | 24 | -59.7 | 1
2 Diversification | 2025 | 24 | -57.4 | 1
2 Diversification | 2025 | 24 | -56.9 | 2
2 Diversification | 2025 | 24 | -56.1 | 1
2 Diversification | 2025 | 24 | -55.1 | 1
2 Diversification | 2025 | 24 | -49.3 | 1
2 Diversification | 2025 | 24 | -48.9 | 2
2 Diversification | 2025 | 24 | -46.4 | 1
2 Diversification | 2025 | 24 | -45.9 | 1
2 Diversification | 2025 | 24 | -44.4 | 1
2 Diversification | 2025 | 24 | -44.2 | 1
2 Diversification | 2025 | 24 | -44.1 | 1
2 Diversification | 2025 | 24 | -43.6 | 1
2 Diversification | 2025 | 24 | -43.4 | 1
2 Diversification | 2025 | 24 | -43.3 | 1
2 Diversification | 2025 | 24 | -42.3 | 1
2 Diversification | 2025 | 24 | -40 | 1
2 Diversification | 2025 | 24 | -39.5 | 1
2 Diversification | 2025 | 24 | -39.2 | 1
2 Diversification | 2025 | 24 | -34.5 | 1
2 Diversification | 2025 | 24 | -34.4 | 1
2 Diversification | 2025 | 24 | -33.5 | 1
2 Diversification | 2025 | 24 | -32.8 | 1
2 Diversification | 2025 | 24 | -31.2 | 2
2 Diversification | 2025 | 24 | -26.1 | 1
2 Diversification | 2025 | 24 | 14.2 | 1
2 Diversification | 2025 | 24 | 16.6 | 1
2 Diversification | 2025 | 24 | 19 | 1
2 Diversification | 2025 | 24 | 19.5 | 1
2 Diversification | 2025 | 24 | 23.4 | 1
2 Diversification | 2025 | 24 | 28 | 1
2 Diversification | 2025 | 24 | 29.7 | 1
2 Diversification | 2025 | 24 | 29.8 | 2
2 Diversification | 2025 | 24 | 31.4 | 1
2 Diversification | 2025 | 24 | 31.5 | 1
2 Diversification | 2025 | 24 | 32.5 | 1
2 Diversification | 2025 | 24 | 33.6 | 1
2 Diversification | 2025 | 24 | 34.7 | 2
2 Diversification | 2025 | 24 | 35.9 | 1
2 Diversification | 2025 | 24 | 36.6 | 1
2 Diversification | 2025 | 24 | 38.8 | 1
2 Diversification | 2025 | 24 | 39.1 | 1
2 Diversification | 2025 | 24 | 41.8 | 1
2 Diversification | 2025 | 24 | 42.1 | 1
2 Diversification | 2025 | 24 | 42.2 | 1
2 Diversification | 2025 | 24 | 43.9 | 1
2 Diversification | 2025 | 24 | 45.2 | 1
2 Diversification | 2025 | 24 | 46.6 | 1
2 Diversification | 2025 | 24 | 46.8 | 1
2 Diversification | 2025 | 24 | 47.2 | 1
2 Diversification | 2025 | 24 | 48 | 1
2 Diversification | 2025 | 24 | 52.2 | 1
2 Diversification | 2025 | 24 | 52.6 | 1
2 Diversification | 2025 | 24 | 52.8 | 1
2 Diversification | 2025 | 24 | 56.3 | 1
2 Diversification | 2025 | 24 | 58.6 | 1
2 Diversification | 2025 | 24 | 61.5 | 1
2 Diversification | 2025 | 24 | 64.2 | 1
2 Diversification | 2025 | 24 | 65.5 | 1
2 Diversification | 2025 | 24 | 66.8 | 1
2 Diversification | 2025 | 24 | 75.3 | 1
2 Diversification | 2025 | 24 | 83.2 | 1
2 Diversification | 2025 | 24 | 88.1 | 1
2 Diversification | 2025 | 24 | 88.6 | 1
2 Diversification | 2025 | 24 | 113.3 | 1
2 Diversification | 2025 | 25 | -98 | 1
2 Diversification | 2025 | 25 | -93 | 1
2 Diversification | 2025 | 25 | -83 | 1
2 Diversification | 2025 | 25 | -82.8 | 1
2 Diversification | 2025 | 25 | -76.1 | 1
2 Diversification | 2025 | 25 | -71.1 | 1
2 Diversification | 2025 | 25 | -64.8 | 1
2 Diversification | 2025 | 25 | -63.5 | 1
2 Diversification | 2025 | 25 | -57.7 | 1
2 Diversification | 2025 | 25 | -55.9 | 1
2 Diversification | 2025 | 25 | -52.6 | 1
2 Diversification | 2025 | 25 | -50.1 | 1
2 Diversification | 2025 | 25 | -46.2 | 1
2 Diversification | 2025 | 25 | -42.8 | 1
2 Diversification | 2025 | 25 | -41.2 | 1
2 Diversification | 2025 | 25 | -39.5 | 1
2 Diversification | 2025 | 25 | -34.1 | 1
2 Diversification | 2025 | 25 | -33.7 | 1
2 Diversification | 2025 | 25 | -30.7 | 1
2 Diversification | 2025 | 25 | -30.5 | 1
2 Diversification | 2025 | 25 | -30.2 | 1
2 Diversification | 2025 | 25 | -27.1 | 1
2 Diversification | 2025 | 25 | -25.4 | 1
2 Diversification | 2025 | 25 | -24.7 | 1
2 Diversification | 2025 | 25 | 18.8 | 1
2 Diversification | 2025 | 25 | 24.5 | 1
2 Diversification | 2025 | 25 | 24.9 | 1
2 Diversification | 2025 | 25 | 27.5 | 1
2 Diversification | 2025 | 25 | 27.7 | 1
2 Diversification | 2025 | 25 | 27.9 | 1
2 Diversification | 2025 | 25 | 28.4 | 1
2 Diversification | 2025 | 25 | 31.7 | 1
2 Diversification | 2025 | 25 | 33.2 | 1
2 Diversification | 2025 | 25 | 33.4 | 1
2 Diversification | 2025 | 25 | 34.2 | 1
2 Diversification | 2025 | 25 | 34.6 | 1
2 Diversification | 2025 | 25 | 34.7 | 1
2 Diversification | 2025 | 25 | 35.2 | 1
2 Diversification | 2025 | 25 | 38.3 | 1
2 Diversification | 2025 | 25 | 41 | 1
2 Diversification | 2025 | 25 | 42.4 | 1
2 Diversification | 2025 | 25 | 42.5 | 1
2 Diversification | 2025 | 25 | 43.7 | 1
2 Diversification | 2025 | 25 | 44.6 | 1
2 Diversification | 2025 | 25 | 46.2 | 1
2 Diversification | 2025 | 25 | 48.4 | 2
2 Diversification | 2025 | 25 | 48.6 | 1
2 Diversification | 2025 | 25 | 49.3 | 1
2 Diversification | 2025 | 25 | 49.7 | 1
2 Diversification | 2025 | 25 | 50.1 | 1
2 Diversification | 2025 | 25 | 50.3 | 1
2 Diversification | 2025 | 25 | 51.1 | 1
2 Diversification | 2025 | 25 | 51.9 | 1
2 Diversification | 2025 | 25 | 53.2 | 1
2 Diversification | 2025 | 25 | 55.5 | 1
2 Diversification | 2025 | 25 | 57.6 | 1
2 Diversification | 2025 | 25 | 59.5 | 1
2 Diversification | 2025 | 25 | 59.7 | 1
2 Diversification | 2025 | 25 | 60.5 | 1
2 Diversification | 2025 | 25 | 61.7 | 1
2 Diversification | 2025 | 25 | 68.3 | 1
2 Diversification | 2025 | 25 | 69.4 | 1
2 Diversification | 2025 | 25 | 73.7 | 1
2 Diversification | 2025 | 25 | 79.4 | 1
2 Diversification | 2025 | 25 | 82.5 | 1
2 Diversification | 2025 | 26 | -168.5 | 1
2 Diversification | 2025 | 26 | -128.7 | 1
2 Diversification | 2025 | 26 | -90.3 | 1
2 Diversification | 2025 | 26 | -90.1 | 1
2 Diversification | 2025 | 26 | -88.6 | 1
2 Diversification | 2025 | 26 | -87.7 | 1
2 Diversification | 2025 | 26 | -76 | 1
2 Diversification | 2025 | 26 | -73.5 | 1
2 Diversification | 2025 | 26 | -71.5 | 1
2 Diversification | 2025 | 26 | -70.9 | 1
2 Diversification | 2025 | 26 | -70.4 | 1
2 Diversification | 2025 | 26 | -70.1 | 1
2 Diversification | 2025 | 26 | -67.2 | 1
2 Diversification | 2025 | 26 | -66.6 | 1
2 Diversification | 2025 | 26 | -62.6 | 1
2 Diversification | 2025 | 26 | -59.4 | 1
2 Diversification | 2025 | 26 | -57.2 | 1
2 Diversification | 2025 | 26 | -55.5 | 1
2 Diversification | 2025 | 26 | -53.7 | 1
2 Diversification | 2025 | 26 | -52.7 | 1
2 Diversification | 2025 | 26 | -52.2 | 1
2 Diversification | 2025 | 26 | -51.2 | 1
2 Diversification | 2025 | 26 | -50.7 | 1
2 Diversification | 2025 | 26 | -50.4 | 1
2 Diversification | 2025 | 26 | -50.2 | 1
2 Diversification | 2025 | 26 | -49.7 | 1
2 Diversification | 2025 | 26 | -48.8 | 1
2 Diversification | 2025 | 26 | -46.3 | 1
2 Diversification | 2025 | 26 | -45.9 | 1
2 Diversification | 2025 | 26 | -44.5 | 1
2 Diversification | 2025 | 26 | -43.1 | 1
2 Diversification | 2025 | 26 | -40.5 | 1
2 Diversification | 2025 | 26 | -39.5 | 2
2 Diversification | 2025 | 26 | -38 | 1
2 Diversification | 2025 | 26 | -36.3 | 1
2 Diversification | 2025 | 26 | -36 | 1
2 Diversification | 2025 | 26 | -30.8 | 1
2 Diversification | 2025 | 26 | -30.6 | 1
2 Diversification | 2025 | 26 | -28.5 | 1
2 Diversification | 2025 | 26 | -27.4 | 1
2 Diversification | 2025 | 26 | -26.6 | 1
2 Diversification | 2025 | 26 | -26.1 | 1
2 Diversification | 2025 | 26 | 16.5 | 1
2 Diversification | 2025 | 26 | 20.9 | 1
2 Diversification | 2025 | 26 | 23.9 | 1
2 Diversification | 2025 | 26 | 24.5 | 1
2 Diversification | 2025 | 26 | 29.4 | 1
2 Diversification | 2025 | 26 | 30.1 | 1
2 Diversification | 2025 | 26 | 31.7 | 1
2 Diversification | 2025 | 26 | 35.9 | 1
2 Diversification | 2025 | 26 | 37.3 | 1
2 Diversification | 2025 | 26 | 38.1 | 1
2 Diversification | 2025 | 26 | 39.1 | 1
2 Diversification | 2025 | 26 | 41.2 | 1
2 Diversification | 2025 | 26 | 42.1 | 1
2 Diversification | 2025 | 26 | 43 | 1
2 Diversification | 2025 | 26 | 43.4 | 1
2 Diversification | 2025 | 26 | 43.5 | 1
2 Diversification | 2025 | 26 | 45.1 | 1
2 Diversification | 2025 | 26 | 45.5 | 1
2 Diversification | 2025 | 26 | 46.6 | 1
2 Diversification | 2025 | 26 | 46.9 | 1
2 Diversification | 2025 | 26 | 47.3 | 1
2 Diversification | 2025 | 26 | 49.4 | 1
2 Diversification | 2025 | 26 | 53.2 | 1
2 Diversification | 2025 | 26 | 53.8 | 1
2 Diversification | 2025 | 26 | 53.9 | 1
2 Diversification | 2025 | 26 | 54 | 1
2 Diversification | 2025 | 26 | 54.9 | 1
2 Diversification | 2025 | 26 | 55.9 | 1
2 Diversification | 2025 | 26 | 56.3 | 2
2 Diversification | 2025 | 26 | 57.4 | 1
2 Diversification | 2025 | 26 | 59.6 | 1
2 Diversification | 2025 | 26 | 60.2 | 1
2 Diversification | 2025 | 26 | 62 | 1
2 Diversification | 2025 | 26 | 63.4 | 1
2 Diversification | 2025 | 26 | 63.8 | 1
2 Diversification | 2025 | 26 | 65.7 | 1
2 Diversification | 2025 | 26 | 70.3 | 1
2 Diversification | 2025 | 26 | 70.4 | 1
2 Diversification | 2025 | 26 | 75.1 | 1
2 Diversification | 2025 | 26 | 80.3 | 1
2 Diversification | 2025 | 26 | 86.4 | 1
2 Diversification | 2025 | 26 | 101 | 1
2 Diversification | 2025 | 27 | -121 | 1
2 Diversification | 2025 | 27 | -118.3 | 1
2 Diversification | 2025 | 27 | -107.2 | 1
2 Diversification | 2025 | 27 | -98.3 | 1
2 Diversification | 2025 | 27 | -87.2 | 1
2 Diversification | 2025 | 27 | -82.1 | 1
2 Diversification | 2025 | 27 | -78.2 | 1
2 Diversification | 2025 | 27 | -71.8 | 1
2 Diversification | 2025 | 27 | -63.9 | 2
2 Diversification | 2025 | 27 | -63.5 | 1
2 Diversification | 2025 | 27 | -57 | 1
2 Diversification | 2025 | 27 | -56.2 | 1
2 Diversification | 2025 | 27 | -49.9 | 1
2 Diversification | 2025 | 27 | -48.3 | 1
2 Diversification | 2025 | 27 | -46.6 | 1
2 Diversification | 2025 | 27 | -46.5 | 1
2 Diversification | 2025 | 27 | -46.4 | 1
2 Diversification | 2025 | 27 | -45.7 | 1
2 Diversification | 2025 | 27 | -38.1 | 1
2 Diversification | 2025 | 27 | -37 | 1
2 Diversification | 2025 | 27 | -36.7 | 1
2 Diversification | 2025 | 27 | -35.4 | 1
2 Diversification | 2025 | 27 | -34 | 1
2 Diversification | 2025 | 27 | -31.7 | 1
2 Diversification | 2025 | 27 | -29.7 | 1
2 Diversification | 2025 | 27 | -26.5 | 1
2 Diversification | 2025 | 27 | -22.4 | 1
2 Diversification | 2025 | 27 | -21.5 | 1
2 Diversification | 2025 | 27 | 26.1 | 1
2 Diversification | 2025 | 27 | 29.6 | 1
2 Diversification | 2025 | 27 | 30.1 | 1
2 Diversification | 2025 | 27 | 31.5 | 1
2 Diversification | 2025 | 27 | 31.9 | 1
2 Diversification | 2025 | 27 | 33 | 1
2 Diversification | 2025 | 27 | 36.9 | 1
2 Diversification | 2025 | 27 | 37.5 | 1
2 Diversification | 2025 | 27 | 37.6 | 1
2 Diversification | 2025 | 27 | 41.5 | 1
2 Diversification | 2025 | 27 | 42.5 | 1
2 Diversification | 2025 | 27 | 43.1 | 1
2 Diversification | 2025 | 27 | 43.3 | 1
2 Diversification | 2025 | 27 | 43.9 | 1
2 Diversification | 2025 | 27 | 46 | 1
2 Diversification | 2025 | 27 | 48.7 | 1
2 Diversification | 2025 | 27 | 51.9 | 1
2 Diversification | 2025 | 27 | 58.3 | 1
2 Diversification | 2025 | 27 | 58.8 | 1
2 Diversification | 2025 | 27 | 60.4 | 1
2 Diversification | 2025 | 27 | 65.8 | 1
2 Diversification | 2025 | 27 | 68 | 1
2 Diversification | 2025 | 27 | 72.9 | 1
2 Diversification | 2025 | 27 | 74.3 | 1
2 Diversification | 2025 | 27 | 77.5 | 1
2 Diversification | 2025 | 27 | 83.8 | 1
2 Diversification | 2025 | 27 | 91.6 | 1
2 Diversification | 2025 | 28 | -125.9 | 1
2 Diversification | 2025 | 28 | -100.6 | 1
2 Diversification | 2025 | 28 | -96.3 | 1
2 Diversification | 2025 | 28 | -94.7 | 1
2 Diversification | 2025 | 28 | -91.7 | 1
2 Diversification | 2025 | 28 | -86.7 | 1
2 Diversification | 2025 | 28 | -84.3 | 1
2 Diversification | 2025 | 28 | -76 | 1
2 Diversification | 2025 | 28 | -75 | 1
2 Diversification | 2025 | 28 | -72.8 | 1
2 Diversification | 2025 | 28 | -64 | 1
2 Diversification | 2025 | 28 | -61.7 | 1
2 Diversification | 2025 | 28 | -60.8 | 1
2 Diversification | 2025 | 28 | -58.9 | 1
2 Diversification | 2025 | 28 | -54.6 | 1
2 Diversification | 2025 | 28 | -54 | 1
2 Diversification | 2025 | 28 | -51.7 | 1
2 Diversification | 2025 | 28 | -49.3 | 1
2 Diversification | 2025 | 28 | -49.2 | 1
2 Diversification | 2025 | 28 | -48.6 | 1
2 Diversification | 2025 | 28 | -48.1 | 1
2 Diversification | 2025 | 28 | -43.8 | 1
2 Diversification | 2025 | 28 | -43.3 | 1
2 Diversification | 2025 | 28 | -42.7 | 1
2 Diversification | 2025 | 28 | -42.6 | 1
2 Diversification | 2025 | 28 | -36.2 | 1
2 Diversification | 2025 | 28 | -32.7 | 2
2 Diversification | 2025 | 28 | -32.4 | 1
2 Diversification | 2025 | 28 | -31.9 | 1
2 Diversification | 2025 | 28 | -31.8 | 1
2 Diversification | 2025 | 28 | -22.8 | 1
2 Diversification | 2025 | 28 | -20.9 | 1
2 Diversification | 2025 | 28 | 19.9 | 1
2 Diversification | 2025 | 28 | 29 | 1
2 Diversification | 2025 | 28 | 34.9 | 1
2 Diversification | 2025 | 28 | 38.9 | 1
2 Diversification | 2025 | 28 | 39.2 | 1
2 Diversification | 2025 | 28 | 39.6 | 1
2 Diversification | 2025 | 28 | 39.7 | 1
2 Diversification | 2025 | 28 | 39.8 | 1
2 Diversification | 2025 | 28 | 40.2 | 1
2 Diversification | 2025 | 28 | 40.6 | 1
2 Diversification | 2025 | 28 | 41.3 | 1
2 Diversification | 2025 | 28 | 41.8 | 1
2 Diversification | 2025 | 28 | 42.2 | 1
2 Diversification | 2025 | 28 | 45 | 1
2 Diversification | 2025 | 28 | 45.8 | 1
2 Diversification | 2025 | 28 | 47.6 | 1
2 Diversification | 2025 | 28 | 50.1 | 1
2 Diversification | 2025 | 28 | 51.9 | 1
2 Diversification | 2025 | 28 | 53.1 | 1
2 Diversification | 2025 | 28 | 53.2 | 2
2 Diversification | 2025 | 28 | 57.5 | 1
2 Diversification | 2025 | 28 | 62.8 | 1
2 Diversification | 2025 | 28 | 63.8 | 1
2 Diversification | 2025 | 28 | 76.1 | 1
2 Diversification | 2025 | 28 | 79.8 | 1
2 Diversification | 2025 | 28 | 91.3 | 1
2 Diversification | 2025 | 29 | -220.1 | 1
2 Diversification | 2025 | 29 | -124.4 | 1
2 Diversification | 2025 | 29 | -120.4 | 1
2 Diversification | 2025 | 29 | -105.6 | 1
2 Diversification | 2025 | 29 | -96.5 | 1
2 Diversification | 2025 | 29 | -92 | 1
2 Diversification | 2025 | 29 | -91.4 | 1
2 Diversification | 2025 | 29 | -90.2 | 1
2 Diversification | 2025 | 29 | -90.1 | 1
2 Diversification | 2025 | 29 | -89.6 | 1
2 Diversification | 2025 | 29 | -71.4 | 1
2 Diversification | 2025 | 29 | -68.9 | 1
2 Diversification | 2025 | 29 | -65.5 | 1
2 Diversification | 2025 | 29 | -64.8 | 1
2 Diversification | 2025 | 29 | -60.6 | 1
2 Diversification | 2025 | 29 | -50.6 | 1
2 Diversification | 2025 | 29 | -49.5 | 1
2 Diversification | 2025 | 29 | -48.1 | 1
2 Diversification | 2025 | 29 | -46.6 | 1
2 Diversification | 2025 | 29 | -43.8 | 1
2 Diversification | 2025 | 29 | -42.3 | 1
2 Diversification | 2025 | 29 | -40.7 | 1
2 Diversification | 2025 | 29 | -35.6 | 1
2 Diversification | 2025 | 29 | -31.6 | 1
2 Diversification | 2025 | 29 | -24.7 | 1
2 Diversification | 2025 | 29 | 21.6 | 1
2 Diversification | 2025 | 29 | 35 | 1
2 Diversification | 2025 | 29 | 39.8 | 1
2 Diversification | 2025 | 29 | 40.2 | 1
2 Diversification | 2025 | 29 | 43.8 | 1
2 Diversification | 2025 | 29 | 55.2 | 1
2 Diversification | 2025 | 29 | 58.4 | 1
2 Diversification | 2025 | 29 | 59.2 | 1
2 Diversification | 2025 | 29 | 59.8 | 1
2 Diversification | 2025 | 29 | 60.8 | 1
2 Diversification | 2025 | 29 | 62.4 | 1
2 Diversification | 2025 | 29 | 63 | 1
2 Diversification | 2025 | 29 | 63.7 | 1
2 Diversification | 2025 | 29 | 64.5 | 1
2 Diversification | 2025 | 29 | 65.4 | 1
2 Diversification | 2025 | 29 | 70.4 | 1
2 Diversification | 2025 | 29 | 72.7 | 1
2 Diversification | 2025 | 29 | 83.1 | 1
2 Diversification | 2025 | 29 | 90.6 | 1
2 Diversification | 2025 | 29 | 90.7 | 1
2 Diversification | 2025 | 29 | 93.8 | 1
2 Diversification | 2025 | 29 | 94.4 | 1
2 Diversification | 2025 | 29 | 97.8 | 1
2 Diversification | 2025 | 29 | 105 | 1
2 Diversification | 2025 | 30 | -118.4 | 1
2 Diversification | 2025 | 30 | -106.5 | 1
2 Diversification | 2025 | 30 | -89.2 | 1
2 Diversification | 2025 | 30 | -73.6 | 1
2 Diversification | 2025 | 30 | -67.4 | 1
2 Diversification | 2025 | 30 | -65.8 | 1
2 Diversification | 2025 | 30 | -64.2 | 1
2 Diversification | 2025 | 30 | -62.7 | 1
2 Diversification | 2025 | 30 | -61.4 | 1
2 Diversification | 2025 | 30 | -60.7 | 1
2 Diversification | 2025 | 30 | -56.4 | 1
2 Diversification | 2025 | 30 | -55.7 | 1
2 Diversification | 2025 | 30 | -55.5 | 1
2 Diversification | 2025 | 30 | -50.6 | 1
2 Diversification | 2025 | 30 | -50.3 | 1
2 Diversification | 2025 | 30 | -49.1 | 1
2 Diversification | 2025 | 30 | -49 | 1
2 Diversification | 2025 | 30 | -47.3 | 1
2 Diversification | 2025 | 30 | -41.5 | 1
2 Diversification | 2025 | 30 | -40.8 | 1
2 Diversification | 2025 | 30 | -40.2 | 1
2 Diversification | 2025 | 30 | -39.7 | 1
2 Diversification | 2025 | 30 | -33 | 1
2 Diversification | 2025 | 30 | 28.3 | 1
2 Diversification | 2025 | 30 | 30.2 | 1
2 Diversification | 2025 | 30 | 37.1 | 1
2 Diversification | 2025 | 30 | 39 | 1
2 Diversification | 2025 | 30 | 50.5 | 1
2 Diversification | 2025 | 30 | 52.5 | 1
2 Diversification | 2025 | 30 | 53.8 | 1
2 Diversification | 2025 | 30 | 59.1 | 1
2 Diversification | 2025 | 30 | 66.2 | 1
2 Diversification | 2025 | 30 | 69 | 1
2 Diversification | 2025 | 30 | 70 | 1
2 Diversification | 2025 | 30 | 70.2 | 1
2 Diversification | 2025 | 30 | 88.7 | 1
2 Diversification | 2025 | 30 | 90 | 1
2 Diversification | 2025 | 30 | 91.3 | 1
2 Diversification | 2025 | 30 | 102.9 | 1
2 Diversification | 2025 | 30 | 114.8 | 1
2 Diversification | 2025 | 30 | 120.4 | 1
2 Diversification | 2025 | 30 | 214.5 | 1
2 Diversification | 2025 | 31 | -123.5 | 1
2 Diversification | 2025 | 31 | -116.3 | 1
2 Diversification | 2025 | 31 | -109.8 | 1
2 Diversification | 2025 | 31 | -108.1 | 1
2 Diversification | 2025 | 31 | -107.9 | 1
2 Diversification | 2025 | 31 | -81 | 1
2 Diversification | 2025 | 31 | -78.9 | 1
2 Diversification | 2025 | 31 | -78.8 | 1
2 Diversification | 2025 | 31 | -70.2 | 1
2 Diversification | 2025 | 31 | -59.9 | 1
2 Diversification | 2025 | 31 | -58.6 | 1
2 Diversification | 2025 | 31 | -56.9 | 1
2 Diversification | 2025 | 31 | -53.7 | 1
2 Diversification | 2025 | 31 | -53.5 | 1
2 Diversification | 2025 | 31 | -53.3 | 1
2 Diversification | 2025 | 31 | -51 | 1
2 Diversification | 2025 | 31 | -50.5 | 1
2 Diversification | 2025 | 31 | -50.1 | 1
2 Diversification | 2025 | 31 | -40.8 | 1
2 Diversification | 2025 | 31 | -39.4 | 1
2 Diversification | 2025 | 31 | -35.6 | 1
2 Diversification | 2025 | 31 | -35.5 | 1
2 Diversification | 2025 | 31 | -33 | 1
2 Diversification | 2025 | 31 | -32.8 | 1
2 Diversification | 2025 | 31 | -32.1 | 1
2 Diversification | 2025 | 31 | -27.9 | 1
2 Diversification | 2025 | 31 | 25 | 1
2 Diversification | 2025 | 31 | 28.5 | 1
2 Diversification | 2025 | 31 | 30.4 | 1
2 Diversification | 2025 | 31 | 35.9 | 1
2 Diversification | 2025 | 31 | 40.3 | 2
2 Diversification | 2025 | 31 | 45.1 | 1
2 Diversification | 2025 | 31 | 48.3 | 1
2 Diversification | 2025 | 31 | 50.8 | 1
2 Diversification | 2025 | 31 | 51.4 | 1
2 Diversification | 2025 | 31 | 54.2 | 1
2 Diversification | 2025 | 31 | 56.3 | 1
2 Diversification | 2025 | 31 | 59.9 | 1
2 Diversification | 2025 | 31 | 60 | 2
2 Diversification | 2025 | 31 | 60.6 | 1
2 Diversification | 2025 | 31 | 61.2 | 1
2 Diversification | 2025 | 31 | 62.2 | 1
2 Diversification | 2025 | 31 | 62.6 | 1
2 Diversification | 2025 | 31 | 64.1 | 1
2 Diversification | 2025 | 31 | 66.8 | 1
2 Diversification | 2025 | 31 | 69.2 | 1
2 Diversification | 2025 | 31 | 69.8 | 1
2 Diversification | 2025 | 31 | 72.6 | 1
2 Diversification | 2025 | 31 | 75 | 1
2 Diversification | 2025 | 31 | 77.8 | 1
2 Diversification | 2025 | 31 | 78.7 | 1
2 Diversification | 2025 | 31 | 81.4 | 1
2 Diversification | 2025 | 31 | 86 | 1
2 Diversification | 2025 | 31 | 87.1 | 1
2 Diversification | 2025 | 31 | 92.4 | 1
2 Diversification | 2025 | 32 | -198.4 | 1
2 Diversification | 2025 | 32 | -121.8 | 1
2 Diversification | 2025 | 32 | -112 | 1
2 Diversification | 2025 | 32 | -102.3 | 1
2 Diversification | 2025 | 32 | -100.3 | 1
2 Diversification | 2025 | 32 | -90.4 | 1
2 Diversification | 2025 | 32 | -86.1 | 1
2 Diversification | 2025 | 32 | -78.2 | 1
2 Diversification | 2025 | 32 | -74.2 | 1
2 Diversification | 2025 | 32 | -73.1 | 1
2 Diversification | 2025 | 32 | -72.4 | 1
2 Diversification | 2025 | 32 | -69 | 1
2 Diversification | 2025 | 32 | -68.8 | 1
2 Diversification | 2025 | 32 | -66.8 | 1
2 Diversification | 2025 | 32 | -65.4 | 1
2 Diversification | 2025 | 32 | -62.9 | 1
2 Diversification | 2025 | 32 | -60.9 | 1
2 Diversification | 2025 | 32 | -54.2 | 1
2 Diversification | 2025 | 32 | -53.9 | 1
2 Diversification | 2025 | 32 | -45.8 | 1
2 Diversification | 2025 | 32 | -45 | 1
2 Diversification | 2025 | 32 | -30.2 | 1
2 Diversification | 2025 | 32 | 32.7 | 1
2 Diversification | 2025 | 32 | 36.2 | 1
2 Diversification | 2025 | 32 | 40.7 | 1
2 Diversification | 2025 | 32 | 50.7 | 1
2 Diversification | 2025 | 32 | 53.1 | 1
2 Diversification | 2025 | 32 | 58.3 | 1
2 Diversification | 2025 | 32 | 73.9 | 1
2 Diversification | 2025 | 32 | 77.1 | 1
2 Diversification | 2025 | 32 | 79.7 | 1
2 Diversification | 2025 | 32 | 94 | 1
2 Diversification | 2025 | 33 | -122 | 1
2 Diversification | 2025 | 33 | -113.6 | 1
2 Diversification | 2025 | 33 | -96.8 | 1
2 Diversification | 2025 | 33 | -72.4 | 1
2 Diversification | 2025 | 33 | -71.8 | 1
2 Diversification | 2025 | 33 | -62.1 | 1
2 Diversification | 2025 | 33 | -59.8 | 1
2 Diversification | 2025 | 33 | -53.6 | 1
2 Diversification | 2025 | 33 | -50 | 1
2 Diversification | 2025 | 33 | -49.2 | 1
2 Diversification | 2025 | 33 | -47.2 | 1
2 Diversification | 2025 | 33 | -41.4 | 1
2 Diversification | 2025 | 33 | -38 | 1
2 Diversification | 2025 | 33 | -36.3 | 1
2 Diversification | 2025 | 33 | -28.9 | 1
2 Diversification | 2025 | 33 | -27.9 | 1
2 Diversification | 2025 | 33 | -25.6 | 1
2 Diversification | 2025 | 33 | 21.4 | 1
2 Diversification | 2025 | 33 | 26.1 | 1
2 Diversification | 2025 | 33 | 27.8 | 1
2 Diversification | 2025 | 33 | 29.4 | 1
2 Diversification | 2025 | 33 | 35.5 | 1
2 Diversification | 2025 | 33 | 35.7 | 1
2 Diversification | 2025 | 33 | 39.7 | 1
2 Diversification | 2025 | 33 | 40.6 | 1
2 Diversification | 2025 | 33 | 46.1 | 1
2 Diversification | 2025 | 33 | 48 | 1
2 Diversification | 2025 | 33 | 48.3 | 1
2 Diversification | 2025 | 33 | 48.8 | 1
2 Diversification | 2025 | 33 | 49 | 1
2 Diversification | 2025 | 33 | 55.6 | 1
2 Diversification | 2025 | 33 | 58.2 | 1
2 Diversification | 2025 | 33 | 64.1 | 1
2 Diversification | 2025 | 33 | 70.1 | 1
2 Diversification | 2025 | 33 | 71.7 | 1
2 Diversification | 2025 | 33 | 76 | 1
2 Diversification | 2025 | 33 | 86.5 | 1
2 Diversification | 2025 | 33 | 90.3 | 1
2 Diversification | 2025 | 33 | 92.7 | 1
2 Diversification | 2025 | 33 | 102.6 | 1
2 Diversification | 2025 | 33 | 139.2 | 1
2 Diversification | 2025 | 34 | -125.3 | 1
2 Diversification | 2025 | 34 | -116.2 | 1
2 Diversification | 2025 | 34 | -98 | 1
2 Diversification | 2025 | 34 | -84.1 | 1
2 Diversification | 2025 | 34 | -80.8 | 1
2 Diversification | 2025 | 34 | -72.1 | 1
2 Diversification | 2025 | 34 | -71.9 | 1
2 Diversification | 2025 | 34 | -71.7 | 1
2 Diversification | 2025 | 34 | -59.5 | 1
2 Diversification | 2025 | 34 | -59.4 | 1
2 Diversification | 2025 | 34 | -58.4 | 1
2 Diversification | 2025 | 34 | -56.1 | 1
2 Diversification | 2025 | 34 | -55.2 | 1
2 Diversification | 2025 | 34 | -54.7 | 1
2 Diversification | 2025 | 34 | -53.2 | 1
2 Diversification | 2025 | 34 | 25.6 | 1
2 Diversification | 2025 | 34 | 33 | 1
2 Diversification | 2025 | 34 | 33.3 | 1
2 Diversification | 2025 | 34 | 36.9 | 1
2 Diversification | 2025 | 34 | 38.6 | 1
2 Diversification | 2025 | 34 | 43.4 | 1
2 Diversification | 2025 | 34 | 44.1 | 1
2 Diversification | 2025 | 34 | 50.1 | 1
2 Diversification | 2025 | 34 | 50.5 | 1
2 Diversification | 2025 | 34 | 52.8 | 1
2 Diversification | 2025 | 34 | 54.4 | 1
2 Diversification | 2025 | 34 | 61.8 | 1
2 Diversification | 2025 | 34 | 66 | 1
2 Diversification | 2025 | 34 | 78.9 | 1
2 Diversification | 2025 | 34 | 84.3 | 1
2 Diversification | 2025 | 35 | -118.7 | 1
2 Diversification | 2025 | 35 | -115.7 | 1
2 Diversification | 2025 | 35 | -88.4 | 1
2 Diversification | 2025 | 35 | -81.2 | 1
2 Diversification | 2025 | 35 | -80.3 | 1
2 Diversification | 2025 | 35 | -73.2 | 1
2 Diversification | 2025 | 35 | -73 | 1
2 Diversification | 2025 | 35 | -61.7 | 1
2 Diversification | 2025 | 35 | -53.4 | 1
2 Diversification | 2025 | 35 | -53.1 | 2
2 Diversification | 2025 | 35 | -51.5 | 1
2 Diversification | 2025 | 35 | -32 | 1
2 Diversification | 2025 | 35 | 29 | 1
2 Diversification | 2025 | 35 | 33.8 | 1
2 Diversification | 2025 | 35 | 41.4 | 1
2 Diversification | 2025 | 35 | 42.9 | 1
2 Diversification | 2025 | 35 | 51.4 | 1
2 Diversification | 2025 | 35 | 54.8 | 1
2 Diversification | 2025 | 35 | 63.4 | 1
2 Diversification | 2025 | 35 | 63.7 | 1
2 Diversification | 2025 | 35 | 64.1 | 1
2 Diversification | 2025 | 35 | 64.7 | 1
2 Diversification | 2025 | 35 | 66.2 | 1
2 Diversification | 2025 | 35 | 67.1 | 1
2 Diversification | 2025 | 35 | 73.9 | 1
2 Diversification | 2025 | 35 | 74.3 | 1
2 Diversification | 2025 | 35 | 78.1 | 1
2 Diversification | 2025 | 35 | 80.3 | 1
2 Diversification | 2025 | 35 | 84 | 1
2 Diversification | 2025 | 35 | 122.3 | 1
2 Diversification | 2025 | 36 | -127.2 | 1
2 Diversification | 2025 | 36 | -123.8 | 1
2 Diversification | 2025 | 36 | -122.6 | 1
2 Diversification | 2025 | 36 | -109 | 1
2 Diversification | 2025 | 36 | -100.4 | 1
2 Diversification | 2025 | 36 | -95.5 | 1
2 Diversification | 2025 | 36 | -93.2 | 1
2 Diversification | 2025 | 36 | -80.9 | 1
2 Diversification | 2025 | 36 | -78.1 | 1
2 Diversification | 2025 | 36 | -75.7 | 1
2 Diversification | 2025 | 36 | -72.8 | 1
2 Diversification | 2025 | 36 | -66.4 | 1
2 Diversification | 2025 | 36 | -64 | 1
2 Diversification | 2025 | 36 | -50.7 | 1
2 Diversification | 2025 | 36 | -46.7 | 1
2 Diversification | 2025 | 36 | -42.1 | 1
2 Diversification | 2025 | 36 | -39.7 | 1
2 Diversification | 2025 | 36 | 35.2 | 1
2 Diversification | 2025 | 36 | 35.8 | 1
2 Diversification | 2025 | 36 | 35.9 | 1
2 Diversification | 2025 | 36 | 36.9 | 1
2 Diversification | 2025 | 36 | 37 | 1
2 Diversification | 2025 | 36 | 37.6 | 1
2 Diversification | 2025 | 36 | 44.9 | 1
2 Diversification | 2025 | 36 | 52.3 | 1
2 Diversification | 2025 | 36 | 54.7 | 1
2 Diversification | 2025 | 36 | 54.8 | 1
2 Diversification | 2025 | 36 | 62.1 | 1
2 Diversification | 2025 | 36 | 65.5 | 1
2 Diversification | 2025 | 36 | 66 | 1
2 Diversification | 2025 | 36 | 66.6 | 1
2 Diversification | 2025 | 36 | 69.4 | 1
2 Diversification | 2025 | 36 | 72.2 | 1
2 Diversification | 2025 | 36 | 77.2 | 1
2 Diversification | 2025 | 36 | 82.3 | 1
2 Diversification | 2025 | 36 | 97.9 | 1
2 Diversification | 2025 | 36 | 99.8 | 1
2 Diversification | 2025 | 36 | 113.7 | 1
2 Diversification | 2025 | 36 | 122.5 | 1
2 Diversification | 2025 | 36 | 127.2 | 1
2 Diversification | 2025 | 37 | -109.6 | 1
2 Diversification | 2025 | 37 | -98 | 1
2 Diversification | 2025 | 37 | -92.1 | 1
2 Diversification | 2025 | 37 | -87.3 | 1
2 Diversification | 2025 | 37 | -69.3 | 1
2 Diversification | 2025 | 37 | -63.2 | 1
2 Diversification | 2025 | 37 | -49.2 | 1
2 Diversification | 2025 | 37 | -46.7 | 1
2 Diversification | 2025 | 37 | -39.1 | 1
2 Diversification | 2025 | 37 | -35.1 | 1
2 Diversification | 2025 | 37 | -34.7 | 2
2 Diversification | 2025 | 37 | -34.6 | 1
2 Diversification | 2025 | 37 | -33.6 | 1
2 Diversification | 2025 | 37 | 28.3 | 1
2 Diversification | 2025 | 37 | 29.9 | 1
2 Diversification | 2025 | 37 | 35.4 | 1
2 Diversification | 2025 | 37 | 37.7 | 1
2 Diversification | 2025 | 37 | 49.8 | 1
2 Diversification | 2025 | 37 | 51.7 | 1
2 Diversification | 2025 | 37 | 54.4 | 1
2 Diversification | 2025 | 37 | 55.3 | 1
2 Diversification | 2025 | 37 | 58.6 | 1
2 Diversification | 2025 | 37 | 60.3 | 1
2 Diversification | 2025 | 37 | 60.9 | 1
2 Diversification | 2025 | 37 | 63.2 | 1
2 Diversification | 2025 | 37 | 64.9 | 1
2 Diversification | 2025 | 37 | 72.2 | 1
2 Diversification | 2025 | 37 | 74.5 | 1
2 Diversification | 2025 | 37 | 81.7 | 1
2 Diversification | 2025 | 37 | 83.2 | 1
2 Diversification | 2025 | 37 | 91.3 | 1
2 Diversification | 2025 | 37 | 92.3 | 1
2 Diversification | 2025 | 38 | -138.4 | 1
2 Diversification | 2025 | 38 | -95.2 | 1
2 Diversification | 2025 | 38 | -89.7 | 1
2 Diversification | 2025 | 38 | -81.1 | 1
2 Diversification | 2025 | 38 | -75.3 | 1
2 Diversification | 2025 | 38 | -75 | 1
2 Diversification | 2025 | 38 | -71.3 | 1
2 Diversification | 2025 | 38 | -64.1 | 1
2 Diversification | 2025 | 38 | -63.5 | 1
2 Diversification | 2025 | 38 | -63.1 | 1
2 Diversification | 2025 | 38 | -59.3 | 1
2 Diversification | 2025 | 38 | -57.1 | 1
2 Diversification | 2025 | 38 | -54.2 | 1
2 Diversification | 2025 | 38 | -51.9 | 1
2 Diversification | 2025 | 38 | -49.2 | 1
2 Diversification | 2025 | 38 | -48.2 | 1
2 Diversification | 2025 | 38 | -42.4 | 1
2 Diversification | 2025 | 38 | 22.9 | 1
2 Diversification | 2025 | 38 | 23.5 | 1
2 Diversification | 2025 | 38 | 37.4 | 1
2 Diversification | 2025 | 38 | 37.8 | 1
2 Diversification | 2025 | 38 | 39.4 | 1
2 Diversification | 2025 | 38 | 41.9 | 1
2 Diversification | 2025 | 38 | 42.6 | 1
2 Diversification | 2025 | 38 | 45.8 | 1
2 Diversification | 2025 | 38 | 51.7 | 1
2 Diversification | 2025 | 38 | 59.8 | 1
2 Diversification | 2025 | 38 | 75.2 | 1
2 Diversification | 2025 | 38 | 76.9 | 1
2 Diversification | 2025 | 38 | 91.8 | 1
2 Diversification | 2025 | 38 | 93.8 | 1
2 Diversification | 2025 | 38 | 115.5 | 1
2 Diversification | 2025 | 38 | 129.3 | 1
2 Diversification | 2025 | 39 | -157.1 | 1
2 Diversification | 2025 | 39 | -143.1 | 1
2 Diversification | 2025 | 39 | -140.8 | 1
2 Diversification | 2025 | 39 | -125.3 | 1
2 Diversification | 2025 | 39 | -109.2 | 1
2 Diversification | 2025 | 39 | -105.7 | 1
2 Diversification | 2025 | 39 | -90.3 | 1
2 Diversification | 2025 | 39 | -87.6 | 1
2 Diversification | 2025 | 39 | -74.6 | 1
2 Diversification | 2025 | 39 | -66.3 | 1
2 Diversification | 2025 | 39 | -59.7 | 1
2 Diversification | 2025 | 39 | -53.9 | 1
2 Diversification | 2025 | 39 | -40.2 | 1
2 Diversification | 2025 | 39 | -38.6 | 1
2 Diversification | 2025 | 39 | -35.9 | 1
2 Diversification | 2025 | 39 | 18.6 | 1
2 Diversification | 2025 | 39 | 30.3 | 1
2 Diversification | 2025 | 39 | 36.6 | 1
2 Diversification | 2025 | 39 | 38 | 1
2 Diversification | 2025 | 39 | 38.2 | 1
2 Diversification | 2025 | 39 | 39.2 | 1
2 Diversification | 2025 | 39 | 44.8 | 1
2 Diversification | 2025 | 39 | 47 | 1
2 Diversification | 2025 | 39 | 47.9 | 1
2 Diversification | 2025 | 39 | 48.3 | 1
2 Diversification | 2025 | 39 | 53.7 | 1
2 Diversification | 2025 | 39 | 57.7 | 1
2 Diversification | 2025 | 39 | 62 | 1
2 Diversification | 2025 | 39 | 76.4 | 1
2 Diversification | 2025 | 39 | 78.6 | 1
2 Diversification | 2025 | 39 | 87.3 | 1
2 Diversification | 2025 | 39 | 91.9 | 1
2 Diversification | 2025 | 39 | 99.3 | 1
2 Diversification | 2025 | 40 | -193.4 | 1
2 Diversification | 2025 | 40 | -112.7 | 1
2 Diversification | 2025 | 40 | -112.5 | 1
2 Diversification | 2025 | 40 | -105.2 | 1
2 Diversification | 2025 | 40 | -87.5 | 1
2 Diversification | 2025 | 40 | -85.5 | 1
2 Diversification | 2025 | 40 | -78.4 | 1
2 Diversification | 2025 | 40 | -70.5 | 1
2 Diversification | 2025 | 40 | -67.4 | 1
2 Diversification | 2025 | 40 | -59 | 1
2 Diversification | 2025 | 40 | -58.9 | 1
2 Diversification | 2025 | 40 | -54.8 | 1
2 Diversification | 2025 | 40 | -50.3 | 1
2 Diversification | 2025 | 40 | -48.3 | 1
2 Diversification | 2025 | 40 | 41.4 | 1
2 Diversification | 2025 | 40 | 41.7 | 1
2 Diversification | 2025 | 40 | 49.8 | 1
2 Diversification | 2025 | 40 | 53.4 | 1
2 Diversification | 2025 | 40 | 54 | 1
2 Diversification | 2025 | 40 | 58 | 1
2 Diversification | 2025 | 40 | 60 | 1
2 Diversification | 2025 | 40 | 66.7 | 1
2 Diversification | 2025 | 40 | 66.8 | 1
2 Diversification | 2025 | 40 | 78 | 1
2 Diversification | 2025 | 40 | 83.5 | 1
2 Diversification | 2025 | 40 | 89 | 1
2 Diversification | 2025 | 40 | 90.3 | 1
2 Diversification | 2025 | 40 | 91.9 | 1
2 Diversification | 2025 | 40 | 94 | 1
2 Diversification | 2025 | 40 | 103.2 | 1
2 Diversification | 2025 | 41 | -162.7 | 1
2 Diversification | 2025 | 41 | -128.9 | 1
2 Diversification | 2025 | 41 | -106.5 | 1
2 Diversification | 2025 | 41 | -102.5 | 1
2 Diversification | 2025 | 41 | -100.6 | 1
2 Diversification | 2025 | 41 | -100.1 | 1
2 Diversification | 2025 | 41 | -97.9 | 1
2 Diversification | 2025 | 41 | -97 | 1
2 Diversification | 2025 | 41 | -80.7 | 1
2 Diversification | 2025 | 41 | -80.6 | 1
2 Diversification | 2025 | 41 | -75.8 | 1
2 Diversification | 2025 | 41 | -67.5 | 1
2 Diversification | 2025 | 41 | -65.2 | 1
2 Diversification | 2025 | 41 | -59.6 | 1
2 Diversification | 2025 | 41 | -54.9 | 1
2 Diversification | 2025 | 41 | -47.6 | 1
2 Diversification | 2025 | 41 | -44.4 | 1
2 Diversification | 2025 | 41 | -30.3 | 1
2 Diversification | 2025 | 41 | 34.2 | 1
2 Diversification | 2025 | 41 | 40.5 | 1
2 Diversification | 2025 | 41 | 54.2 | 1
2 Diversification | 2025 | 41 | 57 | 1
2 Diversification | 2025 | 41 | 59.4 | 1
2 Diversification | 2025 | 41 | 65.4 | 1
2 Diversification | 2025 | 41 | 70.6 | 1
2 Diversification | 2025 | 41 | 78.7 | 1
2 Diversification | 2025 | 41 | 84 | 1
2 Diversification | 2025 | 41 | 89.2 | 1
2 Diversification | 2025 | 41 | 99.9 | 1
2 Diversification | 2025 | 41 | 100.4 | 1
2 Diversification | 2025 | 41 | 105.5 | 1
2 Diversification | 2025 | 41 | 125.8 | 1
2 Diversification | 2025 | 42 | -159.6 | 1
2 Diversification | 2025 | 42 | -159.5 | 1
2 Diversification | 2025 | 42 | -91.2 | 1
2 Diversification | 2025 | 42 | -87.6 | 1
2 Diversification | 2025 | 42 | -75.6 | 2
2 Diversification | 2025 | 42 | -71.3 | 1
2 Diversification | 2025 | 42 | -68.1 | 1
2 Diversification | 2025 | 42 | -56.1 | 1
2 Diversification | 2025 | 42 | -54.4 | 1
2 Diversification | 2025 | 42 | -51 | 1
2 Diversification | 2025 | 42 | -46.1 | 1
2 Diversification | 2025 | 42 | -41.1 | 1
2 Diversification | 2025 | 42 | 40 | 1
2 Diversification | 2025 | 42 | 43 | 1
2 Diversification | 2025 | 42 | 43.1 | 1
2 Diversification | 2025 | 42 | 49.4 | 1
2 Diversification | 2025 | 42 | 53.2 | 1
2 Diversification | 2025 | 42 | 54 | 1
2 Diversification | 2025 | 42 | 65 | 1
2 Diversification | 2025 | 42 | 67.9 | 1
2 Diversification | 2025 | 42 | 70.2 | 1
2 Diversification | 2025 | 42 | 73 | 1
2 Diversification | 2025 | 42 | 73.9 | 1
2 Diversification | 2025 | 42 | 77.2 | 1
2 Diversification | 2025 | 42 | 87.8 | 1
2 Diversification | 2025 | 42 | 101.7 | 1
2 Diversification | 2025 | 42 | 103.1 | 1
2 Diversification | 2025 | 42 | 118.1 | 1
2 Diversification | 2025 | 42 | 134.8 | 1
2 Diversification | 2025 | 43 | -84.6 | 1
2 Diversification | 2025 | 43 | -84.4 | 1
2 Diversification | 2025 | 43 | -74.4 | 1
2 Diversification | 2025 | 43 | -73.4 | 1
2 Diversification | 2025 | 43 | -70.8 | 1
2 Diversification | 2025 | 43 | -66 | 1
2 Diversification | 2025 | 43 | -56.5 | 1
2 Diversification | 2025 | 43 | -55.4 | 1
2 Diversification | 2025 | 43 | -36.6 | 1
2 Diversification | 2025 | 43 | 25.7 | 1
2 Diversification | 2025 | 43 | 34 | 1
2 Diversification | 2025 | 43 | 39.6 | 1
2 Diversification | 2025 | 43 | 42.8 | 1
2 Diversification | 2025 | 43 | 77.3 | 1
2 Diversification | 2025 | 43 | 78.3 | 1
2 Diversification | 2025 | 43 | 79 | 1
2 Diversification | 2025 | 43 | 81.5 | 1
2 Diversification | 2025 | 43 | 88.2 | 1
2 Diversification | 2025 | 43 | 92.9 | 1
2 Diversification | 2025 | 43 | 96.3 | 1
2 Diversification | 2025 | 43 | 98.3 | 1
2 Diversification | 2025 | 43 | 106.9 | 1
2 Diversification | 2025 | 43 | 123.2 | 1
2 Diversification | 2025 | 44 | -122.5 | 1
2 Diversification | 2025 | 44 | -107.6 | 1
2 Diversification | 2025 | 44 | -74.1 | 1
2 Diversification | 2025 | 44 | -71.5 | 1
2 Diversification | 2025 | 44 | -68.8 | 1
2 Diversification | 2025 | 44 | -57.9 | 1
2 Diversification | 2025 | 44 | -54.3 | 1
2 Diversification | 2025 | 44 | -45.2 | 1
2 Diversification | 2025 | 44 | 39.8 | 1
2 Diversification | 2025 | 44 | 44 | 1
2 Diversification | 2025 | 44 | 46.7 | 1
2 Diversification | 2025 | 44 | 56.8 | 1
2 Diversification | 2025 | 44 | 75.7 | 1
2 Diversification | 2025 | 44 | 77.6 | 1
2 Diversification | 2025 | 44 | 98.5 | 1
2 Diversification | 2025 | 44 | 133.2 | 1
2 Diversification | 2025 | 44 | 153.2 | 1
2 Diversification | 2025 | 44 | 167.4 | 1
2 Diversification | 2025 | 45 | -117 | 1
2 Diversification | 2025 | 45 | -90.9 | 1
2 Diversification | 2025 | 45 | -73.2 | 1
2 Diversification | 2025 | 45 | -72.8 | 1
2 Diversification | 2025 | 45 | -61.4 | 1
2 Diversification | 2025 | 45 | -59.6 | 1
2 Diversification | 2025 | 45 | -47.1 | 1
2 Diversification | 2025 | 45 | -41 | 1
2 Diversification | 2025 | 45 | -39.3 | 1
2 Diversification | 2025 | 45 | 24.5 | 1
2 Diversification | 2025 | 45 | 38.7 | 1
2 Diversification | 2025 | 45 | 48 | 1
2 Diversification | 2025 | 45 | 56.7 | 1
2 Diversification | 2025 | 45 | 58 | 1
2 Diversification | 2025 | 45 | 63.5 | 1
2 Diversification | 2025 | 45 | 64.9 | 1
2 Diversification | 2025 | 45 | 70.6 | 1
2 Diversification | 2025 | 45 | 71.7 | 1
2 Diversification | 2025 | 45 | 73.5 | 1
2 Diversification | 2025 | 45 | 87.1 | 1
2 Diversification | 2025 | 45 | 103.7 | 1
2 Diversification | 2025 | 45 | 147.8 | 1
2 Diversification | 2025 | 45 | 169.9 | 1
2 Diversification | 2025 | 46 | -137.5 | 1
2 Diversification | 2025 | 46 | -123.8 | 1
2 Diversification | 2025 | 46 | -115.8 | 1
2 Diversification | 2025 | 46 | -97.8 | 1
2 Diversification | 2025 | 46 | -75.4 | 1
2 Diversification | 2025 | 46 | -74.9 | 1
2 Diversification | 2025 | 46 | -69.8 | 1
2 Diversification | 2025 | 46 | -69.5 | 1
2 Diversification | 2025 | 46 | -63.4 | 1
2 Diversification | 2025 | 46 | -63.1 | 1
2 Diversification | 2025 | 46 | -58.9 | 1
2 Diversification | 2025 | 46 | -58.4 | 1
2 Diversification | 2025 | 46 | -35.8 | 1
2 Diversification | 2025 | 46 | 41.8 | 1
2 Diversification | 2025 | 46 | 45.6 | 1
2 Diversification | 2025 | 46 | 54.7 | 1
2 Diversification | 2025 | 46 | 78.6 | 1
2 Diversification | 2025 | 46 | 84.8 | 1
2 Diversification | 2025 | 46 | 113.8 | 1
2 Diversification | 2025 | 46 | 124.8 | 1
2 Diversification | 2025 | 47 | -108.5 | 1
2 Diversification | 2025 | 47 | -102.8 | 1
2 Diversification | 2025 | 47 | -90.1 | 1
2 Diversification | 2025 | 47 | -75.1 | 1
2 Diversification | 2025 | 47 | -75 | 1
2 Diversification | 2025 | 47 | -74.2 | 1
2 Diversification | 2025 | 47 | -74 | 1
2 Diversification | 2025 | 47 | -57.3 | 1
2 Diversification | 2025 | 47 | -44.9 | 1
2 Diversification | 2025 | 47 | 43.4 | 1
2 Diversification | 2025 | 47 | 50.6 | 1
2 Diversification | 2025 | 47 | 57 | 1
2 Diversification | 2025 | 47 | 62.5 | 1
2 Diversification | 2025 | 47 | 64.2 | 1
2 Diversification | 2025 | 47 | 104 | 1
2 Diversification | 2025 | 47 | 112.2 | 1
2 Diversification | 2025 | 48 | -147.2 | 1
2 Diversification | 2025 | 48 | -98.8 | 1
2 Diversification | 2025 | 48 | -93.9 | 1
2 Diversification | 2025 | 48 | -89 | 1
2 Diversification | 2025 | 48 | -86.2 | 1
2 Diversification | 2025 | 48 | -71.4 | 1
2 Diversification | 2025 | 48 | -70.3 | 1
2 Diversification | 2025 | 48 | -65.6 | 1
2 Diversification | 2025 | 48 | -59 | 1
2 Diversification | 2025 | 48 | -54.1 | 1
2 Diversification | 2025 | 48 | -46.6 | 1
2 Diversification | 2025 | 48 | -41.1 | 1
2 Diversification | 2025 | 48 | 61.4 | 1
2 Diversification | 2025 | 48 | 63.4 | 1
2 Diversification | 2025 | 48 | 68.3 | 1
2 Diversification | 2025 | 48 | 116.3 | 1
2 Diversification | 2025 | 49 | -108 | 1
2 Diversification | 2025 | 49 | -80 | 1
2 Diversification | 2025 | 49 | -53.5 | 1
2 Diversification | 2025 | 49 | -44.3 | 1
2 Diversification | 2025 | 49 | 51 | 1
2 Diversification | 2025 | 49 | 52.4 | 1
2 Diversification | 2025 | 49 | 54.5 | 1
2 Diversification | 2025 | 49 | 55.6 | 1
2 Diversification | 2025 | 49 | 65.9 | 1
2 Diversification | 2025 | 49 | 68.7 | 1
2 Diversification | 2025 | 49 | 73 | 1
2 Diversification | 2025 | 49 | 126.4 | 1
2 Diversification | 2025 | 49 | 132.7 | 1
2 Diversification | 2025 | 49 | 173.8 | 1
2 Diversification | 2025 | 50 | -178.9 | 1
2 Diversification | 2025 | 50 | -176.1 | 1
2 Diversification | 2025 | 50 | -149.9 | 1
2 Diversification | 2025 | 50 | -81 | 1
2 Diversification | 2025 | 50 | -69.9 | 1
2 Diversification | 2025 | 50 | -52.4 | 1
2 Diversification | 2025 | 50 | -36.9 | 1
2 Diversification | 2025 | 50 | 49.2 | 1
2 Diversification | 2025 | 50 | 61.6 | 1
2 Diversification | 2025 | 50 | 68 | 1
2 Diversification | 2025 | 50 | 69.9 | 1
2 Diversification | 2025 | 50 | 90.3 | 1
2 Diversification | 2025 | 50 | 91.5 | 1
2 Diversification | 2025 | 50 | 94.1 | 1
2 Diversification | 2025 | 50 | 115.2 | 1
2 Diversification | 2025 | 50 | 135.1 | 1
2 Diversification | 2025 | 51 | -123.6 | 1
2 Diversification | 2025 | 51 | -118.3 | 1
2 Diversification | 2025 | 51 | -86.3 | 1
2 Diversification | 2025 | 51 | -59.3 | 1
2 Diversification | 2025 | 51 | -57.1 | 1
2 Diversification | 2025 | 51 | 45 | 1
2 Diversification | 2025 | 51 | 71.8 | 1
2 Diversification | 2025 | 51 | 76.2 | 1
2 Diversification | 2025 | 51 | 77.3 | 1
2 Diversification | 2025 | 51 | 90.9 | 1
2 Diversification | 2025 | 51 | 97.2 | 1
2 Diversification | 2025 | 52 | -173.2 | 1
2 Diversification | 2025 | 52 | -145.7 | 1
2 Diversification | 2025 | 52 | -105.2 | 1
2 Diversification | 2025 | 52 | -92.4 | 1
2 Diversification | 2025 | 52 | -59.4 | 1
2 Diversification | 2025 | 52 | -54.9 | 1
2 Diversification | 2025 | 52 | 46.3 | 1
2 Diversification | 2025 | 52 | 53.7 | 1
2 Diversification | 2025 | 52 | 68.5 | 1
2 Diversification | 2025 | 52 | 71.1 | 1
2 Diversification | 2025 | 52 | 114 | 1
2 Diversification | 2025 | 52 | 161.5 | 1
2 Diversification | 2025 | 53 | -164.6 | 1
2 Diversification | 2025 | 53 | -103.5 | 1
2 Diversification | 2025 | 53 | -59.7 | 1
2 Diversification | 2025 | 53 | -50.2 | 1
2 Diversification | 2025 | 53 | -49.2 | 1
2 Diversification | 2025 | 53 | 42.3 | 1
2 Diversification | 2025 | 53 | 60.8 | 1
2 Diversification | 2025 | 53 | 64.8 | 1
2 Diversification | 2025 | 53 | 69.1 | 1
2 Diversification | 2025 | 53 | 97 | 1
2 Diversification | 2025 | 53 | 111.9 | 1
2 Diversification | 2025 | 54 | -184.9 | 1
2 Diversification | 2025 | 54 | -116 | 1
2 Diversification | 2025 | 54 | -87.3 | 1
2 Diversification | 2025 | 54 | -70.8 | 1
2 Diversification | 2025 | 54 | -65.8 | 1
2 Diversification | 2025 | 54 | -59.6 | 1
2 Diversification | 2025 | 54 | 51.9 | 1
2 Diversification | 2025 | 54 | 123.7 | 1
2 Diversification | 2025 | 54 | 132.8 | 1
2 Diversification | 2025 | 54 | 151.4 | 1
2 Diversification | 2025 | 55 | -103.7 | 1
2 Diversification | 2025 | 55 | -98.4 | 1
2 Diversification | 2025 | 55 | -47.3 | 1
2 Diversification | 2025 | 55 | 38.1 | 1
2 Diversification | 2025 | 55 | 44.3 | 1
2 Diversification | 2025 | 55 | 79.7 | 1
2 Diversification | 2025 | 55 | 93.8 | 1
2 Diversification | 2025 | 55 | 96.7 | 1
2 Diversification | 2025 | 55 | 172.5 | 1
2 Diversification | 2025 | 56 | -162.6 | 1
2 Diversification | 2025 | 56 | -120.5 | 1
2 Diversification | 2025 | 56 | -81.2 | 1
2 Diversification | 2025 | 56 | -57.8 | 1
2 Diversification | 2025 | 56 | -44.9 | 1
2 Diversification | 2025 | 56 | 60.2 | 1
2 Diversification | 2025 | 56 | 71.6 | 1
2 Diversification | 2025 | 56 | 81.7 | 1
2 Diversification | 2025 | 56 | 90.3 | 1
2 Diversification | 2025 | 57 | -88.3 | 1
2 Diversification | 2025 | 57 | -80.2 | 1
2 Diversification | 2025 | 57 | -61.9 | 1
2 Diversification | 2025 | 57 | -60.7 | 1
2 Diversification | 2025 | 57 | 40.3 | 1
2 Diversification | 2025 | 57 | 92 | 1
2 Diversification | 2025 | 57 | 110.7 | 1
2 Diversification | 2025 | 57 | 124.8 | 1
2 Diversification | 2025 | 57 | 127.7 | 1
2 Diversification | 2025 | 58 | -97.9 | 1
2 Diversification | 2025 | 58 | -90.7 | 1
2 Diversification | 2025 | 58 | -72.8 | 1
2 Diversification | 2025 | 58 | -54 | 1
2 Diversification | 2025 | 58 | -52.9 | 1
2 Diversification | 2025 | 58 | 58.7 | 1
2 Diversification | 2025 | 58 | 68.5 | 1
2 Diversification | 2025 | 58 | 83.1 | 1
2 Diversification | 2025 | 58 | 124.1 | 1
2 Diversification | 2025 | 59 | -195.3 | 1
2 Diversification | 2025 | 59 | -108 | 1
2 Diversification | 2025 | 59 | -64.1 | 1
2 Diversification | 2025 | 59 | 67.2 | 1
2 Diversification | 2025 | 59 | 72.9 | 1
2 Diversification | 2025 | 59 | 77.4 | 1
2 Diversification | 2025 | 60 | -94.5 | 1
2 Diversification | 2025 | 60 | -84.1 | 1
2 Diversification | 2025 | 60 | -84 | 1
2 Diversification | 2025 | 60 | -47.2 | 1
2 Diversification | 2025 | 60 | 71.2 | 1
2 Diversification | 2025 | 61 | -61.8 | 1
2 Diversification | 2025 | 62 | -124 | 1
2 Diversification | 2025 | 62 | -115.7 | 1
2 Diversification | 2025 | 62 | -82.5 | 1
2 Diversification | 2025 | 62 | -73.6 | 1
2 Diversification | 2025 | 62 | -66.7 | 1
2 Diversification | 2025 | 62 | 51.1 | 1
2 Diversification | 2025 | 62 | 66.1 | 1
2 Diversification | 2025 | 63 | -124.5 | 1
2 Diversification | 2025 | 63 | -123.2 | 1
2 Diversification | 2025 | 63 | -83.6 | 1
2 Diversification | 2025 | 63 | -74.6 | 1
2 Diversification | 2025 | 63 | 26.9 | 1
2 Diversification | 2025 | 63 | 95.6 | 1
2 Diversification | 2025 | 64 | -96.7 | 1
2 Diversification | 2025 | 64 | -93.5 | 1
2 Diversification | 2025 | 65 | -127.8 | 1
2 Diversification | 2025 | 65 | -102 | 1
2 Diversification | 2025 | 65 | 71.8 | 1
2 Diversification | 2025 | 65 | 88.4 | 1
2 Diversification | 2025 | 65 | 89.2 | 1
2 Diversification | 2025 | 66 | -126.4 | 1
2 Diversification | 2025 | 66 | -96 | 1
2 Diversification | 2025 | 67 | -128.4 | 1
2 Diversification | 2025 | 67 | -81.1 | 1
2 Diversification | 2025 | 67 | 86.4 | 1
2 Diversification | 2025 | 67 | 116.6 | 1
2 Diversification | 2025 | 68 | -118.8 | 1
2 Diversification | 2025 | 68 | -76.4 | 1
2 Diversification | 2025 | 68 | -65.1 | 1
2 Diversification | 2025 | 68 | 71.4 | 1
2 Diversification | 2025 | 69 | 70.1 | 1
2 Diversification | 2025 | 72 | 88 | 1
2 Diversification | 2025 | 75 | -179.4 | 1
2 Diversification | 2025 | 75 | 89.5 | 1
2 Diversification | 2025 | 76 | 83.6 | 1
2 Diversification | 2025 | 77 | -85.9 | 1
2 Diversification | 2025 | 79 | -104.4 | 1
2 Diversification | 2025 | 80 | -81.1 | 1
2 Diversification | 2025 | 80 | 59.2 | 1
2 Diversification | 2025 | 84 | 54.7 | 1
2 Diversification | 2025 | 100 | 62 | 1
2 Diversification | 2030 | 1 | -477.8 | 1
2 Diversification | 2030 | 1 | -426.9 | 1
2 Diversification | 2030 | 1 | -315.8 | 1
2 Diversification | 2030 | 1 | -128.9 | 1
2 Diversification | 2030 | 1 | -84.6 | 1
2 Diversification | 2030 | 1 | -80.4 | 1
2 Diversification | 2030 | 1 | -79.3 | 1
2 Diversification | 2030 | 1 | -79.1 | 1
2 Diversification | 2030 | 1 | -73.2 | 2
2 Diversification | 2030 | 1 | -72.5 | 1
2 Diversification | 2030 | 1 | -72 | 1
2 Diversification | 2030 | 1 | -71.9 | 1
2 Diversification | 2030 | 1 | -71.2 | 1
2 Diversification | 2030 | 1 | -70.8 | 1
2 Diversification | 2030 | 1 | -70.2 | 1
2 Diversification | 2030 | 1 | -69.5 | 1
2 Diversification | 2030 | 1 | -67.9 | 2
2 Diversification | 2030 | 1 | -67.7 | 1
2 Diversification | 2030 | 1 | -67.4 | 1
2 Diversification | 2030 | 1 | -67.1 | 1
2 Diversification | 2030 | 1 | -66.9 | 1
2 Diversification | 2030 | 1 | -66.7 | 1
2 Diversification | 2030 | 1 | -66.2 | 1
2 Diversification | 2030 | 1 | -65.3 | 1
2 Diversification | 2030 | 1 | -65.1 | 1
2 Diversification | 2030 | 1 | -64.1 | 1
2 Diversification | 2030 | 1 | -63.9 | 1
2 Diversification | 2030 | 1 | -63.8 | 1
2 Diversification | 2030 | 1 | -63.3 | 1
2 Diversification | 2030 | 1 | -63 | 1
2 Diversification | 2030 | 1 | -62.9 | 1
2 Diversification | 2030 | 1 | -62.3 | 1
2 Diversification | 2030 | 1 | -61.8 | 2
2 Diversification | 2030 | 1 | -61.2 | 2
2 Diversification | 2030 | 1 | -60.8 | 1
2 Diversification | 2030 | 1 | -60.1 | 1
2 Diversification | 2030 | 1 | -59.8 | 1
2 Diversification | 2030 | 1 | -59.6 | 1
2 Diversification | 2030 | 1 | -59.5 | 1
2 Diversification | 2030 | 1 | -58.7 | 2
2 Diversification | 2030 | 1 | -58.5 | 1
2 Diversification | 2030 | 1 | -58.3 | 1
2 Diversification | 2030 | 1 | -58.1 | 1
2 Diversification | 2030 | 1 | -58 | 2
2 Diversification | 2030 | 1 | -57.6 | 2
2 Diversification | 2030 | 1 | -57.2 | 1
2 Diversification | 2030 | 1 | -56.8 | 1
2 Diversification | 2030 | 1 | -56.4 | 3
2 Diversification | 2030 | 1 | -56.2 | 2
2 Diversification | 2030 | 1 | -56 | 1
2 Diversification | 2030 | 1 | -55.6 | 1
2 Diversification | 2030 | 1 | -55.5 | 1
2 Diversification | 2030 | 1 | -55.4 | 1
2 Diversification | 2030 | 1 | -55.3 | 1
2 Diversification | 2030 | 1 | -54.7 | 1
2 Diversification | 2030 | 1 | -54.6 | 1
2 Diversification | 2030 | 1 | -54.5 | 1
2 Diversification | 2030 | 1 | -54.4 | 1
2 Diversification | 2030 | 1 | -54.2 | 1
2 Diversification | 2030 | 1 | -54.1 | 1
2 Diversification | 2030 | 1 | -53.8 | 1
2 Diversification | 2030 | 1 | -53.6 | 1
2 Diversification | 2030 | 1 | -53.5 | 1
2 Diversification | 2030 | 1 | -53.4 | 1
2 Diversification | 2030 | 1 | -53.3 | 4
2 Diversification | 2030 | 1 | -53.2 | 2
2 Diversification | 2030 | 1 | -53.1 | 1
2 Diversification | 2030 | 1 | -53 | 1
2 Diversification | 2030 | 1 | -52.9 | 2
2 Diversification | 2030 | 1 | -52.8 | 2
2 Diversification | 2030 | 1 | -52.7 | 2
2 Diversification | 2030 | 1 | -52.6 | 2
2 Diversification | 2030 | 1 | -52.5 | 2
2 Diversification | 2030 | 1 | -52.4 | 3
2 Diversification | 2030 | 1 | -52.3 | 1
2 Diversification | 2030 | 1 | -52.2 | 1
2 Diversification | 2030 | 1 | -52 | 2
2 Diversification | 2030 | 1 | -51.8 | 1
2 Diversification | 2030 | 1 | -51.7 | 1
2 Diversification | 2030 | 1 | -51.2 | 1
2 Diversification | 2030 | 1 | -51.1 | 1
2 Diversification | 2030 | 1 | -50.9 | 1
2 Diversification | 2030 | 1 | -50.8 | 2
2 Diversification | 2030 | 1 | -50.7 | 2
2 Diversification | 2030 | 1 | -50.6 | 1
2 Diversification | 2030 | 1 | -50.5 | 1
2 Diversification | 2030 | 1 | -50.4 | 1
2 Diversification | 2030 | 1 | -50.3 | 1
2 Diversification | 2030 | 1 | -50.1 | 1
2 Diversification | 2030 | 1 | -50 | 2
2 Diversification | 2030 | 1 | -49.8 | 1
2 Diversification | 2030 | 1 | -49.7 | 2
2 Diversification | 2030 | 1 | -49.5 | 1
2 Diversification | 2030 | 1 | -49.4 | 4
2 Diversification | 2030 | 1 | -49.2 | 2
2 Diversification | 2030 | 1 | -49.1 | 2
2 Diversification | 2030 | 1 | -48.9 | 1
2 Diversification | 2030 | 1 | -48.8 | 2
2 Diversification | 2030 | 1 | -48.7 | 1
2 Diversification | 2030 | 1 | -48.6 | 3
2 Diversification | 2030 | 1 | -48.5 | 1
2 Diversification | 2030 | 1 | -48.3 | 1
2 Diversification | 2030 | 1 | -48.2 | 2
2 Diversification | 2030 | 1 | -48 | 1
2 Diversification | 2030 | 1 | -47.9 | 1
2 Diversification | 2030 | 1 | -47.8 | 1
2 Diversification | 2030 | 1 | -47.7 | 2
2 Diversification | 2030 | 1 | -47.6 | 1
2 Diversification | 2030 | 1 | -47.5 | 1
2 Diversification | 2030 | 1 | -47.4 | 1
2 Diversification | 2030 | 1 | -47.3 | 1
2 Diversification | 2030 | 1 | -47.2 | 3
2 Diversification | 2030 | 1 | -47.1 | 1
2 Diversification | 2030 | 1 | -47 | 2
2 Diversification | 2030 | 1 | -46.9 | 2
2 Diversification | 2030 | 1 | -46.7 | 3
2 Diversification | 2030 | 1 | -46.6 | 1
2 Diversification | 2030 | 1 | -46.5 | 2
2 Diversification | 2030 | 1 | -46.4 | 2
2 Diversification | 2030 | 1 | -46.3 | 1
2 Diversification | 2030 | 1 | -46.2 | 2
2 Diversification | 2030 | 1 | -46.1 | 4
2 Diversification | 2030 | 1 | -46 | 3
2 Diversification | 2030 | 1 | -45.9 | 2
2 Diversification | 2030 | 1 | -45.8 | 4
2 Diversification | 2030 | 1 | -45.7 | 3
2 Diversification | 2030 | 1 | -45.6 | 2
2 Diversification | 2030 | 1 | -45.5 | 2
2 Diversification | 2030 | 1 | -45.4 | 1
2 Diversification | 2030 | 1 | -45.3 | 5
2 Diversification | 2030 | 1 | -45.2 | 2
2 Diversification | 2030 | 1 | -45.1 | 1
2 Diversification | 2030 | 1 | -44.9 | 6
2 Diversification | 2030 | 1 | -44.8 | 2
2 Diversification | 2030 | 1 | -44.7 | 6
2 Diversification | 2030 | 1 | -44.6 | 5
2 Diversification | 2030 | 1 | -44.5 | 3
2 Diversification | 2030 | 1 | -44.4 | 7
2 Diversification | 2030 | 1 | -44.3 | 3
2 Diversification | 2030 | 1 | -44.2 | 3
2 Diversification | 2030 | 1 | -44.1 | 7
2 Diversification | 2030 | 1 | -44 | 4
2 Diversification | 2030 | 1 | -43.9 | 5
2 Diversification | 2030 | 1 | -43.8 | 4
2 Diversification | 2030 | 1 | -43.7 | 5
2 Diversification | 2030 | 1 | -43.6 | 2
2 Diversification | 2030 | 1 | -43.5 | 2
2 Diversification | 2030 | 1 | -43.4 | 3
2 Diversification | 2030 | 1 | -43.3 | 4
2 Diversification | 2030 | 1 | -43.2 | 4
2 Diversification | 2030 | 1 | -43.1 | 4
2 Diversification | 2030 | 1 | -43 | 2
2 Diversification | 2030 | 1 | -42.9 | 5
2 Diversification | 2030 | 1 | -42.8 | 1
2 Diversification | 2030 | 1 | -42.7 | 2
2 Diversification | 2030 | 1 | -42.6 | 4
2 Diversification | 2030 | 1 | -42.5 | 7
2 Diversification | 2030 | 1 | -42.4 | 3
2 Diversification | 2030 | 1 | -42.3 | 3
2 Diversification | 2030 | 1 | -42.2 | 2
2 Diversification | 2030 | 1 | -42.1 | 8
2 Diversification | 2030 | 1 | -42 | 1
2 Diversification | 2030 | 1 | -41.9 | 1
2 Diversification | 2030 | 1 | -41.8 | 2
2 Diversification | 2030 | 1 | -41.7 | 3
2 Diversification | 2030 | 1 | -41.6 | 4
2 Diversification | 2030 | 1 | -41.5 | 4
2 Diversification | 2030 | 1 | -41.4 | 1
2 Diversification | 2030 | 1 | -41.3 | 3
2 Diversification | 2030 | 1 | -41.2 | 5
2 Diversification | 2030 | 1 | -41.1 | 9
2 Diversification | 2030 | 1 | -41 | 6
2 Diversification | 2030 | 1 | -40.9 | 5
2 Diversification | 2030 | 1 | -40.8 | 2
2 Diversification | 2030 | 1 | -40.7 | 6
2 Diversification | 2030 | 1 | -40.6 | 7
2 Diversification | 2030 | 1 | -40.5 | 2
2 Diversification | 2030 | 1 | -40.4 | 4
2 Diversification | 2030 | 1 | -40.3 | 5
2 Diversification | 2030 | 1 | -40.2 | 4
2 Diversification | 2030 | 1 | -40.1 | 8
2 Diversification | 2030 | 1 | -40 | 2
2 Diversification | 2030 | 1 | -39.9 | 6
2 Diversification | 2030 | 1 | -39.8 | 4
2 Diversification | 2030 | 1 | -39.7 | 8
2 Diversification | 2030 | 1 | -39.6 | 8
2 Diversification | 2030 | 1 | -39.5 | 1
2 Diversification | 2030 | 1 | -39.4 | 4
2 Diversification | 2030 | 1 | -39.3 | 2
2 Diversification | 2030 | 1 | -39.2 | 4
2 Diversification | 2030 | 1 | -39.1 | 5
2 Diversification | 2030 | 1 | -39 | 8
2 Diversification | 2030 | 1 | -38.9 | 6
2 Diversification | 2030 | 1 | -38.8 | 3
2 Diversification | 2030 | 1 | -38.7 | 6
2 Diversification | 2030 | 1 | -38.6 | 6
2 Diversification | 2030 | 1 | -38.5 | 6
2 Diversification | 2030 | 1 | -38.4 | 6
2 Diversification | 2030 | 1 | -38.3 | 5
2 Diversification | 2030 | 1 | -38.2 | 9
2 Diversification | 2030 | 1 | -38.1 | 4
2 Diversification | 2030 | 1 | -38 | 3
2 Diversification | 2030 | 1 | -37.9 | 8
2 Diversification | 2030 | 1 | -37.8 | 6
2 Diversification | 2030 | 1 | -37.7 | 3
2 Diversification | 2030 | 1 | -37.6 | 5
2 Diversification | 2030 | 1 | -37.5 | 10
2 Diversification | 2030 | 1 | -37.4 | 4
2 Diversification | 2030 | 1 | -37.3 | 8
2 Diversification | 2030 | 1 | -37.2 | 5
2 Diversification | 2030 | 1 | -37.1 | 6
2 Diversification | 2030 | 1 | -37 | 10
2 Diversification | 2030 | 1 | -36.9 | 8
2 Diversification | 2030 | 1 | -36.8 | 8
2 Diversification | 2030 | 1 | -36.7 | 7
2 Diversification | 2030 | 1 | -36.6 | 3
2 Diversification | 2030 | 1 | -36.5 | 10
2 Diversification | 2030 | 1 | -36.4 | 5
2 Diversification | 2030 | 1 | -36.3 | 6
2 Diversification | 2030 | 1 | -36.2 | 9
2 Diversification | 2030 | 1 | -36.1 | 7
2 Diversification | 2030 | 1 | -36 | 7
2 Diversification | 2030 | 1 | -35.9 | 7
2 Diversification | 2030 | 1 | -35.8 | 9
2 Diversification | 2030 | 1 | -35.7 | 3
2 Diversification | 2030 | 1 | -35.6 | 12
2 Diversification | 2030 | 1 | -35.5 | 12
2 Diversification | 2030 | 1 | -35.4 | 13
2 Diversification | 2030 | 1 | -35.3 | 10
2 Diversification | 2030 | 1 | -35.2 | 11
2 Diversification | 2030 | 1 | -35.1 | 4
2 Diversification | 2030 | 1 | -35 | 10
2 Diversification | 2030 | 1 | -34.9 | 16
2 Diversification | 2030 | 1 | -34.8 | 7
2 Diversification | 2030 | 1 | -34.7 | 11
2 Diversification | 2030 | 1 | -34.6 | 9
2 Diversification | 2030 | 1 | -34.5 | 15
2 Diversification | 2030 | 1 | -34.4 | 8
2 Diversification | 2030 | 1 | -34.3 | 7
2 Diversification | 2030 | 1 | -34.2 | 14
2 Diversification | 2030 | 1 | -34.1 | 11
2 Diversification | 2030 | 1 | -34 | 15
2 Diversification | 2030 | 1 | -33.9 | 15
2 Diversification | 2030 | 1 | -33.8 | 6
2 Diversification | 2030 | 1 | -33.7 | 12
2 Diversification | 2030 | 1 | -33.6 | 11
2 Diversification | 2030 | 1 | -33.5 | 9
2 Diversification | 2030 | 1 | -33.4 | 16
2 Diversification | 2030 | 1 | -33.3 | 5
2 Diversification | 2030 | 1 | -33.2 | 13
2 Diversification | 2030 | 1 | -33.1 | 6
2 Diversification | 2030 | 1 | -33 | 13
2 Diversification | 2030 | 1 | -32.9 | 13
2 Diversification | 2030 | 1 | -32.8 | 14
2 Diversification | 2030 | 1 | -32.7 | 18
2 Diversification | 2030 | 1 | -32.6 | 12
2 Diversification | 2030 | 1 | -32.5 | 12
2 Diversification | 2030 | 1 | -32.4 | 13
2 Diversification | 2030 | 1 | -32.3 | 18
2 Diversification | 2030 | 1 | -32.2 | 11
2 Diversification | 2030 | 1 | -32.1 | 12
2 Diversification | 2030 | 1 | -32 | 14
2 Diversification | 2030 | 1 | -31.9 | 16
2 Diversification | 2030 | 1 | -31.8 | 13
2 Diversification | 2030 | 1 | -31.7 | 15
2 Diversification | 2030 | 1 | -31.6 | 17
2 Diversification | 2030 | 1 | -31.5 | 16
2 Diversification | 2030 | 1 | -31.4 | 17
2 Diversification | 2030 | 1 | -31.3 | 13
2 Diversification | 2030 | 1 | -31.2 | 16
2 Diversification | 2030 | 1 | -31.1 | 18
2 Diversification | 2030 | 1 | -31 | 14
2 Diversification | 2030 | 1 | -30.9 | 11
2 Diversification | 2030 | 1 | -30.8 | 17
2 Diversification | 2030 | 1 | -30.7 | 16
2 Diversification | 2030 | 1 | -30.6 | 16
2 Diversification | 2030 | 1 | -30.5 | 18
2 Diversification | 2030 | 1 | -30.4 | 12
2 Diversification | 2030 | 1 | -30.3 | 17
2 Diversification | 2030 | 1 | -30.2 | 16
2 Diversification | 2030 | 1 | -30.1 | 14
2 Diversification | 2030 | 1 | -30 | 18
2 Diversification | 2030 | 1 | -29.9 | 15
2 Diversification | 2030 | 1 | -29.8 | 19
2 Diversification | 2030 | 1 | -29.7 | 20
2 Diversification | 2030 | 1 | -29.6 | 15
2 Diversification | 2030 | 1 | -29.5 | 14
2 Diversification | 2030 | 1 | -29.4 | 18
2 Diversification | 2030 | 1 | -29.3 | 8
2 Diversification | 2030 | 1 | -29.2 | 21
2 Diversification | 2030 | 1 | -29.1 | 12
2 Diversification | 2030 | 1 | -29 | 23
2 Diversification | 2030 | 1 | -28.9 | 29
2 Diversification | 2030 | 1 | -28.8 | 22
2 Diversification | 2030 | 1 | -28.7 | 24
2 Diversification | 2030 | 1 | -28.6 | 21
2 Diversification | 2030 | 1 | -28.5 | 27
2 Diversification | 2030 | 1 | -28.4 | 20
2 Diversification | 2030 | 1 | -28.3 | 23
2 Diversification | 2030 | 1 | -28.2 | 18
2 Diversification | 2030 | 1 | -28.1 | 16
2 Diversification | 2030 | 1 | -28 | 16
2 Diversification | 2030 | 1 | -27.9 | 29
2 Diversification | 2030 | 1 | -27.8 | 32
2 Diversification | 2030 | 1 | -27.7 | 26
2 Diversification | 2030 | 1 | -27.6 | 23
2 Diversification | 2030 | 1 | -27.5 | 20
2 Diversification | 2030 | 1 | -27.4 | 21
2 Diversification | 2030 | 1 | -27.3 | 25
2 Diversification | 2030 | 1 | -27.2 | 28
2 Diversification | 2030 | 1 | -27.1 | 21
2 Diversification | 2030 | 1 | -27 | 33
2 Diversification | 2030 | 1 | -26.9 | 31
2 Diversification | 2030 | 1 | -26.8 | 20
2 Diversification | 2030 | 1 | -26.7 | 22
2 Diversification | 2030 | 1 | -26.6 | 23
2 Diversification | 2030 | 1 | -26.5 | 37
2 Diversification | 2030 | 1 | -26.4 | 27
2 Diversification | 2030 | 1 | -26.3 | 31
2 Diversification | 2030 | 1 | -26.2 | 36
2 Diversification | 2030 | 1 | -26.1 | 36
2 Diversification | 2030 | 1 | -26 | 20
2 Diversification | 2030 | 1 | -25.9 | 23
2 Diversification | 2030 | 1 | -25.8 | 22
2 Diversification | 2030 | 1 | -25.7 | 31
2 Diversification | 2030 | 1 | -25.6 | 34
2 Diversification | 2030 | 1 | -25.5 | 27
2 Diversification | 2030 | 1 | -25.4 | 32
2 Diversification | 2030 | 1 | -25.3 | 28
2 Diversification | 2030 | 1 | -25.2 | 23
2 Diversification | 2030 | 1 | -25.1 | 25
2 Diversification | 2030 | 1 | -25 | 29
2 Diversification | 2030 | 1 | -24.9 | 29
2 Diversification | 2030 | 1 | -24.8 | 31
2 Diversification | 2030 | 1 | -24.7 | 30
2 Diversification | 2030 | 1 | -24.6 | 36
2 Diversification | 2030 | 1 | -24.5 | 35
2 Diversification | 2030 | 1 | -24.4 | 34
2 Diversification | 2030 | 1 | -24.3 | 31
2 Diversification | 2030 | 1 | -24.2 | 47
2 Diversification | 2030 | 1 | -24.1 | 32
2 Diversification | 2030 | 1 | -24 | 40
2 Diversification | 2030 | 1 | -23.9 | 31
2 Diversification | 2030 | 1 | -23.8 | 32
2 Diversification | 2030 | 1 | -23.7 | 29
2 Diversification | 2030 | 1 | -23.6 | 44
2 Diversification | 2030 | 1 | -23.5 | 39
2 Diversification | 2030 | 1 | -23.4 | 30
2 Diversification | 2030 | 1 | -23.3 | 29
2 Diversification | 2030 | 1 | -23.2 | 34
2 Diversification | 2030 | 1 | -23.1 | 35
2 Diversification | 2030 | 1 | -23 | 35
2 Diversification | 2030 | 1 | -22.9 | 40
2 Diversification | 2030 | 1 | -22.8 | 41
2 Diversification | 2030 | 1 | -22.7 | 29
2 Diversification | 2030 | 1 | -22.6 | 41
2 Diversification | 2030 | 1 | -22.5 | 39
2 Diversification | 2030 | 1 | -22.4 | 48
2 Diversification | 2030 | 1 | -22.3 | 37
2 Diversification | 2030 | 1 | -22.2 | 44
2 Diversification | 2030 | 1 | -22.1 | 42
2 Diversification | 2030 | 1 | -22 | 41
2 Diversification | 2030 | 1 | -21.9 | 41
2 Diversification | 2030 | 1 | -21.8 | 29
2 Diversification | 2030 | 1 | -21.7 | 40
2 Diversification | 2030 | 1 | -21.6 | 49
2 Diversification | 2030 | 1 | -21.5 | 53
2 Diversification | 2030 | 1 | -21.4 | 54
2 Diversification | 2030 | 1 | -21.3 | 51
2 Diversification | 2030 | 1 | -21.2 | 46
2 Diversification | 2030 | 1 | -21.1 | 49
2 Diversification | 2030 | 1 | -21 | 61
2 Diversification | 2030 | 1 | -20.9 | 48
2 Diversification | 2030 | 1 | -20.8 | 50
2 Diversification | 2030 | 1 | -20.7 | 49
2 Diversification | 2030 | 1 | -20.6 | 67
2 Diversification | 2030 | 1 | -20.5 | 51
2 Diversification | 2030 | 1 | -20.4 | 53
2 Diversification | 2030 | 1 | -20.3 | 53
2 Diversification | 2030 | 1 | -20.2 | 53
2 Diversification | 2030 | 1 | -20.1 | 47
2 Diversification | 2030 | 1 | -20 | 72
2 Diversification | 2030 | 1 | -19.9 | 53
2 Diversification | 2030 | 1 | -19.8 | 47
2 Diversification | 2030 | 1 | -19.7 | 40
2 Diversification | 2030 | 1 | -19.6 | 56
2 Diversification | 2030 | 1 | -19.5 | 62
2 Diversification | 2030 | 1 | -19.4 | 54
2 Diversification | 2030 | 1 | -19.3 | 61
2 Diversification | 2030 | 1 | -19.2 | 65
2 Diversification | 2030 | 1 | -19.1 | 55
2 Diversification | 2030 | 1 | -19 | 56
2 Diversification | 2030 | 1 | -18.9 | 50
2 Diversification | 2030 | 1 | -18.8 | 58
2 Diversification | 2030 | 1 | -18.7 | 73
2 Diversification | 2030 | 1 | -18.6 | 74
2 Diversification | 2030 | 1 | -18.5 | 60
2 Diversification | 2030 | 1 | -18.4 | 64
2 Diversification | 2030 | 1 | -18.3 | 63
2 Diversification | 2030 | 1 | -18.2 | 71
2 Diversification | 2030 | 1 | -18.1 | 74
2 Diversification | 2030 | 1 | -18 | 66
2 Diversification | 2030 | 1 | -17.9 | 63
2 Diversification | 2030 | 1 | -17.8 | 64
2 Diversification | 2030 | 1 | -17.7 | 69
2 Diversification | 2030 | 1 | -17.6 | 55
2 Diversification | 2030 | 1 | -17.5 | 64
2 Diversification | 2030 | 1 | -17.4 | 68
2 Diversification | 2030 | 1 | -17.3 | 83
2 Diversification | 2030 | 1 | -17.2 | 68
2 Diversification | 2030 | 1 | -17.1 | 61
2 Diversification | 2030 | 1 | -17 | 82
2 Diversification | 2030 | 1 | -16.9 | 69
2 Diversification | 2030 | 1 | -16.8 | 83
2 Diversification | 2030 | 1 | -16.7 | 66
2 Diversification | 2030 | 1 | -16.6 | 83
2 Diversification | 2030 | 1 | -16.5 | 69
2 Diversification | 2030 | 1 | -16.4 | 91
2 Diversification | 2030 | 1 | -16.3 | 78
2 Diversification | 2030 | 1 | -16.2 | 78
2 Diversification | 2030 | 1 | -16.1 | 79
2 Diversification | 2030 | 1 | -16 | 74
2 Diversification | 2030 | 1 | -15.9 | 82
2 Diversification | 2030 | 1 | -15.8 | 79
2 Diversification | 2030 | 1 | -15.7 | 81
2 Diversification | 2030 | 1 | -15.6 | 79
2 Diversification | 2030 | 1 | -15.5 | 93
2 Diversification | 2030 | 1 | -15.4 | 91
2 Diversification | 2030 | 1 | -15.3 | 99
2 Diversification | 2030 | 1 | -15.2 | 82
2 Diversification | 2030 | 1 | -15.1 | 116
2 Diversification | 2030 | 1 | -15 | 97
2 Diversification | 2030 | 1 | -14.9 | 93
2 Diversification | 2030 | 1 | -14.8 | 83
2 Diversification | 2030 | 1 | -14.7 | 89
2 Diversification | 2030 | 1 | -14.6 | 91
2 Diversification | 2030 | 1 | -14.5 | 102
2 Diversification | 2030 | 1 | -14.4 | 105
2 Diversification | 2030 | 1 | -14.3 | 88
2 Diversification | 2030 | 1 | -14.2 | 89
2 Diversification | 2030 | 1 | -14.1 | 108
2 Diversification | 2030 | 1 | -14 | 97
2 Diversification | 2030 | 1 | -13.9 | 106
2 Diversification | 2030 | 1 | -13.8 | 102
2 Diversification | 2030 | 1 | -13.7 | 105
2 Diversification | 2030 | 1 | -13.6 | 93
2 Diversification | 2030 | 1 | -13.5 | 113
2 Diversification | 2030 | 1 | -13.4 | 130
2 Diversification | 2030 | 1 | -13.3 | 101
2 Diversification | 2030 | 1 | -13.2 | 125
2 Diversification | 2030 | 1 | -13.1 | 132
2 Diversification | 2030 | 1 | -13 | 104
2 Diversification | 2030 | 1 | -12.9 | 113
2 Diversification | 2030 | 1 | -12.8 | 135
2 Diversification | 2030 | 1 | -12.7 | 118
2 Diversification | 2030 | 1 | -12.6 | 108
2 Diversification | 2030 | 1 | -12.5 | 126
2 Diversification | 2030 | 1 | -12.4 | 121
2 Diversification | 2030 | 1 | -12.3 | 131
2 Diversification | 2030 | 1 | -12.2 | 136
2 Diversification | 2030 | 1 | -12.1 | 136
2 Diversification | 2030 | 1 | -12 | 150
2 Diversification | 2030 | 1 | -11.9 | 120
2 Diversification | 2030 | 1 | -11.8 | 127
2 Diversification | 2030 | 1 | -11.7 | 115
2 Diversification | 2030 | 1 | -11.6 | 141
2 Diversification | 2030 | 1 | -11.5 | 126
2 Diversification | 2030 | 1 | -11.4 | 112
2 Diversification | 2030 | 1 | -11.3 | 121
2 Diversification | 2030 | 1 | -11.2 | 118
2 Diversification | 2030 | 1 | -11.1 | 143
2 Diversification | 2030 | 1 | -11 | 130
2 Diversification | 2030 | 1 | -10.9 | 125
2 Diversification | 2030 | 1 | -10.8 | 143
2 Diversification | 2030 | 1 | -10.7 | 171
2 Diversification | 2030 | 1 | -10.6 | 136
2 Diversification | 2030 | 1 | -10.5 | 141
2 Diversification | 2030 | 1 | -10.4 | 133
2 Diversification | 2030 | 1 | -10.3 | 159
2 Diversification | 2030 | 1 | -10.2 | 159
2 Diversification | 2030 | 1 | -10.1 | 152
2 Diversification | 2030 | 1 | -10 | 161
2 Diversification | 2030 | 1 | -9.9 | 176
2 Diversification | 2030 | 1 | -9.8 | 160
2 Diversification | 2030 | 1 | -9.7 | 155
2 Diversification | 2030 | 1 | -9.6 | 175
2 Diversification | 2030 | 1 | -9.5 | 158
2 Diversification | 2030 | 1 | -9.4 | 153
2 Diversification | 2030 | 1 | -9.3 | 171
2 Diversification | 2030 | 1 | -9.2 | 172
2 Diversification | 2030 | 1 | -9.1 | 154
2 Diversification | 2030 | 1 | -9 | 182
2 Diversification | 2030 | 1 | -8.9 | 192
2 Diversification | 2030 | 1 | -8.8 | 190
2 Diversification | 2030 | 1 | -8.7 | 167
2 Diversification | 2030 | 1 | -8.6 | 174
2 Diversification | 2030 | 1 | -8.5 | 187
2 Diversification | 2030 | 1 | -8.4 | 191
2 Diversification | 2030 | 1 | -8.3 | 173
2 Diversification | 2030 | 1 | -8.2 | 171
2 Diversification | 2030 | 1 | -8.1 | 188
2 Diversification | 2030 | 1 | -8 | 204
2 Diversification | 2030 | 1 | -7.9 | 185
2 Diversification | 2030 | 1 | -7.8 | 176
2 Diversification | 2030 | 1 | -7.7 | 177
2 Diversification | 2030 | 1 | -7.6 | 184
2 Diversification | 2030 | 1 | -7.5 | 177
2 Diversification | 2030 | 1 | -7.4 | 167
2 Diversification | 2030 | 1 | -7.3 | 209
2 Diversification | 2030 | 1 | -7.2 | 213
2 Diversification | 2030 | 1 | -7.1 | 208
2 Diversification | 2030 | 1 | -7 | 227
2 Diversification | 2030 | 1 | -6.9 | 225
2 Diversification | 2030 | 1 | -6.8 | 192
2 Diversification | 2030 | 1 | -6.7 | 206
2 Diversification | 2030 | 1 | -6.6 | 203
2 Diversification | 2030 | 1 | -6.5 | 209
2 Diversification | 2030 | 1 | -6.4 | 200
2 Diversification | 2030 | 1 | -6.3 | 233
2 Diversification | 2030 | 1 | -6.2 | 254
2 Diversification | 2030 | 1 | -6.1 | 217
2 Diversification | 2030 | 1 | -6 | 204
2 Diversification | 2030 | 1 | -5.9 | 236
2 Diversification | 2030 | 1 | -5.8 | 236
2 Diversification | 2030 | 1 | -5.7 | 204
2 Diversification | 2030 | 1 | -5.6 | 236
2 Diversification | 2030 | 1 | -5.5 | 236
2 Diversification | 2030 | 1 | -5.4 | 222
2 Diversification | 2030 | 1 | -5.3 | 253
2 Diversification | 2030 | 1 | -5.2 | 233
2 Diversification | 2030 | 1 | -5.1 | 268
2 Diversification | 2030 | 1 | -5 | 265
2 Diversification | 2030 | 1 | -4.9 | 243
2 Diversification | 2030 | 1 | -4.8 | 259
2 Diversification | 2030 | 1 | -4.7 | 256
2 Diversification | 2030 | 1 | -4.6 | 210
2 Diversification | 2030 | 1 | -4.5 | 242
2 Diversification | 2030 | 1 | -4.4 | 288
2 Diversification | 2030 | 1 | -4.3 | 245
2 Diversification | 2030 | 1 | -4.2 | 270
2 Diversification | 2030 | 1 | -4.1 | 262
2 Diversification | 2030 | 1 | -4 | 275
2 Diversification | 2030 | 1 | -3.9 | 241
2 Diversification | 2030 | 1 | -3.8 | 278
2 Diversification | 2030 | 1 | -3.7 | 282
2 Diversification | 2030 | 1 | -3.6 | 245
2 Diversification | 2030 | 1 | -3.5 | 275
2 Diversification | 2030 | 1 | -3.4 | 272
2 Diversification | 2030 | 1 | -3.3 | 301
2 Diversification | 2030 | 1 | -3.2 | 274
2 Diversification | 2030 | 1 | -3.1 | 256
2 Diversification | 2030 | 1 | -3 | 310
2 Diversification | 2030 | 1 | -2.9 | 270
2 Diversification | 2030 | 1 | -2.8 | 287
2 Diversification | 2030 | 1 | -2.7 | 298
2 Diversification | 2030 | 1 | -2.6 | 263
2 Diversification | 2030 | 1 | -2.5 | 291
2 Diversification | 2030 | 1 | -2.4 | 291
2 Diversification | 2030 | 1 | -2.3 | 303
2 Diversification | 2030 | 1 | -2.2 | 281
2 Diversification | 2030 | 1 | -2.1 | 283
2 Diversification | 2030 | 1 | -2 | 320
2 Diversification | 2030 | 1 | -1.9 | 321
2 Diversification | 2030 | 1 | -1.8 | 312
2 Diversification | 2030 | 1 | -1.7 | 329
2 Diversification | 2030 | 1 | -1.6 | 302
2 Diversification | 2030 | 1 | -1.5 | 300
2 Diversification | 2030 | 1 | -1.4 | 297
2 Diversification | 2030 | 1 | -1.3 | 327
2 Diversification | 2030 | 1 | -1.2 | 342
2 Diversification | 2030 | 1 | -1.1 | 335
2 Diversification | 2030 | 1 | -1 | 338
2 Diversification | 2030 | 1 | -0.9 | 345
2 Diversification | 2030 | 1 | -0.8 | 344
2 Diversification | 2030 | 1 | -0.7 | 319
2 Diversification | 2030 | 1 | -0.6 | 338
2 Diversification | 2030 | 1 | -0.5 | 316
2 Diversification | 2030 | 1 | -0.4 | 336
2 Diversification | 2030 | 1 | -0.3 | 324
2 Diversification | 2030 | 1 | -0.2 | 330
2 Diversification | 2030 | 1 | -0.1 | 346
2 Diversification | 2030 | 1 | 0 | 11540
2 Diversification | 2030 | 1 | 0.1 | 354
2 Diversification | 2030 | 1 | 0.2 | 343
2 Diversification | 2030 | 1 | 0.3 | 322
2 Diversification | 2030 | 1 | 0.4 | 341
2 Diversification | 2030 | 1 | 0.5 | 335
2 Diversification | 2030 | 1 | 0.6 | 295
2 Diversification | 2030 | 1 | 0.7 | 349
2 Diversification | 2030 | 1 | 0.8 | 320
2 Diversification | 2030 | 1 | 0.9 | 304
2 Diversification | 2030 | 1 | 1 | 327
2 Diversification | 2030 | 1 | 1.1 | 320
2 Diversification | 2030 | 1 | 1.2 | 315
2 Diversification | 2030 | 1 | 1.3 | 317
2 Diversification | 2030 | 1 | 1.4 | 306
2 Diversification | 2030 | 1 | 1.5 | 287
2 Diversification | 2030 | 1 | 1.6 | 311
2 Diversification | 2030 | 1 | 1.7 | 320
2 Diversification | 2030 | 1 | 1.8 | 298
2 Diversification | 2030 | 1 | 1.9 | 314
2 Diversification | 2030 | 1 | 2 | 292
2 Diversification | 2030 | 1 | 2.1 | 309
2 Diversification | 2030 | 1 | 2.2 | 277
2 Diversification | 2030 | 1 | 2.3 | 271
2 Diversification | 2030 | 1 | 2.4 | 291
2 Diversification | 2030 | 1 | 2.5 | 303
2 Diversification | 2030 | 1 | 2.6 | 282
2 Diversification | 2030 | 1 | 2.7 | 289
2 Diversification | 2030 | 1 | 2.8 | 281
2 Diversification | 2030 | 1 | 2.9 | 271
2 Diversification | 2030 | 1 | 3 | 286
2 Diversification | 2030 | 1 | 3.1 | 272
2 Diversification | 2030 | 1 | 3.2 | 288
2 Diversification | 2030 | 1 | 3.3 | 263
2 Diversification | 2030 | 1 | 3.4 | 267
2 Diversification | 2030 | 1 | 3.5 | 262
2 Diversification | 2030 | 1 | 3.6 | 256
2 Diversification | 2030 | 1 | 3.7 | 246
2 Diversification | 2030 | 1 | 3.8 | 252
2 Diversification | 2030 | 1 | 3.9 | 252
2 Diversification | 2030 | 1 | 4 | 237
2 Diversification | 2030 | 1 | 4.1 | 276
2 Diversification | 2030 | 1 | 4.2 | 240
2 Diversification | 2030 | 1 | 4.3 | 242
2 Diversification | 2030 | 1 | 4.4 | 250
2 Diversification | 2030 | 1 | 4.5 | 238
2 Diversification | 2030 | 1 | 4.6 | 268
2 Diversification | 2030 | 1 | 4.7 | 238
2 Diversification | 2030 | 1 | 4.8 | 255
2 Diversification | 2030 | 1 | 4.9 | 262
2 Diversification | 2030 | 1 | 5 | 243
2 Diversification | 2030 | 1 | 5.1 | 215
2 Diversification | 2030 | 1 | 5.2 | 209
2 Diversification | 2030 | 1 | 5.3 | 223
2 Diversification | 2030 | 1 | 5.4 | 218
2 Diversification | 2030 | 1 | 5.5 | 230
2 Diversification | 2030 | 1 | 5.6 | 221
2 Diversification | 2030 | 1 | 5.7 | 224
2 Diversification | 2030 | 1 | 5.8 | 234
2 Diversification | 2030 | 1 | 5.9 | 210
2 Diversification | 2030 | 1 | 6 | 218
2 Diversification | 2030 | 1 | 6.1 | 200
2 Diversification | 2030 | 1 | 6.2 | 202
2 Diversification | 2030 | 1 | 6.3 | 212
2 Diversification | 2030 | 1 | 6.4 | 194
2 Diversification | 2030 | 1 | 6.5 | 242
2 Diversification | 2030 | 1 | 6.6 | 203
2 Diversification | 2030 | 1 | 6.7 | 201
2 Diversification | 2030 | 1 | 6.8 | 200
2 Diversification | 2030 | 1 | 6.9 | 202
2 Diversification | 2030 | 1 | 7 | 206
2 Diversification | 2030 | 1 | 7.1 | 188
2 Diversification | 2030 | 1 | 7.2 | 202
2 Diversification | 2030 | 1 | 7.3 | 198
2 Diversification | 2030 | 1 | 7.4 | 179
2 Diversification | 2030 | 1 | 7.5 | 183
2 Diversification | 2030 | 1 | 7.6 | 189
2 Diversification | 2030 | 1 | 7.7 | 178
2 Diversification | 2030 | 1 | 7.8 | 221
2 Diversification | 2030 | 1 | 7.9 | 158
2 Diversification | 2030 | 1 | 8 | 178
2 Diversification | 2030 | 1 | 8.1 | 186
2 Diversification | 2030 | 1 | 8.2 | 159
2 Diversification | 2030 | 1 | 8.3 | 164
2 Diversification | 2030 | 1 | 8.4 | 173
2 Diversification | 2030 | 1 | 8.5 | 176
2 Diversification | 2030 | 1 | 8.6 | 187
2 Diversification | 2030 | 1 | 8.7 | 169
2 Diversification | 2030 | 1 | 8.8 | 167
2 Diversification | 2030 | 1 | 8.9 | 165
2 Diversification | 2030 | 1 | 9 | 162
2 Diversification | 2030 | 1 | 9.1 | 172
2 Diversification | 2030 | 1 | 9.2 | 156
2 Diversification | 2030 | 1 | 9.3 | 165
2 Diversification | 2030 | 1 | 9.4 | 165
2 Diversification | 2030 | 1 | 9.5 | 153
2 Diversification | 2030 | 1 | 9.6 | 148
2 Diversification | 2030 | 1 | 9.7 | 154
2 Diversification | 2030 | 1 | 9.8 | 148
2 Diversification | 2030 | 1 | 9.9 | 141
2 Diversification | 2030 | 1 | 10 | 144
2 Diversification | 2030 | 1 | 10.1 | 146
2 Diversification | 2030 | 1 | 10.2 | 151
2 Diversification | 2030 | 1 | 10.3 | 145
2 Diversification | 2030 | 1 | 10.4 | 136
2 Diversification | 2030 | 1 | 10.5 | 119
2 Diversification | 2030 | 1 | 10.6 | 148
2 Diversification | 2030 | 1 | 10.7 | 151
2 Diversification | 2030 | 1 | 10.8 | 137
2 Diversification | 2030 | 1 | 10.9 | 141
2 Diversification | 2030 | 1 | 11 | 116
2 Diversification | 2030 | 1 | 11.1 | 119
2 Diversification | 2030 | 1 | 11.2 | 108
2 Diversification | 2030 | 1 | 11.3 | 132
2 Diversification | 2030 | 1 | 11.4 | 128
2 Diversification | 2030 | 1 | 11.5 | 121
2 Diversification | 2030 | 1 | 11.6 | 121
2 Diversification | 2030 | 1 | 11.7 | 114
2 Diversification | 2030 | 1 | 11.8 | 128
2 Diversification | 2030 | 1 | 11.9 | 112
2 Diversification | 2030 | 1 | 12 | 118
2 Diversification | 2030 | 1 | 12.1 | 108
2 Diversification | 2030 | 1 | 12.2 | 140
2 Diversification | 2030 | 1 | 12.3 | 121
2 Diversification | 2030 | 1 | 12.4 | 131
2 Diversification | 2030 | 1 | 12.5 | 117
2 Diversification | 2030 | 1 | 12.6 | 106
2 Diversification | 2030 | 1 | 12.7 | 104
2 Diversification | 2030 | 1 | 12.8 | 97
2 Diversification | 2030 | 1 | 12.9 | 114
2 Diversification | 2030 | 1 | 13 | 91
2 Diversification | 2030 | 1 | 13.1 | 125
2 Diversification | 2030 | 1 | 13.2 | 112
2 Diversification | 2030 | 1 | 13.3 | 104
2 Diversification | 2030 | 1 | 13.4 | 106
2 Diversification | 2030 | 1 | 13.5 | 92
2 Diversification | 2030 | 1 | 13.6 | 97
2 Diversification | 2030 | 1 | 13.7 | 105
2 Diversification | 2030 | 1 | 13.8 | 113
2 Diversification | 2030 | 1 | 13.9 | 102
2 Diversification | 2030 | 1 | 14 | 86
2 Diversification | 2030 | 1 | 14.1 | 104
2 Diversification | 2030 | 1 | 14.2 | 94
2 Diversification | 2030 | 1 | 14.3 | 101
2 Diversification | 2030 | 1 | 14.4 | 109
2 Diversification | 2030 | 1 | 14.5 | 89
2 Diversification | 2030 | 1 | 14.6 | 79
2 Diversification | 2030 | 1 | 14.7 | 80
2 Diversification | 2030 | 1 | 14.8 | 102
2 Diversification | 2030 | 1 | 14.9 | 85
2 Diversification | 2030 | 1 | 15 | 95
2 Diversification | 2030 | 1 | 15.1 | 93
2 Diversification | 2030 | 1 | 15.2 | 80
2 Diversification | 2030 | 1 | 15.3 | 69
2 Diversification | 2030 | 1 | 15.4 | 89
2 Diversification | 2030 | 1 | 15.5 | 79
2 Diversification | 2030 | 1 | 15.6 | 83
2 Diversification | 2030 | 1 | 15.7 | 81
2 Diversification | 2030 | 1 | 15.8 | 68
2 Diversification | 2030 | 1 | 15.9 | 76
2 Diversification | 2030 | 1 | 16 | 70
2 Diversification | 2030 | 1 | 16.1 | 70
2 Diversification | 2030 | 1 | 16.2 | 83
2 Diversification | 2030 | 1 | 16.3 | 68
2 Diversification | 2030 | 1 | 16.4 | 64
2 Diversification | 2030 | 1 | 16.5 | 85
2 Diversification | 2030 | 1 | 16.6 | 51
2 Diversification | 2030 | 1 | 16.7 | 72
2 Diversification | 2030 | 1 | 16.8 | 73
2 Diversification | 2030 | 1 | 16.9 | 79
2 Diversification | 2030 | 1 | 17 | 80
2 Diversification | 2030 | 1 | 17.1 | 67
2 Diversification | 2030 | 1 | 17.2 | 68
2 Diversification | 2030 | 1 | 17.3 | 68
2 Diversification | 2030 | 1 | 17.4 | 79
2 Diversification | 2030 | 1 | 17.5 | 59
2 Diversification | 2030 | 1 | 17.6 | 61
2 Diversification | 2030 | 1 | 17.7 | 71
2 Diversification | 2030 | 1 | 17.8 | 80
2 Diversification | 2030 | 1 | 17.9 | 61
2 Diversification | 2030 | 1 | 18 | 62
2 Diversification | 2030 | 1 | 18.1 | 66
2 Diversification | 2030 | 1 | 18.2 | 70
2 Diversification | 2030 | 1 | 18.3 | 63
2 Diversification | 2030 | 1 | 18.4 | 54
2 Diversification | 2030 | 1 | 18.5 | 71
2 Diversification | 2030 | 1 | 18.6 | 59
2 Diversification | 2030 | 1 | 18.7 | 60
2 Diversification | 2030 | 1 | 18.8 | 60
2 Diversification | 2030 | 1 | 18.9 | 72
2 Diversification | 2030 | 1 | 19 | 62
2 Diversification | 2030 | 1 | 19.1 | 67
2 Diversification | 2030 | 1 | 19.2 | 66
2 Diversification | 2030 | 1 | 19.3 | 53
2 Diversification | 2030 | 1 | 19.4 | 54
2 Diversification | 2030 | 1 | 19.5 | 58
2 Diversification | 2030 | 1 | 19.6 | 55
2 Diversification | 2030 | 1 | 19.7 | 49
2 Diversification | 2030 | 1 | 19.8 | 48
2 Diversification | 2030 | 1 | 19.9 | 56
2 Diversification | 2030 | 1 | 20 | 55
2 Diversification | 2030 | 1 | 20.1 | 37
2 Diversification | 2030 | 1 | 20.2 | 46
2 Diversification | 2030 | 1 | 20.3 | 60
2 Diversification | 2030 | 1 | 20.4 | 43
2 Diversification | 2030 | 1 | 20.5 | 59
2 Diversification | 2030 | 1 | 20.6 | 52
2 Diversification | 2030 | 1 | 20.7 | 40
2 Diversification | 2030 | 1 | 20.8 | 38
2 Diversification | 2030 | 1 | 20.9 | 58
2 Diversification | 2030 | 1 | 21 | 48
2 Diversification | 2030 | 1 | 21.1 | 45
2 Diversification | 2030 | 1 | 21.2 | 43
2 Diversification | 2030 | 1 | 21.3 | 44
2 Diversification | 2030 | 1 | 21.4 | 44
2 Diversification | 2030 | 1 | 21.5 | 43
2 Diversification | 2030 | 1 | 21.6 | 47
2 Diversification | 2030 | 1 | 21.7 | 49
2 Diversification | 2030 | 1 | 21.8 | 40
2 Diversification | 2030 | 1 | 21.9 | 42
2 Diversification | 2030 | 1 | 22 | 25
2 Diversification | 2030 | 1 | 22.1 | 39
2 Diversification | 2030 | 1 | 22.2 | 39
2 Diversification | 2030 | 1 | 22.3 | 47
2 Diversification | 2030 | 1 | 22.4 | 34
2 Diversification | 2030 | 1 | 22.5 | 42
2 Diversification | 2030 | 1 | 22.6 | 47
2 Diversification | 2030 | 1 | 22.7 | 37
2 Diversification | 2030 | 1 | 22.8 | 38
2 Diversification | 2030 | 1 | 22.9 | 46
2 Diversification | 2030 | 1 | 23 | 39
2 Diversification | 2030 | 1 | 23.1 | 42
2 Diversification | 2030 | 1 | 23.2 | 37
2 Diversification | 2030 | 1 | 23.3 | 44
2 Diversification | 2030 | 1 | 23.4 | 33
2 Diversification | 2030 | 1 | 23.5 | 34
2 Diversification | 2030 | 1 | 23.6 | 42
2 Diversification | 2030 | 1 | 23.7 | 43
2 Diversification | 2030 | 1 | 23.8 | 24
2 Diversification | 2030 | 1 | 23.9 | 30
2 Diversification | 2030 | 1 | 24 | 51
2 Diversification | 2030 | 1 | 24.1 | 28
2 Diversification | 2030 | 1 | 24.2 | 43
2 Diversification | 2030 | 1 | 24.3 | 36
2 Diversification | 2030 | 1 | 24.4 | 40
2 Diversification | 2030 | 1 | 24.5 | 34
2 Diversification | 2030 | 1 | 24.6 | 28
2 Diversification | 2030 | 1 | 24.7 | 37
2 Diversification | 2030 | 1 | 24.8 | 38
2 Diversification | 2030 | 1 | 24.9 | 44
2 Diversification | 2030 | 1 | 25 | 26
2 Diversification | 2030 | 1 | 25.1 | 25
2 Diversification | 2030 | 1 | 25.2 | 25
2 Diversification | 2030 | 1 | 25.3 | 34
2 Diversification | 2030 | 1 | 25.4 | 26
2 Diversification | 2030 | 1 | 25.5 | 36
2 Diversification | 2030 | 1 | 25.6 | 33
2 Diversification | 2030 | 1 | 25.7 | 38
2 Diversification | 2030 | 1 | 25.8 | 31
2 Diversification | 2030 | 1 | 25.9 | 22
2 Diversification | 2030 | 1 | 26 | 25
2 Diversification | 2030 | 1 | 26.1 | 26
2 Diversification | 2030 | 1 | 26.2 | 25
2 Diversification | 2030 | 1 | 26.3 | 22
2 Diversification | 2030 | 1 | 26.4 | 21
2 Diversification | 2030 | 1 | 26.5 | 22
2 Diversification | 2030 | 1 | 26.6 | 27
2 Diversification | 2030 | 1 | 26.7 | 20
2 Diversification | 2030 | 1 | 26.8 | 20
2 Diversification | 2030 | 1 | 26.9 | 19
2 Diversification | 2030 | 1 | 27 | 25
2 Diversification | 2030 | 1 | 27.1 | 30
2 Diversification | 2030 | 1 | 27.2 | 14
2 Diversification | 2030 | 1 | 27.3 | 27
2 Diversification | 2030 | 1 | 27.4 | 22
2 Diversification | 2030 | 1 | 27.5 | 20
2 Diversification | 2030 | 1 | 27.6 | 22
2 Diversification | 2030 | 1 | 27.7 | 17
2 Diversification | 2030 | 1 | 27.8 | 22
2 Diversification | 2030 | 1 | 27.9 | 29
2 Diversification | 2030 | 1 | 28 | 19
2 Diversification | 2030 | 1 | 28.1 | 10
2 Diversification | 2030 | 1 | 28.2 | 26
2 Diversification | 2030 | 1 | 28.3 | 11
2 Diversification | 2030 | 1 | 28.4 | 21
2 Diversification | 2030 | 1 | 28.5 | 23
2 Diversification | 2030 | 1 | 28.6 | 21
2 Diversification | 2030 | 1 | 28.7 | 23
2 Diversification | 2030 | 1 | 28.8 | 23
2 Diversification | 2030 | 1 | 28.9 | 28
2 Diversification | 2030 | 1 | 29 | 17
2 Diversification | 2030 | 1 | 29.1 | 21
2 Diversification | 2030 | 1 | 29.2 | 14
2 Diversification | 2030 | 1 | 29.3 | 20
2 Diversification | 2030 | 1 | 29.4 | 33
2 Diversification | 2030 | 1 | 29.5 | 20
2 Diversification | 2030 | 1 | 29.6 | 18
2 Diversification | 2030 | 1 | 29.7 | 15
2 Diversification | 2030 | 1 | 29.8 | 14
2 Diversification | 2030 | 1 | 29.9 | 20
2 Diversification | 2030 | 1 | 30 | 21
2 Diversification | 2030 | 1 | 30.1 | 22
2 Diversification | 2030 | 1 | 30.2 | 19
2 Diversification | 2030 | 1 | 30.3 | 13
2 Diversification | 2030 | 1 | 30.4 | 16
2 Diversification | 2030 | 1 | 30.5 | 15
2 Diversification | 2030 | 1 | 30.6 | 23
2 Diversification | 2030 | 1 | 30.7 | 17
2 Diversification | 2030 | 1 | 30.8 | 21
2 Diversification | 2030 | 1 | 30.9 | 11
2 Diversification | 2030 | 1 | 31 | 20
2 Diversification | 2030 | 1 | 31.1 | 12
2 Diversification | 2030 | 1 | 31.2 | 17
2 Diversification | 2030 | 1 | 31.3 | 14
2 Diversification | 2030 | 1 | 31.4 | 10
2 Diversification | 2030 | 1 | 31.5 | 18
2 Diversification | 2030 | 1 | 31.6 | 15
2 Diversification | 2030 | 1 | 31.7 | 14
2 Diversification | 2030 | 1 | 31.8 | 16
2 Diversification | 2030 | 1 | 31.9 | 14
2 Diversification | 2030 | 1 | 32 | 15
2 Diversification | 2030 | 1 | 32.1 | 13
2 Diversification | 2030 | 1 | 32.2 | 12
2 Diversification | 2030 | 1 | 32.3 | 14
2 Diversification | 2030 | 1 | 32.4 | 12
2 Diversification | 2030 | 1 | 32.5 | 12
2 Diversification | 2030 | 1 | 32.6 | 14
2 Diversification | 2030 | 1 | 32.7 | 14
2 Diversification | 2030 | 1 | 32.8 | 9
2 Diversification | 2030 | 1 | 32.9 | 14
2 Diversification | 2030 | 1 | 33 | 7
2 Diversification | 2030 | 1 | 33.1 | 16
2 Diversification | 2030 | 1 | 33.2 | 12
2 Diversification | 2030 | 1 | 33.3 | 11
2 Diversification | 2030 | 1 | 33.4 | 8
2 Diversification | 2030 | 1 | 33.5 | 15
2 Diversification | 2030 | 1 | 33.6 | 7
2 Diversification | 2030 | 1 | 33.7 | 11
2 Diversification | 2030 | 1 | 33.8 | 16
2 Diversification | 2030 | 1 | 33.9 | 15
2 Diversification | 2030 | 1 | 34 | 12
2 Diversification | 2030 | 1 | 34.1 | 10
2 Diversification | 2030 | 1 | 34.2 | 11
2 Diversification | 2030 | 1 | 34.3 | 9
2 Diversification | 2030 | 1 | 34.4 | 12
2 Diversification | 2030 | 1 | 34.5 | 10
2 Diversification | 2030 | 1 | 34.6 | 9
2 Diversification | 2030 | 1 | 34.7 | 10
2 Diversification | 2030 | 1 | 34.8 | 14
2 Diversification | 2030 | 1 | 34.9 | 7
2 Diversification | 2030 | 1 | 35 | 10
2 Diversification | 2030 | 1 | 35.1 | 8
2 Diversification | 2030 | 1 | 35.2 | 10
2 Diversification | 2030 | 1 | 35.3 | 7
2 Diversification | 2030 | 1 | 35.4 | 3
2 Diversification | 2030 | 1 | 35.5 | 8
2 Diversification | 2030 | 1 | 35.6 | 3
2 Diversification | 2030 | 1 | 35.7 | 9
2 Diversification | 2030 | 1 | 35.8 | 11
2 Diversification | 2030 | 1 | 35.9 | 11
2 Diversification | 2030 | 1 | 36 | 17
2 Diversification | 2030 | 1 | 36.1 | 12
2 Diversification | 2030 | 1 | 36.2 | 10
2 Diversification | 2030 | 1 | 36.3 | 6
2 Diversification | 2030 | 1 | 36.4 | 11
2 Diversification | 2030 | 1 | 36.5 | 11
2 Diversification | 2030 | 1 | 36.6 | 5
2 Diversification | 2030 | 1 | 36.7 | 12
2 Diversification | 2030 | 1 | 36.8 | 6
2 Diversification | 2030 | 1 | 36.9 | 6
2 Diversification | 2030 | 1 | 37 | 5
2 Diversification | 2030 | 1 | 37.1 | 10
2 Diversification | 2030 | 1 | 37.2 | 12
2 Diversification | 2030 | 1 | 37.3 | 15
2 Diversification | 2030 | 1 | 37.4 | 5
2 Diversification | 2030 | 1 | 37.5 | 5
2 Diversification | 2030 | 1 | 37.6 | 3
2 Diversification | 2030 | 1 | 37.7 | 7
2 Diversification | 2030 | 1 | 37.8 | 5
2 Diversification | 2030 | 1 | 37.9 | 5
2 Diversification | 2030 | 1 | 38 | 9
2 Diversification | 2030 | 1 | 38.1 | 4
2 Diversification | 2030 | 1 | 38.2 | 9
2 Diversification | 2030 | 1 | 38.3 | 4
2 Diversification | 2030 | 1 | 38.4 | 3
2 Diversification | 2030 | 1 | 38.5 | 5
2 Diversification | 2030 | 1 | 38.6 | 8
2 Diversification | 2030 | 1 | 38.7 | 6
2 Diversification | 2030 | 1 | 38.8 | 5
2 Diversification | 2030 | 1 | 38.9 | 8
2 Diversification | 2030 | 1 | 39 | 5
2 Diversification | 2030 | 1 | 39.1 | 10
2 Diversification | 2030 | 1 | 39.2 | 3
2 Diversification | 2030 | 1 | 39.3 | 7
2 Diversification | 2030 | 1 | 39.4 | 4
2 Diversification | 2030 | 1 | 39.5 | 5
2 Diversification | 2030 | 1 | 39.6 | 8
2 Diversification | 2030 | 1 | 39.7 | 5
2 Diversification | 2030 | 1 | 39.8 | 4
2 Diversification | 2030 | 1 | 39.9 | 7
2 Diversification | 2030 | 1 | 40 | 8
2 Diversification | 2030 | 1 | 40.1 | 3
2 Diversification | 2030 | 1 | 40.2 | 5
2 Diversification | 2030 | 1 | 40.3 | 7
2 Diversification | 2030 | 1 | 40.4 | 5
2 Diversification | 2030 | 1 | 40.6 | 12
2 Diversification | 2030 | 1 | 40.7 | 9
2 Diversification | 2030 | 1 | 40.8 | 3
2 Diversification | 2030 | 1 | 40.9 | 3
2 Diversification | 2030 | 1 | 41 | 3
2 Diversification | 2030 | 1 | 41.1 | 4
2 Diversification | 2030 | 1 | 41.2 | 8
2 Diversification | 2030 | 1 | 41.3 | 6
2 Diversification | 2030 | 1 | 41.4 | 6
2 Diversification | 2030 | 1 | 41.5 | 2
2 Diversification | 2030 | 1 | 41.6 | 4
2 Diversification | 2030 | 1 | 41.7 | 4
2 Diversification | 2030 | 1 | 41.8 | 4
2 Diversification | 2030 | 1 | 41.9 | 2
2 Diversification | 2030 | 1 | 42 | 7
2 Diversification | 2030 | 1 | 42.1 | 7
2 Diversification | 2030 | 1 | 42.2 | 5
2 Diversification | 2030 | 1 | 42.3 | 3
2 Diversification | 2030 | 1 | 42.4 | 5
2 Diversification | 2030 | 1 | 42.5 | 5
2 Diversification | 2030 | 1 | 42.6 | 3
2 Diversification | 2030 | 1 | 42.7 | 8
2 Diversification | 2030 | 1 | 42.8 | 6
2 Diversification | 2030 | 1 | 42.9 | 3
2 Diversification | 2030 | 1 | 43 | 3
2 Diversification | 2030 | 1 | 43.1 | 4
2 Diversification | 2030 | 1 | 43.2 | 3
2 Diversification | 2030 | 1 | 43.3 | 4
2 Diversification | 2030 | 1 | 43.4 | 5
2 Diversification | 2030 | 1 | 43.5 | 1
2 Diversification | 2030 | 1 | 43.6 | 2
2 Diversification | 2030 | 1 | 43.7 | 6
2 Diversification | 2030 | 1 | 43.8 | 6
2 Diversification | 2030 | 1 | 43.9 | 3
2 Diversification | 2030 | 1 | 44 | 3
2 Diversification | 2030 | 1 | 44.1 | 5
2 Diversification | 2030 | 1 | 44.2 | 2
2 Diversification | 2030 | 1 | 44.3 | 7
2 Diversification | 2030 | 1 | 44.4 | 3
2 Diversification | 2030 | 1 | 44.5 | 3
2 Diversification | 2030 | 1 | 44.6 | 3
2 Diversification | 2030 | 1 | 44.7 | 7
2 Diversification | 2030 | 1 | 44.8 | 3
2 Diversification | 2030 | 1 | 44.9 | 3
2 Diversification | 2030 | 1 | 45 | 4
2 Diversification | 2030 | 1 | 45.1 | 1
2 Diversification | 2030 | 1 | 45.2 | 2
2 Diversification | 2030 | 1 | 45.3 | 4
2 Diversification | 2030 | 1 | 45.4 | 3
2 Diversification | 2030 | 1 | 45.5 | 3
2 Diversification | 2030 | 1 | 45.6 | 3
2 Diversification | 2030 | 1 | 45.7 | 2
2 Diversification | 2030 | 1 | 45.8 | 1
2 Diversification | 2030 | 1 | 46 | 1
2 Diversification | 2030 | 1 | 46.1 | 3
2 Diversification | 2030 | 1 | 46.2 | 5
2 Diversification | 2030 | 1 | 46.3 | 4
2 Diversification | 2030 | 1 | 46.4 | 3
2 Diversification | 2030 | 1 | 46.5 | 3
2 Diversification | 2030 | 1 | 46.6 | 2
2 Diversification | 2030 | 1 | 46.7 | 4
2 Diversification | 2030 | 1 | 46.8 | 5
2 Diversification | 2030 | 1 | 46.9 | 1
2 Diversification | 2030 | 1 | 47 | 2
2 Diversification | 2030 | 1 | 47.1 | 2
2 Diversification | 2030 | 1 | 47.2 | 2
2 Diversification | 2030 | 1 | 47.3 | 2
2 Diversification | 2030 | 1 | 47.4 | 2
2 Diversification | 2030 | 1 | 47.5 | 3
2 Diversification | 2030 | 1 | 47.6 | 1
2 Diversification | 2030 | 1 | 47.8 | 2
2 Diversification | 2030 | 1 | 47.9 | 2
2 Diversification | 2030 | 1 | 48 | 1
2 Diversification | 2030 | 1 | 48.1 | 2
2 Diversification | 2030 | 1 | 48.2 | 1
2 Diversification | 2030 | 1 | 48.3 | 2
2 Diversification | 2030 | 1 | 48.4 | 2
2 Diversification | 2030 | 1 | 48.5 | 1
2 Diversification | 2030 | 1 | 48.6 | 3
2 Diversification | 2030 | 1 | 48.7 | 1
2 Diversification | 2030 | 1 | 48.9 | 1
2 Diversification | 2030 | 1 | 49 | 4
2 Diversification | 2030 | 1 | 49.1 | 5
2 Diversification | 2030 | 1 | 49.2 | 1
2 Diversification | 2030 | 1 | 49.3 | 1
2 Diversification | 2030 | 1 | 49.4 | 1
2 Diversification | 2030 | 1 | 49.5 | 4
2 Diversification | 2030 | 1 | 49.6 | 1
2 Diversification | 2030 | 1 | 49.7 | 2
2 Diversification | 2030 | 1 | 49.8 | 3
2 Diversification | 2030 | 1 | 49.9 | 4
2 Diversification | 2030 | 1 | 50 | 2
2 Diversification | 2030 | 1 | 50.1 | 3
2 Diversification | 2030 | 1 | 50.3 | 2
2 Diversification | 2030 | 1 | 50.4 | 2
2 Diversification | 2030 | 1 | 50.5 | 2
2 Diversification | 2030 | 1 | 50.6 | 1
2 Diversification | 2030 | 1 | 50.7 | 1
2 Diversification | 2030 | 1 | 50.8 | 3
2 Diversification | 2030 | 1 | 50.9 | 2
2 Diversification | 2030 | 1 | 51 | 1
2 Diversification | 2030 | 1 | 51.1 | 2
2 Diversification | 2030 | 1 | 51.2 | 4
2 Diversification | 2030 | 1 | 51.4 | 1
2 Diversification | 2030 | 1 | 51.5 | 2
2 Diversification | 2030 | 1 | 51.6 | 3
2 Diversification | 2030 | 1 | 51.7 | 1
2 Diversification | 2030 | 1 | 52.2 | 1
2 Diversification | 2030 | 1 | 52.3 | 3
2 Diversification | 2030 | 1 | 52.4 | 1
2 Diversification | 2030 | 1 | 52.5 | 3
2 Diversification | 2030 | 1 | 52.6 | 2
2 Diversification | 2030 | 1 | 52.7 | 1
2 Diversification | 2030 | 1 | 52.9 | 1
2 Diversification | 2030 | 1 | 53 | 1
2 Diversification | 2030 | 1 | 53.2 | 1
2 Diversification | 2030 | 1 | 53.4 | 3
2 Diversification | 2030 | 1 | 53.5 | 2
2 Diversification | 2030 | 1 | 53.9 | 3
2 Diversification | 2030 | 1 | 54 | 2
2 Diversification | 2030 | 1 | 54.1 | 1
2 Diversification | 2030 | 1 | 54.7 | 1
2 Diversification | 2030 | 1 | 54.9 | 3
2 Diversification | 2030 | 1 | 55 | 1
2 Diversification | 2030 | 1 | 55.3 | 1
2 Diversification | 2030 | 1 | 55.4 | 3
2 Diversification | 2030 | 1 | 55.5 | 1
2 Diversification | 2030 | 1 | 55.6 | 1
2 Diversification | 2030 | 1 | 55.9 | 2
2 Diversification | 2030 | 1 | 56 | 1
2 Diversification | 2030 | 1 | 56.1 | 1
2 Diversification | 2030 | 1 | 56.4 | 1
2 Diversification | 2030 | 1 | 56.8 | 1
2 Diversification | 2030 | 1 | 57.2 | 2
2 Diversification | 2030 | 1 | 57.3 | 1
2 Diversification | 2030 | 1 | 57.7 | 1
2 Diversification | 2030 | 1 | 57.9 | 5
2 Diversification | 2030 | 1 | 58.5 | 1
2 Diversification | 2030 | 1 | 58.6 | 1
2 Diversification | 2030 | 1 | 58.8 | 2
2 Diversification | 2030 | 1 | 58.9 | 1
2 Diversification | 2030 | 1 | 59.1 | 1
2 Diversification | 2030 | 1 | 59.2 | 1
2 Diversification | 2030 | 1 | 59.3 | 1
2 Diversification | 2030 | 1 | 59.4 | 1
2 Diversification | 2030 | 1 | 59.5 | 3
2 Diversification | 2030 | 1 | 60.2 | 2
2 Diversification | 2030 | 1 | 60.5 | 1
2 Diversification | 2030 | 1 | 61.2 | 2
2 Diversification | 2030 | 1 | 61.3 | 1
2 Diversification | 2030 | 1 | 61.7 | 1
2 Diversification | 2030 | 1 | 62 | 2
2 Diversification | 2030 | 1 | 62.5 | 1
2 Diversification | 2030 | 1 | 62.8 | 1
2 Diversification | 2030 | 1 | 63 | 1
2 Diversification | 2030 | 1 | 63.1 | 1
2 Diversification | 2030 | 1 | 63.9 | 1
2 Diversification | 2030 | 1 | 64.1 | 1
2 Diversification | 2030 | 1 | 64.2 | 1
2 Diversification | 2030 | 1 | 65 | 3
2 Diversification | 2030 | 1 | 65.2 | 1
2 Diversification | 2030 | 1 | 65.4 | 1
2 Diversification | 2030 | 1 | 65.5 | 2
2 Diversification | 2030 | 1 | 65.7 | 1
2 Diversification | 2030 | 1 | 65.9 | 1
2 Diversification | 2030 | 1 | 67.1 | 1
2 Diversification | 2030 | 1 | 67.3 | 1
2 Diversification | 2030 | 1 | 67.5 | 1
2 Diversification | 2030 | 1 | 67.8 | 1
2 Diversification | 2030 | 1 | 68.9 | 2
2 Diversification | 2030 | 1 | 69.2 | 1
2 Diversification | 2030 | 1 | 69.5 | 1
2 Diversification | 2030 | 1 | 69.9 | 1
2 Diversification | 2030 | 1 | 71 | 1
2 Diversification | 2030 | 1 | 71.6 | 1
2 Diversification | 2030 | 1 | 72.4 | 1
2 Diversification | 2030 | 1 | 73 | 1
2 Diversification | 2030 | 1 | 73.5 | 1
2 Diversification | 2030 | 1 | 73.8 | 1
2 Diversification | 2030 | 1 | 74.8 | 1
2 Diversification | 2030 | 1 | 75.1 | 1
2 Diversification | 2030 | 1 | 76.4 | 1
2 Diversification | 2030 | 1 | 76.9 | 1
2 Diversification | 2030 | 1 | 78 | 1
2 Diversification | 2030 | 1 | 78.2 | 1
2 Diversification | 2030 | 1 | 78.7 | 1
2 Diversification | 2030 | 1 | 80.2 | 1
2 Diversification | 2030 | 1 | 95.9 | 1
2 Diversification | 2030 | 1 | 132.9 | 1
2 Diversification | 2030 | 1 | 154.5 | 1
2 Diversification | 2030 | 1 | 265.1 | 1
2 Diversification | 2030 | 2 | -224 | 1
2 Diversification | 2030 | 2 | -71.3 | 1
2 Diversification | 2030 | 2 | -70 | 1
2 Diversification | 2030 | 2 | -66.6 | 1
2 Diversification | 2030 | 2 | -59.9 | 1
2 Diversification | 2030 | 2 | -58.3 | 1
2 Diversification | 2030 | 2 | -58 | 1
2 Diversification | 2030 | 2 | -57.5 | 2
2 Diversification | 2030 | 2 | -56.3 | 1
2 Diversification | 2030 | 2 | -56.1 | 1
2 Diversification | 2030 | 2 | -55.7 | 2
2 Diversification | 2030 | 2 | -55.3 | 3
2 Diversification | 2030 | 2 | -54.7 | 1
2 Diversification | 2030 | 2 | -53.5 | 1
2 Diversification | 2030 | 2 | -52.8 | 1
2 Diversification | 2030 | 2 | -52.7 | 1
2 Diversification | 2030 | 2 | -52.6 | 1
2 Diversification | 2030 | 2 | -52.2 | 1
2 Diversification | 2030 | 2 | -51.5 | 1
2 Diversification | 2030 | 2 | -51.3 | 1
2 Diversification | 2030 | 2 | -51.2 | 2
2 Diversification | 2030 | 2 | -50.8 | 1
2 Diversification | 2030 | 2 | -50.3 | 4
2 Diversification | 2030 | 2 | -50.1 | 1
2 Diversification | 2030 | 2 | -49.9 | 1
2 Diversification | 2030 | 2 | -49.8 | 1
2 Diversification | 2030 | 2 | -49.7 | 1
2 Diversification | 2030 | 2 | -49.6 | 1
2 Diversification | 2030 | 2 | -49 | 2
2 Diversification | 2030 | 2 | -48.1 | 1
2 Diversification | 2030 | 2 | -48 | 1
2 Diversification | 2030 | 2 | -47.9 | 1
2 Diversification | 2030 | 2 | -47.8 | 1
2 Diversification | 2030 | 2 | -47.7 | 1
2 Diversification | 2030 | 2 | -47.1 | 2
2 Diversification | 2030 | 2 | -46.9 | 2
2 Diversification | 2030 | 2 | -46.8 | 1
2 Diversification | 2030 | 2 | -46.7 | 2
2 Diversification | 2030 | 2 | -46.5 | 1
2 Diversification | 2030 | 2 | -46.4 | 1
2 Diversification | 2030 | 2 | -45.7 | 1
2 Diversification | 2030 | 2 | -45.6 | 1
2 Diversification | 2030 | 2 | -45.4 | 2
2 Diversification | 2030 | 2 | -45.2 | 1
2 Diversification | 2030 | 2 | -45.1 | 1
2 Diversification | 2030 | 2 | -44.7 | 2
2 Diversification | 2030 | 2 | -44.6 | 1
2 Diversification | 2030 | 2 | -44.4 | 1
2 Diversification | 2030 | 2 | -44.3 | 1
2 Diversification | 2030 | 2 | -44.2 | 1
2 Diversification | 2030 | 2 | -44.1 | 1
2 Diversification | 2030 | 2 | -43.8 | 2
2 Diversification | 2030 | 2 | -43.5 | 1
2 Diversification | 2030 | 2 | -43.3 | 2
2 Diversification | 2030 | 2 | -43.2 | 1
2 Diversification | 2030 | 2 | -43.1 | 1
2 Diversification | 2030 | 2 | -43 | 3
2 Diversification | 2030 | 2 | -42.9 | 2
2 Diversification | 2030 | 2 | -42.8 | 1
2 Diversification | 2030 | 2 | -42.5 | 2
2 Diversification | 2030 | 2 | -42.3 | 1
2 Diversification | 2030 | 2 | -42.2 | 2
2 Diversification | 2030 | 2 | -42.1 | 1
2 Diversification | 2030 | 2 | -42 | 1
2 Diversification | 2030 | 2 | -41.9 | 1
2 Diversification | 2030 | 2 | -41.8 | 2
2 Diversification | 2030 | 2 | -41.7 | 1
2 Diversification | 2030 | 2 | -41.6 | 3
2 Diversification | 2030 | 2 | -41.5 | 1
2 Diversification | 2030 | 2 | -41.3 | 1
2 Diversification | 2030 | 2 | -41.2 | 2
2 Diversification | 2030 | 2 | -41.1 | 2
2 Diversification | 2030 | 2 | -41 | 1
2 Diversification | 2030 | 2 | -40.9 | 1
2 Diversification | 2030 | 2 | -40.7 | 4
2 Diversification | 2030 | 2 | -40.6 | 2
2 Diversification | 2030 | 2 | -40.5 | 1
2 Diversification | 2030 | 2 | -40.3 | 1
2 Diversification | 2030 | 2 | -40.2 | 3
2 Diversification | 2030 | 2 | -40.1 | 1
2 Diversification | 2030 | 2 | -40 | 3
2 Diversification | 2030 | 2 | -39.9 | 1
2 Diversification | 2030 | 2 | -39.8 | 2
2 Diversification | 2030 | 2 | -39.7 | 2
2 Diversification | 2030 | 2 | -39.6 | 1
2 Diversification | 2030 | 2 | -39.4 | 1
2 Diversification | 2030 | 2 | -39.3 | 2
2 Diversification | 2030 | 2 | -39.2 | 1
2 Diversification | 2030 | 2 | -39.1 | 3
2 Diversification | 2030 | 2 | -39 | 2
2 Diversification | 2030 | 2 | -38.9 | 4
2 Diversification | 2030 | 2 | -38.8 | 2
2 Diversification | 2030 | 2 | -38.7 | 3
2 Diversification | 2030 | 2 | -38.6 | 2
2 Diversification | 2030 | 2 | -38.5 | 3
2 Diversification | 2030 | 2 | -38.4 | 1
2 Diversification | 2030 | 2 | -38.3 | 2
2 Diversification | 2030 | 2 | -38.2 | 3
2 Diversification | 2030 | 2 | -38.1 | 2
2 Diversification | 2030 | 2 | -38 | 3
2 Diversification | 2030 | 2 | -37.9 | 1
2 Diversification | 2030 | 2 | -37.8 | 1
2 Diversification | 2030 | 2 | -37.7 | 3
2 Diversification | 2030 | 2 | -37.5 | 2
2 Diversification | 2030 | 2 | -37.4 | 4
2 Diversification | 2030 | 2 | -37.3 | 2
2 Diversification | 2030 | 2 | -37.2 | 2
2 Diversification | 2030 | 2 | -37.1 | 2
2 Diversification | 2030 | 2 | -37 | 3
2 Diversification | 2030 | 2 | -36.9 | 2
2 Diversification | 2030 | 2 | -36.8 | 2
2 Diversification | 2030 | 2 | -36.7 | 5
2 Diversification | 2030 | 2 | -36.6 | 3
2 Diversification | 2030 | 2 | -36.5 | 1
2 Diversification | 2030 | 2 | -36.4 | 4
2 Diversification | 2030 | 2 | -36.3 | 3
2 Diversification | 2030 | 2 | -36.2 | 1
2 Diversification | 2030 | 2 | -36.1 | 4
2 Diversification | 2030 | 2 | -36 | 3
2 Diversification | 2030 | 2 | -35.9 | 1
2 Diversification | 2030 | 2 | -35.8 | 3
2 Diversification | 2030 | 2 | -35.7 | 5
2 Diversification | 2030 | 2 | -35.6 | 1
2 Diversification | 2030 | 2 | -35.5 | 2
2 Diversification | 2030 | 2 | -35.4 | 6
2 Diversification | 2030 | 2 | -35.3 | 4
2 Diversification | 2030 | 2 | -35.2 | 4
2 Diversification | 2030 | 2 | -35.1 | 2
2 Diversification | 2030 | 2 | -35 | 3
2 Diversification | 2030 | 2 | -34.9 | 4
2 Diversification | 2030 | 2 | -34.8 | 5
2 Diversification | 2030 | 2 | -34.7 | 3
2 Diversification | 2030 | 2 | -34.6 | 3
2 Diversification | 2030 | 2 | -34.5 | 6
2 Diversification | 2030 | 2 | -34.4 | 3
2 Diversification | 2030 | 2 | -34.3 | 1
2 Diversification | 2030 | 2 | -34.2 | 3
2 Diversification | 2030 | 2 | -34.1 | 2
2 Diversification | 2030 | 2 | -34 | 5
2 Diversification | 2030 | 2 | -33.9 | 2
2 Diversification | 2030 | 2 | -33.8 | 4
2 Diversification | 2030 | 2 | -33.7 | 2
2 Diversification | 2030 | 2 | -33.6 | 1
2 Diversification | 2030 | 2 | -33.5 | 1
2 Diversification | 2030 | 2 | -33.4 | 5
2 Diversification | 2030 | 2 | -33.3 | 5
2 Diversification | 2030 | 2 | -33.2 | 5
2 Diversification | 2030 | 2 | -33.1 | 7
2 Diversification | 2030 | 2 | -33 | 3
2 Diversification | 2030 | 2 | -32.9 | 2
2 Diversification | 2030 | 2 | -32.8 | 3
2 Diversification | 2030 | 2 | -32.7 | 5
2 Diversification | 2030 | 2 | -32.6 | 7
2 Diversification | 2030 | 2 | -32.5 | 6
2 Diversification | 2030 | 2 | -32.4 | 3
2 Diversification | 2030 | 2 | -32.3 | 7
2 Diversification | 2030 | 2 | -32.2 | 7
2 Diversification | 2030 | 2 | -32.1 | 4
2 Diversification | 2030 | 2 | -32 | 4
2 Diversification | 2030 | 2 | -31.9 | 3
2 Diversification | 2030 | 2 | -31.8 | 10
2 Diversification | 2030 | 2 | -31.7 | 7
2 Diversification | 2030 | 2 | -31.6 | 11
2 Diversification | 2030 | 2 | -31.5 | 5
2 Diversification | 2030 | 2 | -31.4 | 7
2 Diversification | 2030 | 2 | -31.3 | 6
2 Diversification | 2030 | 2 | -31.2 | 4
2 Diversification | 2030 | 2 | -31.1 | 5
2 Diversification | 2030 | 2 | -31 | 6
2 Diversification | 2030 | 2 | -30.9 | 5
2 Diversification | 2030 | 2 | -30.8 | 10
2 Diversification | 2030 | 2 | -30.7 | 7
2 Diversification | 2030 | 2 | -30.6 | 10
2 Diversification | 2030 | 2 | -30.5 | 5
2 Diversification | 2030 | 2 | -30.4 | 13
2 Diversification | 2030 | 2 | -30.3 | 8
2 Diversification | 2030 | 2 | -30.2 | 8
2 Diversification | 2030 | 2 | -30.1 | 8
2 Diversification | 2030 | 2 | -30 | 11
2 Diversification | 2030 | 2 | -29.9 | 3
2 Diversification | 2030 | 2 | -29.8 | 10
2 Diversification | 2030 | 2 | -29.7 | 4
2 Diversification | 2030 | 2 | -29.6 | 9
2 Diversification | 2030 | 2 | -29.5 | 5
2 Diversification | 2030 | 2 | -29.4 | 9
2 Diversification | 2030 | 2 | -29.3 | 5
2 Diversification | 2030 | 2 | -29.2 | 10
2 Diversification | 2030 | 2 | -29.1 | 10
2 Diversification | 2030 | 2 | -29 | 7
2 Diversification | 2030 | 2 | -28.9 | 5
2 Diversification | 2030 | 2 | -28.8 | 6
2 Diversification | 2030 | 2 | -28.7 | 7
2 Diversification | 2030 | 2 | -28.6 | 10
2 Diversification | 2030 | 2 | -28.5 | 14
2 Diversification | 2030 | 2 | -28.4 | 17
2 Diversification | 2030 | 2 | -28.3 | 9
2 Diversification | 2030 | 2 | -28.2 | 8
2 Diversification | 2030 | 2 | -28.1 | 10
2 Diversification | 2030 | 2 | -28 | 9
2 Diversification | 2030 | 2 | -27.9 | 8
2 Diversification | 2030 | 2 | -27.8 | 11
2 Diversification | 2030 | 2 | -27.7 | 4
2 Diversification | 2030 | 2 | -27.6 | 8
2 Diversification | 2030 | 2 | -27.5 | 12
2 Diversification | 2030 | 2 | -27.4 | 6
2 Diversification | 2030 | 2 | -27.3 | 9
2 Diversification | 2030 | 2 | -27.2 | 9
2 Diversification | 2030 | 2 | -27.1 | 15
2 Diversification | 2030 | 2 | -27 | 12
2 Diversification | 2030 | 2 | -26.9 | 7
2 Diversification | 2030 | 2 | -26.8 | 8
2 Diversification | 2030 | 2 | -26.7 | 7
2 Diversification | 2030 | 2 | -26.6 | 7
2 Diversification | 2030 | 2 | -26.5 | 14
2 Diversification | 2030 | 2 | -26.4 | 9
2 Diversification | 2030 | 2 | -26.3 | 12
2 Diversification | 2030 | 2 | -26.2 | 14
2 Diversification | 2030 | 2 | -26.1 | 10
2 Diversification | 2030 | 2 | -26 | 12
2 Diversification | 2030 | 2 | -25.9 | 8
2 Diversification | 2030 | 2 | -25.8 | 9
2 Diversification | 2030 | 2 | -25.7 | 10
2 Diversification | 2030 | 2 | -25.6 | 12
2 Diversification | 2030 | 2 | -25.5 | 9
2 Diversification | 2030 | 2 | -25.4 | 8
2 Diversification | 2030 | 2 | -25.3 | 13
2 Diversification | 2030 | 2 | -25.2 | 7
2 Diversification | 2030 | 2 | -25.1 | 15
2 Diversification | 2030 | 2 | -25 | 12
2 Diversification | 2030 | 2 | -24.9 | 15
2 Diversification | 2030 | 2 | -24.8 | 12
2 Diversification | 2030 | 2 | -24.7 | 15
2 Diversification | 2030 | 2 | -24.6 | 13
2 Diversification | 2030 | 2 | -24.5 | 11
2 Diversification | 2030 | 2 | -24.4 | 12
2 Diversification | 2030 | 2 | -24.3 | 18
2 Diversification | 2030 | 2 | -24.2 | 6
2 Diversification | 2030 | 2 | -24.1 | 12
2 Diversification | 2030 | 2 | -24 | 18
2 Diversification | 2030 | 2 | -23.9 | 16
2 Diversification | 2030 | 2 | -23.8 | 10
2 Diversification | 2030 | 2 | -23.7 | 11
2 Diversification | 2030 | 2 | -23.6 | 16
2 Diversification | 2030 | 2 | -23.5 | 20
2 Diversification | 2030 | 2 | -23.4 | 20
2 Diversification | 2030 | 2 | -23.3 | 20
2 Diversification | 2030 | 2 | -23.2 | 12
2 Diversification | 2030 | 2 | -23.1 | 23
2 Diversification | 2030 | 2 | -23 | 17
2 Diversification | 2030 | 2 | -22.9 | 20
2 Diversification | 2030 | 2 | -22.8 | 15
2 Diversification | 2030 | 2 | -22.7 | 15
2 Diversification | 2030 | 2 | -22.6 | 22
2 Diversification | 2030 | 2 | -22.5 | 21
2 Diversification | 2030 | 2 | -22.4 | 18
2 Diversification | 2030 | 2 | -22.3 | 24
2 Diversification | 2030 | 2 | -22.2 | 16
2 Diversification | 2030 | 2 | -22.1 | 12
2 Diversification | 2030 | 2 | -22 | 15
2 Diversification | 2030 | 2 | -21.9 | 19
2 Diversification | 2030 | 2 | -21.8 | 18
2 Diversification | 2030 | 2 | -21.7 | 19
2 Diversification | 2030 | 2 | -21.6 | 18
2 Diversification | 2030 | 2 | -21.5 | 18
2 Diversification | 2030 | 2 | -21.4 | 17
2 Diversification | 2030 | 2 | -21.3 | 18
2 Diversification | 2030 | 2 | -21.2 | 20
2 Diversification | 2030 | 2 | -21.1 | 19
2 Diversification | 2030 | 2 | -21 | 25
2 Diversification | 2030 | 2 | -20.9 | 23
2 Diversification | 2030 | 2 | -20.8 | 27
2 Diversification | 2030 | 2 | -20.7 | 21
2 Diversification | 2030 | 2 | -20.6 | 26
2 Diversification | 2030 | 2 | -20.5 | 16
2 Diversification | 2030 | 2 | -20.4 | 24
2 Diversification | 2030 | 2 | -20.3 | 19
2 Diversification | 2030 | 2 | -20.2 | 29
2 Diversification | 2030 | 2 | -20.1 | 22
2 Diversification | 2030 | 2 | -20 | 21
2 Diversification | 2030 | 2 | -19.9 | 24
2 Diversification | 2030 | 2 | -19.8 | 24
2 Diversification | 2030 | 2 | -19.7 | 28
2 Diversification | 2030 | 2 | -19.6 | 27
2 Diversification | 2030 | 2 | -19.5 | 28
2 Diversification | 2030 | 2 | -19.4 | 25
2 Diversification | 2030 | 2 | -19.3 | 26
2 Diversification | 2030 | 2 | -19.2 | 36
2 Diversification | 2030 | 2 | -19.1 | 25
2 Diversification | 2030 | 2 | -19 | 30
2 Diversification | 2030 | 2 | -18.9 | 33
2 Diversification | 2030 | 2 | -18.8 | 24
2 Diversification | 2030 | 2 | -18.7 | 36
2 Diversification | 2030 | 2 | -18.6 | 33
2 Diversification | 2030 | 2 | -18.5 | 30
2 Diversification | 2030 | 2 | -18.4 | 21
2 Diversification | 2030 | 2 | -18.3 | 32
2 Diversification | 2030 | 2 | -18.2 | 25
2 Diversification | 2030 | 2 | -18.1 | 32
2 Diversification | 2030 | 2 | -18 | 36
2 Diversification | 2030 | 2 | -17.9 | 29
2 Diversification | 2030 | 2 | -17.8 | 31
2 Diversification | 2030 | 2 | -17.7 | 39
2 Diversification | 2030 | 2 | -17.6 | 28
2 Diversification | 2030 | 2 | -17.5 | 23
2 Diversification | 2030 | 2 | -17.4 | 33
2 Diversification | 2030 | 2 | -17.3 | 28
2 Diversification | 2030 | 2 | -17.2 | 32
2 Diversification | 2030 | 2 | -17.1 | 37
2 Diversification | 2030 | 2 | -17 | 35
2 Diversification | 2030 | 2 | -16.9 | 41
2 Diversification | 2030 | 2 | -16.8 | 35
2 Diversification | 2030 | 2 | -16.7 | 33
2 Diversification | 2030 | 2 | -16.6 | 41
2 Diversification | 2030 | 2 | -16.5 | 34
2 Diversification | 2030 | 2 | -16.4 | 29
2 Diversification | 2030 | 2 | -16.3 | 35
2 Diversification | 2030 | 2 | -16.2 | 44
2 Diversification | 2030 | 2 | -16.1 | 31
2 Diversification | 2030 | 2 | -16 | 40
2 Diversification | 2030 | 2 | -15.9 | 40
2 Diversification | 2030 | 2 | -15.8 | 50
2 Diversification | 2030 | 2 | -15.7 | 36
2 Diversification | 2030 | 2 | -15.6 | 41
2 Diversification | 2030 | 2 | -15.5 | 44
2 Diversification | 2030 | 2 | -15.4 | 38
2 Diversification | 2030 | 2 | -15.3 | 39
2 Diversification | 2030 | 2 | -15.2 | 38
2 Diversification | 2030 | 2 | -15.1 | 48
2 Diversification | 2030 | 2 | -15 | 29
2 Diversification | 2030 | 2 | -14.9 | 45
2 Diversification | 2030 | 2 | -14.8 | 42
2 Diversification | 2030 | 2 | -14.7 | 49
2 Diversification | 2030 | 2 | -14.6 | 49
2 Diversification | 2030 | 2 | -14.5 | 45
2 Diversification | 2030 | 2 | -14.4 | 45
2 Diversification | 2030 | 2 | -14.3 | 51
2 Diversification | 2030 | 2 | -14.2 | 36
2 Diversification | 2030 | 2 | -14.1 | 37
2 Diversification | 2030 | 2 | -14 | 48
2 Diversification | 2030 | 2 | -13.9 | 39
2 Diversification | 2030 | 2 | -13.8 | 53
2 Diversification | 2030 | 2 | -13.7 | 39
2 Diversification | 2030 | 2 | -13.6 | 65
2 Diversification | 2030 | 2 | -13.5 | 47
2 Diversification | 2030 | 2 | -13.4 | 51
2 Diversification | 2030 | 2 | -13.3 | 47
2 Diversification | 2030 | 2 | -13.2 | 46
2 Diversification | 2030 | 2 | -13.1 | 41
2 Diversification | 2030 | 2 | -13 | 64
2 Diversification | 2030 | 2 | -12.9 | 53
2 Diversification | 2030 | 2 | -12.8 | 37
2 Diversification | 2030 | 2 | -12.7 | 48
2 Diversification | 2030 | 2 | -12.6 | 61
2 Diversification | 2030 | 2 | -12.5 | 58
2 Diversification | 2030 | 2 | -12.4 | 55
2 Diversification | 2030 | 2 | -12.3 | 53
2 Diversification | 2030 | 2 | -12.2 | 66
2 Diversification | 2030 | 2 | -12.1 | 56
2 Diversification | 2030 | 2 | -12 | 54
2 Diversification | 2030 | 2 | -11.9 | 51
2 Diversification | 2030 | 2 | -11.8 | 59
2 Diversification | 2030 | 2 | -11.7 | 56
2 Diversification | 2030 | 2 | -11.6 | 70
2 Diversification | 2030 | 2 | -11.5 | 62
2 Diversification | 2030 | 2 | -11.4 | 64
2 Diversification | 2030 | 2 | -11.3 | 63
2 Diversification | 2030 | 2 | -11.2 | 54
2 Diversification | 2030 | 2 | -11.1 | 54
2 Diversification | 2030 | 2 | -11 | 59
2 Diversification | 2030 | 2 | -10.9 | 57
2 Diversification | 2030 | 2 | -10.8 | 64
2 Diversification | 2030 | 2 | -10.7 | 66
2 Diversification | 2030 | 2 | -10.6 | 56
2 Diversification | 2030 | 2 | -10.5 | 61
2 Diversification | 2030 | 2 | -10.4 | 64
2 Diversification | 2030 | 2 | -10.3 | 54
2 Diversification | 2030 | 2 | -10.2 | 50
2 Diversification | 2030 | 2 | -10.1 | 61
2 Diversification | 2030 | 2 | -10 | 66
2 Diversification | 2030 | 2 | -9.9 | 74
2 Diversification | 2030 | 2 | -9.8 | 67
2 Diversification | 2030 | 2 | -9.7 | 59
2 Diversification | 2030 | 2 | -9.6 | 64
2 Diversification | 2030 | 2 | -9.5 | 72
2 Diversification | 2030 | 2 | -9.4 | 68
2 Diversification | 2030 | 2 | -9.3 | 58
2 Diversification | 2030 | 2 | -9.2 | 55
2 Diversification | 2030 | 2 | -9.1 | 76
2 Diversification | 2030 | 2 | -9 | 62
2 Diversification | 2030 | 2 | -8.9 | 73
2 Diversification | 2030 | 2 | -8.8 | 76
2 Diversification | 2030 | 2 | -8.7 | 53
2 Diversification | 2030 | 2 | -8.6 | 73
2 Diversification | 2030 | 2 | -8.5 | 86
2 Diversification | 2030 | 2 | -8.4 | 63
2 Diversification | 2030 | 2 | -8.3 | 65
2 Diversification | 2030 | 2 | -8.2 | 63
2 Diversification | 2030 | 2 | -8.1 | 67
2 Diversification | 2030 | 2 | -8 | 67
2 Diversification | 2030 | 2 | -7.9 | 70
2 Diversification | 2030 | 2 | -7.8 | 69
2 Diversification | 2030 | 2 | -7.7 | 56
2 Diversification | 2030 | 2 | -7.6 | 82
2 Diversification | 2030 | 2 | -7.5 | 67
2 Diversification | 2030 | 2 | -7.4 | 61
2 Diversification | 2030 | 2 | -7.3 | 74
2 Diversification | 2030 | 2 | -7.2 | 66
2 Diversification | 2030 | 2 | -7.1 | 70
2 Diversification | 2030 | 2 | -7 | 78
2 Diversification | 2030 | 2 | -6.9 | 67
2 Diversification | 2030 | 2 | -6.8 | 73
2 Diversification | 2030 | 2 | -6.7 | 68
2 Diversification | 2030 | 2 | -6.6 | 71
2 Diversification | 2030 | 2 | -6.5 | 66
2 Diversification | 2030 | 2 | -6.4 | 66
2 Diversification | 2030 | 2 | -6.3 | 78
2 Diversification | 2030 | 2 | -6.2 | 77
2 Diversification | 2030 | 2 | -6.1 | 87
2 Diversification | 2030 | 2 | -6 | 72
2 Diversification | 2030 | 2 | -5.9 | 79
2 Diversification | 2030 | 2 | -5.8 | 72
2 Diversification | 2030 | 2 | -5.7 | 72
2 Diversification | 2030 | 2 | -5.6 | 81
2 Diversification | 2030 | 2 | -5.5 | 71
2 Diversification | 2030 | 2 | -5.4 | 79
2 Diversification | 2030 | 2 | -5.3 | 91
2 Diversification | 2030 | 2 | -5.2 | 88
2 Diversification | 2030 | 2 | -5.1 | 73
2 Diversification | 2030 | 2 | -5 | 68
2 Diversification | 2030 | 2 | -4.9 | 73
2 Diversification | 2030 | 2 | -4.8 | 69
2 Diversification | 2030 | 2 | -4.7 | 61
2 Diversification | 2030 | 2 | -4.6 | 87
2 Diversification | 2030 | 2 | -4.5 | 77
2 Diversification | 2030 | 2 | -4.4 | 61
2 Diversification | 2030 | 2 | -4.3 | 63
2 Diversification | 2030 | 2 | -4.2 | 82
2 Diversification | 2030 | 2 | -4.1 | 63
2 Diversification | 2030 | 2 | -4 | 80
2 Diversification | 2030 | 2 | -3.9 | 62
2 Diversification | 2030 | 2 | -3.8 | 74
2 Diversification | 2030 | 2 | -3.7 | 91
2 Diversification | 2030 | 2 | -3.6 | 58
2 Diversification | 2030 | 2 | -3.5 | 75
2 Diversification | 2030 | 2 | -3.4 | 63
2 Diversification | 2030 | 2 | -3.3 | 79
2 Diversification | 2030 | 2 | -3.2 | 79
2 Diversification | 2030 | 2 | -3.1 | 67
2 Diversification | 2030 | 2 | -3 | 57
2 Diversification | 2030 | 2 | -2.9 | 77
2 Diversification | 2030 | 2 | -2.8 | 66
2 Diversification | 2030 | 2 | -2.7 | 70
2 Diversification | 2030 | 2 | -2.6 | 71
2 Diversification | 2030 | 2 | -2.5 | 68
2 Diversification | 2030 | 2 | -2.4 | 55
2 Diversification | 2030 | 2 | -2.3 | 64
2 Diversification | 2030 | 2 | -2.2 | 73
2 Diversification | 2030 | 2 | -2.1 | 79
2 Diversification | 2030 | 2 | -2 | 75
2 Diversification | 2030 | 2 | -1.9 | 53
2 Diversification | 2030 | 2 | -1.8 | 47
2 Diversification | 2030 | 2 | -1.7 | 57
2 Diversification | 2030 | 2 | -1.6 | 62
2 Diversification | 2030 | 2 | -1.5 | 55
2 Diversification | 2030 | 2 | -1.4 | 50
2 Diversification | 2030 | 2 | -1.3 | 45
2 Diversification | 2030 | 2 | -1.2 | 51
2 Diversification | 2030 | 2 | -1.1 | 59
2 Diversification | 2030 | 2 | -1 | 67
2 Diversification | 2030 | 2 | -0.9 | 45
2 Diversification | 2030 | 2 | -0.8 | 40
2 Diversification | 2030 | 2 | -0.7 | 50
2 Diversification | 2030 | 2 | -0.6 | 39
2 Diversification | 2030 | 2 | -0.5 | 53
2 Diversification | 2030 | 2 | -0.4 | 42
2 Diversification | 2030 | 2 | -0.3 | 30
2 Diversification | 2030 | 2 | -0.2 | 50
2 Diversification | 2030 | 2 | -0.1 | 35
2 Diversification | 2030 | 2 | 0 | 1258
2 Diversification | 2030 | 2 | 0.1 | 38
2 Diversification | 2030 | 2 | 0.2 | 46
2 Diversification | 2030 | 2 | 0.3 | 36
2 Diversification | 2030 | 2 | 0.4 | 43
2 Diversification | 2030 | 2 | 0.5 | 38
2 Diversification | 2030 | 2 | 0.6 | 41
2 Diversification | 2030 | 2 | 0.7 | 48
2 Diversification | 2030 | 2 | 0.8 | 39
2 Diversification | 2030 | 2 | 0.9 | 56
2 Diversification | 2030 | 2 | 1 | 47
2 Diversification | 2030 | 2 | 1.1 | 46
2 Diversification | 2030 | 2 | 1.2 | 37
2 Diversification | 2030 | 2 | 1.3 | 47
2 Diversification | 2030 | 2 | 1.4 | 38
2 Diversification | 2030 | 2 | 1.5 | 54
2 Diversification | 2030 | 2 | 1.6 | 50
2 Diversification | 2030 | 2 | 1.7 | 59
2 Diversification | 2030 | 2 | 1.8 | 52
2 Diversification | 2030 | 2 | 1.9 | 49
2 Diversification | 2030 | 2 | 2 | 52
2 Diversification | 2030 | 2 | 2.1 | 60
2 Diversification | 2030 | 2 | 2.2 | 58
2 Diversification | 2030 | 2 | 2.3 | 56
2 Diversification | 2030 | 2 | 2.4 | 63
2 Diversification | 2030 | 2 | 2.5 | 49
2 Diversification | 2030 | 2 | 2.6 | 59
2 Diversification | 2030 | 2 | 2.7 | 58
2 Diversification | 2030 | 2 | 2.8 | 78
2 Diversification | 2030 | 2 | 2.9 | 64
2 Diversification | 2030 | 2 | 3 | 70
2 Diversification | 2030 | 2 | 3.1 | 66
2 Diversification | 2030 | 2 | 3.2 | 69
2 Diversification | 2030 | 2 | 3.3 | 68
2 Diversification | 2030 | 2 | 3.4 | 59
2 Diversification | 2030 | 2 | 3.5 | 66
2 Diversification | 2030 | 2 | 3.6 | 66
2 Diversification | 2030 | 2 | 3.7 | 70
2 Diversification | 2030 | 2 | 3.8 | 61
2 Diversification | 2030 | 2 | 3.9 | 75
2 Diversification | 2030 | 2 | 4 | 88
2 Diversification | 2030 | 2 | 4.1 | 79
2 Diversification | 2030 | 2 | 4.2 | 62
2 Diversification | 2030 | 2 | 4.3 | 60
2 Diversification | 2030 | 2 | 4.4 | 72
2 Diversification | 2030 | 2 | 4.5 | 87
2 Diversification | 2030 | 2 | 4.6 | 70
2 Diversification | 2030 | 2 | 4.7 | 71
2 Diversification | 2030 | 2 | 4.8 | 78
2 Diversification | 2030 | 2 | 4.9 | 86
2 Diversification | 2030 | 2 | 5 | 65
2 Diversification | 2030 | 2 | 5.1 | 79
2 Diversification | 2030 | 2 | 5.2 | 72
2 Diversification | 2030 | 2 | 5.3 | 75
2 Diversification | 2030 | 2 | 5.4 | 80
2 Diversification | 2030 | 2 | 5.5 | 81
2 Diversification | 2030 | 2 | 5.6 | 63
2 Diversification | 2030 | 2 | 5.7 | 66
2 Diversification | 2030 | 2 | 5.8 | 76
2 Diversification | 2030 | 2 | 5.9 | 86
2 Diversification | 2030 | 2 | 6 | 52
2 Diversification | 2030 | 2 | 6.1 | 67
2 Diversification | 2030 | 2 | 6.2 | 53
2 Diversification | 2030 | 2 | 6.3 | 77
2 Diversification | 2030 | 2 | 6.4 | 69
2 Diversification | 2030 | 2 | 6.5 | 59
2 Diversification | 2030 | 2 | 6.6 | 64
2 Diversification | 2030 | 2 | 6.7 | 58
2 Diversification | 2030 | 2 | 6.8 | 74
2 Diversification | 2030 | 2 | 6.9 | 61
2 Diversification | 2030 | 2 | 7 | 74
2 Diversification | 2030 | 2 | 7.1 | 59
2 Diversification | 2030 | 2 | 7.2 | 74
2 Diversification | 2030 | 2 | 7.3 | 80
2 Diversification | 2030 | 2 | 7.4 | 73
2 Diversification | 2030 | 2 | 7.5 | 72
2 Diversification | 2030 | 2 | 7.6 | 65
2 Diversification | 2030 | 2 | 7.7 | 64
2 Diversification | 2030 | 2 | 7.8 | 70
2 Diversification | 2030 | 2 | 7.9 | 74
2 Diversification | 2030 | 2 | 8 | 85
2 Diversification | 2030 | 2 | 8.1 | 73
2 Diversification | 2030 | 2 | 8.2 | 72
2 Diversification | 2030 | 2 | 8.3 | 61
2 Diversification | 2030 | 2 | 8.4 | 74
2 Diversification | 2030 | 2 | 8.5 | 67
2 Diversification | 2030 | 2 | 8.6 | 75
2 Diversification | 2030 | 2 | 8.7 | 58
2 Diversification | 2030 | 2 | 8.8 | 68
2 Diversification | 2030 | 2 | 8.9 | 62
2 Diversification | 2030 | 2 | 9 | 69
2 Diversification | 2030 | 2 | 9.1 | 57
2 Diversification | 2030 | 2 | 9.2 | 70
2 Diversification | 2030 | 2 | 9.3 | 47
2 Diversification | 2030 | 2 | 9.4 | 67
2 Diversification | 2030 | 2 | 9.5 | 58
2 Diversification | 2030 | 2 | 9.6 | 58
2 Diversification | 2030 | 2 | 9.7 | 63
2 Diversification | 2030 | 2 | 9.8 | 68
2 Diversification | 2030 | 2 | 9.9 | 62
2 Diversification | 2030 | 2 | 10 | 70
2 Diversification | 2030 | 2 | 10.1 | 49
2 Diversification | 2030 | 2 | 10.2 | 68
2 Diversification | 2030 | 2 | 10.3 | 65
2 Diversification | 2030 | 2 | 10.4 | 73
2 Diversification | 2030 | 2 | 10.5 | 71
2 Diversification | 2030 | 2 | 10.6 | 53
2 Diversification | 2030 | 2 | 10.7 | 58
2 Diversification | 2030 | 2 | 10.8 | 43
2 Diversification | 2030 | 2 | 10.9 | 55
2 Diversification | 2030 | 2 | 11 | 60
2 Diversification | 2030 | 2 | 11.1 | 65
2 Diversification | 2030 | 2 | 11.2 | 65
2 Diversification | 2030 | 2 | 11.3 | 56
2 Diversification | 2030 | 2 | 11.4 | 58
2 Diversification | 2030 | 2 | 11.5 | 49
2 Diversification | 2030 | 2 | 11.6 | 53
2 Diversification | 2030 | 2 | 11.7 | 52
2 Diversification | 2030 | 2 | 11.8 | 49
2 Diversification | 2030 | 2 | 11.9 | 59
2 Diversification | 2030 | 2 | 12 | 48
2 Diversification | 2030 | 2 | 12.1 | 59
2 Diversification | 2030 | 2 | 12.2 | 50
2 Diversification | 2030 | 2 | 12.3 | 49
2 Diversification | 2030 | 2 | 12.4 | 48
2 Diversification | 2030 | 2 | 12.5 | 62
2 Diversification | 2030 | 2 | 12.6 | 46
2 Diversification | 2030 | 2 | 12.7 | 49
2 Diversification | 2030 | 2 | 12.8 | 51
2 Diversification | 2030 | 2 | 12.9 | 43
2 Diversification | 2030 | 2 | 13 | 52
2 Diversification | 2030 | 2 | 13.1 | 41
2 Diversification | 2030 | 2 | 13.2 | 50
2 Diversification | 2030 | 2 | 13.3 | 39
2 Diversification | 2030 | 2 | 13.4 | 56
2 Diversification | 2030 | 2 | 13.5 | 51
2 Diversification | 2030 | 2 | 13.6 | 49
2 Diversification | 2030 | 2 | 13.7 | 47
2 Diversification | 2030 | 2 | 13.8 | 49
2 Diversification | 2030 | 2 | 13.9 | 41
2 Diversification | 2030 | 2 | 14 | 51
2 Diversification | 2030 | 2 | 14.1 | 48
2 Diversification | 2030 | 2 | 14.2 | 43
2 Diversification | 2030 | 2 | 14.3 | 38
2 Diversification | 2030 | 2 | 14.4 | 39
2 Diversification | 2030 | 2 | 14.5 | 36
2 Diversification | 2030 | 2 | 14.6 | 39
2 Diversification | 2030 | 2 | 14.7 | 40
2 Diversification | 2030 | 2 | 14.8 | 31
2 Diversification | 2030 | 2 | 14.9 | 42
2 Diversification | 2030 | 2 | 15 | 47
2 Diversification | 2030 | 2 | 15.1 | 30
2 Diversification | 2030 | 2 | 15.2 | 49
2 Diversification | 2030 | 2 | 15.3 | 44
2 Diversification | 2030 | 2 | 15.4 | 35
2 Diversification | 2030 | 2 | 15.5 | 44
2 Diversification | 2030 | 2 | 15.6 | 32
2 Diversification | 2030 | 2 | 15.7 | 41
2 Diversification | 2030 | 2 | 15.8 | 35
2 Diversification | 2030 | 2 | 15.9 | 47
2 Diversification | 2030 | 2 | 16 | 37
2 Diversification | 2030 | 2 | 16.1 | 37
2 Diversification | 2030 | 2 | 16.2 | 30
2 Diversification | 2030 | 2 | 16.3 | 44
2 Diversification | 2030 | 2 | 16.4 | 32
2 Diversification | 2030 | 2 | 16.5 | 28
2 Diversification | 2030 | 2 | 16.6 | 32
2 Diversification | 2030 | 2 | 16.7 | 40
2 Diversification | 2030 | 2 | 16.8 | 50
2 Diversification | 2030 | 2 | 16.9 | 28
2 Diversification | 2030 | 2 | 17 | 28
2 Diversification | 2030 | 2 | 17.1 | 33
2 Diversification | 2030 | 2 | 17.2 | 41
2 Diversification | 2030 | 2 | 17.3 | 29
2 Diversification | 2030 | 2 | 17.4 | 47
2 Diversification | 2030 | 2 | 17.5 | 30
2 Diversification | 2030 | 2 | 17.6 | 35
2 Diversification | 2030 | 2 | 17.7 | 32
2 Diversification | 2030 | 2 | 17.8 | 33
2 Diversification | 2030 | 2 | 17.9 | 24
2 Diversification | 2030 | 2 | 18 | 32
2 Diversification | 2030 | 2 | 18.1 | 36
2 Diversification | 2030 | 2 | 18.2 | 28
2 Diversification | 2030 | 2 | 18.3 | 28
2 Diversification | 2030 | 2 | 18.4 | 29
2 Diversification | 2030 | 2 | 18.5 | 36
2 Diversification | 2030 | 2 | 18.6 | 26
2 Diversification | 2030 | 2 | 18.7 | 36
2 Diversification | 2030 | 2 | 18.8 | 26
2 Diversification | 2030 | 2 | 18.9 | 41
2 Diversification | 2030 | 2 | 19 | 32
2 Diversification | 2030 | 2 | 19.1 | 23
2 Diversification | 2030 | 2 | 19.2 | 22
2 Diversification | 2030 | 2 | 19.3 | 34
2 Diversification | 2030 | 2 | 19.4 | 31
2 Diversification | 2030 | 2 | 19.5 | 26
2 Diversification | 2030 | 2 | 19.6 | 31
2 Diversification | 2030 | 2 | 19.7 | 28
2 Diversification | 2030 | 2 | 19.8 | 15
2 Diversification | 2030 | 2 | 19.9 | 40
2 Diversification | 2030 | 2 | 20 | 27
2 Diversification | 2030 | 2 | 20.1 | 25
2 Diversification | 2030 | 2 | 20.2 | 23
2 Diversification | 2030 | 2 | 20.3 | 17
2 Diversification | 2030 | 2 | 20.4 | 27
2 Diversification | 2030 | 2 | 20.5 | 20
2 Diversification | 2030 | 2 | 20.6 | 29
2 Diversification | 2030 | 2 | 20.7 | 23
2 Diversification | 2030 | 2 | 20.8 | 31
2 Diversification | 2030 | 2 | 20.9 | 23
2 Diversification | 2030 | 2 | 21 | 16
2 Diversification | 2030 | 2 | 21.1 | 29
2 Diversification | 2030 | 2 | 21.2 | 32
2 Diversification | 2030 | 2 | 21.3 | 27
2 Diversification | 2030 | 2 | 21.4 | 20
2 Diversification | 2030 | 2 | 21.5 | 19
2 Diversification | 2030 | 2 | 21.6 | 25
2 Diversification | 2030 | 2 | 21.7 | 20
2 Diversification | 2030 | 2 | 21.8 | 29
2 Diversification | 2030 | 2 | 21.9 | 23
2 Diversification | 2030 | 2 | 22 | 21
2 Diversification | 2030 | 2 | 22.1 | 29
2 Diversification | 2030 | 2 | 22.2 | 29
2 Diversification | 2030 | 2 | 22.3 | 27
2 Diversification | 2030 | 2 | 22.4 | 18
2 Diversification | 2030 | 2 | 22.5 | 24
2 Diversification | 2030 | 2 | 22.6 | 19
2 Diversification | 2030 | 2 | 22.7 | 28
2 Diversification | 2030 | 2 | 22.8 | 25
2 Diversification | 2030 | 2 | 22.9 | 22
2 Diversification | 2030 | 2 | 23 | 15
2 Diversification | 2030 | 2 | 23.1 | 23
2 Diversification | 2030 | 2 | 23.2 | 23
2 Diversification | 2030 | 2 | 23.3 | 26
2 Diversification | 2030 | 2 | 23.4 | 13
2 Diversification | 2030 | 2 | 23.5 | 17
2 Diversification | 2030 | 2 | 23.6 | 13
2 Diversification | 2030 | 2 | 23.7 | 22
2 Diversification | 2030 | 2 | 23.8 | 14
2 Diversification | 2030 | 2 | 23.9 | 20
2 Diversification | 2030 | 2 | 24 | 16
2 Diversification | 2030 | 2 | 24.1 | 25
2 Diversification | 2030 | 2 | 24.2 | 16
2 Diversification | 2030 | 2 | 24.3 | 15
2 Diversification | 2030 | 2 | 24.4 | 16
2 Diversification | 2030 | 2 | 24.5 | 17
2 Diversification | 2030 | 2 | 24.6 | 17
2 Diversification | 2030 | 2 | 24.7 | 18
2 Diversification | 2030 | 2 | 24.8 | 13
2 Diversification | 2030 | 2 | 24.9 | 13
2 Diversification | 2030 | 2 | 25 | 26
2 Diversification | 2030 | 2 | 25.1 | 15
2 Diversification | 2030 | 2 | 25.2 | 12
2 Diversification | 2030 | 2 | 25.3 | 9
2 Diversification | 2030 | 2 | 25.4 | 18
2 Diversification | 2030 | 2 | 25.5 | 19
2 Diversification | 2030 | 2 | 25.6 | 16
2 Diversification | 2030 | 2 | 25.7 | 15
2 Diversification | 2030 | 2 | 25.8 | 21
2 Diversification | 2030 | 2 | 25.9 | 18
2 Diversification | 2030 | 2 | 26 | 14
2 Diversification | 2030 | 2 | 26.1 | 14
2 Diversification | 2030 | 2 | 26.2 | 10
2 Diversification | 2030 | 2 | 26.3 | 16
2 Diversification | 2030 | 2 | 26.4 | 9
2 Diversification | 2030 | 2 | 26.5 | 15
2 Diversification | 2030 | 2 | 26.6 | 14
2 Diversification | 2030 | 2 | 26.7 | 11
2 Diversification | 2030 | 2 | 26.8 | 10
2 Diversification | 2030 | 2 | 26.9 | 11
2 Diversification | 2030 | 2 | 27 | 11
2 Diversification | 2030 | 2 | 27.1 | 15
2 Diversification | 2030 | 2 | 27.2 | 16
2 Diversification | 2030 | 2 | 27.3 | 10
2 Diversification | 2030 | 2 | 27.4 | 16
2 Diversification | 2030 | 2 | 27.5 | 15
2 Diversification | 2030 | 2 | 27.6 | 12
2 Diversification | 2030 | 2 | 27.7 | 9
2 Diversification | 2030 | 2 | 27.8 | 14
2 Diversification | 2030 | 2 | 27.9 | 16
2 Diversification | 2030 | 2 | 28 | 12
2 Diversification | 2030 | 2 | 28.1 | 14
2 Diversification | 2030 | 2 | 28.2 | 10
2 Diversification | 2030 | 2 | 28.3 | 14
2 Diversification | 2030 | 2 | 28.4 | 12
2 Diversification | 2030 | 2 | 28.5 | 9
2 Diversification | 2030 | 2 | 28.6 | 17
2 Diversification | 2030 | 2 | 28.7 | 12
2 Diversification | 2030 | 2 | 28.8 | 10
2 Diversification | 2030 | 2 | 28.9 | 16
2 Diversification | 2030 | 2 | 29 | 8
2 Diversification | 2030 | 2 | 29.1 | 8
2 Diversification | 2030 | 2 | 29.2 | 8
2 Diversification | 2030 | 2 | 29.3 | 9
2 Diversification | 2030 | 2 | 29.4 | 13
2 Diversification | 2030 | 2 | 29.5 | 15
2 Diversification | 2030 | 2 | 29.6 | 9
2 Diversification | 2030 | 2 | 29.7 | 7
2 Diversification | 2030 | 2 | 29.8 | 11
2 Diversification | 2030 | 2 | 29.9 | 10
2 Diversification | 2030 | 2 | 30 | 12
2 Diversification | 2030 | 2 | 30.1 | 10
2 Diversification | 2030 | 2 | 30.2 | 8
2 Diversification | 2030 | 2 | 30.3 | 8
2 Diversification | 2030 | 2 | 30.4 | 10
2 Diversification | 2030 | 2 | 30.5 | 9
2 Diversification | 2030 | 2 | 30.6 | 4
2 Diversification | 2030 | 2 | 30.7 | 5
2 Diversification | 2030 | 2 | 30.8 | 6
2 Diversification | 2030 | 2 | 30.9 | 7
2 Diversification | 2030 | 2 | 31 | 10
2 Diversification | 2030 | 2 | 31.1 | 7
2 Diversification | 2030 | 2 | 31.2 | 7
2 Diversification | 2030 | 2 | 31.3 | 5
2 Diversification | 2030 | 2 | 31.4 | 11
2 Diversification | 2030 | 2 | 31.5 | 6
2 Diversification | 2030 | 2 | 31.6 | 10
2 Diversification | 2030 | 2 | 31.7 | 7
2 Diversification | 2030 | 2 | 31.8 | 5
2 Diversification | 2030 | 2 | 31.9 | 8
2 Diversification | 2030 | 2 | 32 | 6
2 Diversification | 2030 | 2 | 32.1 | 4
2 Diversification | 2030 | 2 | 32.2 | 5
2 Diversification | 2030 | 2 | 32.3 | 6
2 Diversification | 2030 | 2 | 32.4 | 4
2 Diversification | 2030 | 2 | 32.5 | 10
2 Diversification | 2030 | 2 | 32.6 | 2
2 Diversification | 2030 | 2 | 32.7 | 9
2 Diversification | 2030 | 2 | 32.8 | 11
2 Diversification | 2030 | 2 | 32.9 | 6
2 Diversification | 2030 | 2 | 33 | 15
2 Diversification | 2030 | 2 | 33.1 | 1
2 Diversification | 2030 | 2 | 33.2 | 11
2 Diversification | 2030 | 2 | 33.3 | 7
2 Diversification | 2030 | 2 | 33.4 | 11
2 Diversification | 2030 | 2 | 33.5 | 8
2 Diversification | 2030 | 2 | 33.6 | 2
2 Diversification | 2030 | 2 | 33.7 | 7
2 Diversification | 2030 | 2 | 33.8 | 8
2 Diversification | 2030 | 2 | 33.9 | 7
2 Diversification | 2030 | 2 | 34 | 4
2 Diversification | 2030 | 2 | 34.1 | 4
2 Diversification | 2030 | 2 | 34.2 | 6
2 Diversification | 2030 | 2 | 34.3 | 2
2 Diversification | 2030 | 2 | 34.4 | 3
2 Diversification | 2030 | 2 | 34.5 | 3
2 Diversification | 2030 | 2 | 34.6 | 3
2 Diversification | 2030 | 2 | 34.7 | 2
2 Diversification | 2030 | 2 | 34.8 | 7
2 Diversification | 2030 | 2 | 34.9 | 8
2 Diversification | 2030 | 2 | 35 | 5
2 Diversification | 2030 | 2 | 35.1 | 3
2 Diversification | 2030 | 2 | 35.2 | 4
2 Diversification | 2030 | 2 | 35.3 | 11
2 Diversification | 2030 | 2 | 35.4 | 4
2 Diversification | 2030 | 2 | 35.5 | 6
2 Diversification | 2030 | 2 | 35.6 | 8
2 Diversification | 2030 | 2 | 35.7 | 3
2 Diversification | 2030 | 2 | 35.8 | 5
2 Diversification | 2030 | 2 | 35.9 | 6
2 Diversification | 2030 | 2 | 36 | 4
2 Diversification | 2030 | 2 | 36.1 | 2
2 Diversification | 2030 | 2 | 36.2 | 5
2 Diversification | 2030 | 2 | 36.3 | 6
2 Diversification | 2030 | 2 | 36.4 | 6
2 Diversification | 2030 | 2 | 36.5 | 4
2 Diversification | 2030 | 2 | 36.6 | 4
2 Diversification | 2030 | 2 | 36.7 | 4
2 Diversification | 2030 | 2 | 36.8 | 2
2 Diversification | 2030 | 2 | 36.9 | 3
2 Diversification | 2030 | 2 | 37 | 3
2 Diversification | 2030 | 2 | 37.1 | 3
2 Diversification | 2030 | 2 | 37.2 | 2
2 Diversification | 2030 | 2 | 37.3 | 4
2 Diversification | 2030 | 2 | 37.4 | 3
2 Diversification | 2030 | 2 | 37.5 | 2
2 Diversification | 2030 | 2 | 37.6 | 5
2 Diversification | 2030 | 2 | 37.7 | 5
2 Diversification | 2030 | 2 | 37.8 | 4
2 Diversification | 2030 | 2 | 37.9 | 4
2 Diversification | 2030 | 2 | 38 | 6
2 Diversification | 2030 | 2 | 38.1 | 3
2 Diversification | 2030 | 2 | 38.2 | 3
2 Diversification | 2030 | 2 | 38.3 | 6
2 Diversification | 2030 | 2 | 38.4 | 4
2 Diversification | 2030 | 2 | 38.5 | 3
2 Diversification | 2030 | 2 | 38.6 | 5
2 Diversification | 2030 | 2 | 38.7 | 3
2 Diversification | 2030 | 2 | 38.8 | 5
2 Diversification | 2030 | 2 | 38.9 | 8
2 Diversification | 2030 | 2 | 39 | 2
2 Diversification | 2030 | 2 | 39.1 | 3
2 Diversification | 2030 | 2 | 39.2 | 4
2 Diversification | 2030 | 2 | 39.3 | 4
2 Diversification | 2030 | 2 | 39.4 | 8
2 Diversification | 2030 | 2 | 39.5 | 3
2 Diversification | 2030 | 2 | 39.6 | 3
2 Diversification | 2030 | 2 | 39.7 | 1
2 Diversification | 2030 | 2 | 39.8 | 2
2 Diversification | 2030 | 2 | 39.9 | 1
2 Diversification | 2030 | 2 | 40 | 2
2 Diversification | 2030 | 2 | 40.1 | 5
2 Diversification | 2030 | 2 | 40.3 | 4
2 Diversification | 2030 | 2 | 40.4 | 5
2 Diversification | 2030 | 2 | 40.5 | 4
2 Diversification | 2030 | 2 | 40.6 | 3
2 Diversification | 2030 | 2 | 40.7 | 2
2 Diversification | 2030 | 2 | 40.8 | 6
2 Diversification | 2030 | 2 | 40.9 | 2
2 Diversification | 2030 | 2 | 41 | 6
2 Diversification | 2030 | 2 | 41.1 | 2
2 Diversification | 2030 | 2 | 41.2 | 4
2 Diversification | 2030 | 2 | 41.3 | 5
2 Diversification | 2030 | 2 | 41.4 | 4
2 Diversification | 2030 | 2 | 41.5 | 2
2 Diversification | 2030 | 2 | 41.6 | 5
2 Diversification | 2030 | 2 | 41.7 | 2
2 Diversification | 2030 | 2 | 41.8 | 2
2 Diversification | 2030 | 2 | 41.9 | 4
2 Diversification | 2030 | 2 | 42.1 | 1
2 Diversification | 2030 | 2 | 42.2 | 3
2 Diversification | 2030 | 2 | 42.3 | 2
2 Diversification | 2030 | 2 | 42.4 | 1
2 Diversification | 2030 | 2 | 42.5 | 1
2 Diversification | 2030 | 2 | 42.6 | 2
2 Diversification | 2030 | 2 | 42.8 | 4
2 Diversification | 2030 | 2 | 42.9 | 1
2 Diversification | 2030 | 2 | 43 | 1
2 Diversification | 2030 | 2 | 43.1 | 3
2 Diversification | 2030 | 2 | 43.2 | 3
2 Diversification | 2030 | 2 | 43.3 | 4
2 Diversification | 2030 | 2 | 43.4 | 2
2 Diversification | 2030 | 2 | 43.5 | 2
2 Diversification | 2030 | 2 | 43.6 | 3
2 Diversification | 2030 | 2 | 43.9 | 2
2 Diversification | 2030 | 2 | 44 | 1
2 Diversification | 2030 | 2 | 44.1 | 4
2 Diversification | 2030 | 2 | 44.2 | 1
2 Diversification | 2030 | 2 | 44.3 | 3
2 Diversification | 2030 | 2 | 44.4 | 2
2 Diversification | 2030 | 2 | 44.5 | 5
2 Diversification | 2030 | 2 | 44.6 | 3
2 Diversification | 2030 | 2 | 44.7 | 3
2 Diversification | 2030 | 2 | 44.8 | 1
2 Diversification | 2030 | 2 | 45 | 1
2 Diversification | 2030 | 2 | 45.1 | 3
2 Diversification | 2030 | 2 | 45.2 | 2
2 Diversification | 2030 | 2 | 45.3 | 1
2 Diversification | 2030 | 2 | 45.4 | 1
2 Diversification | 2030 | 2 | 45.5 | 2
2 Diversification | 2030 | 2 | 45.6 | 3
2 Diversification | 2030 | 2 | 45.7 | 3
2 Diversification | 2030 | 2 | 45.9 | 1
2 Diversification | 2030 | 2 | 46 | 1
2 Diversification | 2030 | 2 | 46.2 | 2
2 Diversification | 2030 | 2 | 46.3 | 1
2 Diversification | 2030 | 2 | 46.5 | 1
2 Diversification | 2030 | 2 | 46.6 | 2
2 Diversification | 2030 | 2 | 46.7 | 2
2 Diversification | 2030 | 2 | 46.9 | 1
2 Diversification | 2030 | 2 | 47 | 2
2 Diversification | 2030 | 2 | 47.2 | 3
2 Diversification | 2030 | 2 | 47.4 | 1
2 Diversification | 2030 | 2 | 47.5 | 1
2 Diversification | 2030 | 2 | 47.6 | 1
2 Diversification | 2030 | 2 | 47.7 | 1
2 Diversification | 2030 | 2 | 47.8 | 2
2 Diversification | 2030 | 2 | 47.9 | 1
2 Diversification | 2030 | 2 | 48 | 1
2 Diversification | 2030 | 2 | 48.2 | 1
2 Diversification | 2030 | 2 | 48.4 | 2
2 Diversification | 2030 | 2 | 48.6 | 1
2 Diversification | 2030 | 2 | 48.7 | 6
2 Diversification | 2030 | 2 | 49 | 2
2 Diversification | 2030 | 2 | 49.1 | 2
2 Diversification | 2030 | 2 | 49.2 | 2
2 Diversification | 2030 | 2 | 49.3 | 1
2 Diversification | 2030 | 2 | 49.5 | 3
2 Diversification | 2030 | 2 | 49.6 | 3
2 Diversification | 2030 | 2 | 49.7 | 1
2 Diversification | 2030 | 2 | 49.8 | 1
2 Diversification | 2030 | 2 | 50.1 | 3
2 Diversification | 2030 | 2 | 50.2 | 1
2 Diversification | 2030 | 2 | 50.3 | 2
2 Diversification | 2030 | 2 | 50.6 | 2
2 Diversification | 2030 | 2 | 50.7 | 1
2 Diversification | 2030 | 2 | 50.8 | 1
2 Diversification | 2030 | 2 | 50.9 | 1
2 Diversification | 2030 | 2 | 51.2 | 1
2 Diversification | 2030 | 2 | 51.3 | 3
2 Diversification | 2030 | 2 | 51.4 | 1
2 Diversification | 2030 | 2 | 51.6 | 2
2 Diversification | 2030 | 2 | 51.7 | 1
2 Diversification | 2030 | 2 | 51.8 | 1
2 Diversification | 2030 | 2 | 51.9 | 1
2 Diversification | 2030 | 2 | 52 | 1
2 Diversification | 2030 | 2 | 52.2 | 3
2 Diversification | 2030 | 2 | 52.6 | 1
2 Diversification | 2030 | 2 | 52.8 | 2
2 Diversification | 2030 | 2 | 53.1 | 1
2 Diversification | 2030 | 2 | 53.2 | 1
2 Diversification | 2030 | 2 | 53.3 | 2
2 Diversification | 2030 | 2 | 53.5 | 1
2 Diversification | 2030 | 2 | 53.6 | 1
2 Diversification | 2030 | 2 | 54 | 1
2 Diversification | 2030 | 2 | 54.1 | 1
2 Diversification | 2030 | 2 | 54.3 | 1
2 Diversification | 2030 | 2 | 54.5 | 1
2 Diversification | 2030 | 2 | 54.6 | 1
2 Diversification | 2030 | 2 | 54.9 | 1
2 Diversification | 2030 | 2 | 55 | 1
2 Diversification | 2030 | 2 | 55.1 | 1
2 Diversification | 2030 | 2 | 55.3 | 1
2 Diversification | 2030 | 2 | 55.4 | 1
2 Diversification | 2030 | 2 | 55.7 | 1
2 Diversification | 2030 | 2 | 55.9 | 2
2 Diversification | 2030 | 2 | 56.1 | 1
2 Diversification | 2030 | 2 | 56.2 | 1
2 Diversification | 2030 | 2 | 56.5 | 1
2 Diversification | 2030 | 2 | 56.6 | 1
2 Diversification | 2030 | 2 | 57.4 | 1
2 Diversification | 2030 | 2 | 57.5 | 1
2 Diversification | 2030 | 2 | 57.9 | 1
2 Diversification | 2030 | 2 | 58.1 | 1
2 Diversification | 2030 | 2 | 58.7 | 2
2 Diversification | 2030 | 2 | 60 | 1
2 Diversification | 2030 | 2 | 60.4 | 1
2 Diversification | 2030 | 2 | 60.8 | 1
2 Diversification | 2030 | 2 | 61.1 | 1
2 Diversification | 2030 | 2 | 62 | 1
2 Diversification | 2030 | 2 | 62.4 | 1
2 Diversification | 2030 | 2 | 62.9 | 1
2 Diversification | 2030 | 2 | 63.1 | 1
2 Diversification | 2030 | 2 | 63.3 | 1
2 Diversification | 2030 | 2 | 64.1 | 1
2 Diversification | 2030 | 2 | 64.8 | 1
2 Diversification | 2030 | 2 | 65 | 1
2 Diversification | 2030 | 2 | 66 | 1
2 Diversification | 2030 | 2 | 66.1 | 2
2 Diversification | 2030 | 2 | 66.4 | 2
2 Diversification | 2030 | 2 | 66.6 | 3
2 Diversification | 2030 | 2 | 67.3 | 1
2 Diversification | 2030 | 2 | 68 | 1
2 Diversification | 2030 | 2 | 69 | 1
2 Diversification | 2030 | 2 | 69.9 | 1
2 Diversification | 2030 | 2 | 70.7 | 1
2 Diversification | 2030 | 2 | 74.7 | 1
2 Diversification | 2030 | 2 | 76.6 | 1
2 Diversification | 2030 | 2 | 107.2 | 1
2 Diversification | 2030 | 2 | 115.8 | 1
2 Diversification | 2030 | 2 | 245.9 | 1
2 Diversification | 2030 | 3 | -59.9 | 1
2 Diversification | 2030 | 3 | -58 | 1
2 Diversification | 2030 | 3 | -57.9 | 1
2 Diversification | 2030 | 3 | -56.5 | 1
2 Diversification | 2030 | 3 | -55.7 | 1
2 Diversification | 2030 | 3 | -55.4 | 1
2 Diversification | 2030 | 3 | -54 | 1
2 Diversification | 2030 | 3 | -53.7 | 1
2 Diversification | 2030 | 3 | -53.4 | 1
2 Diversification | 2030 | 3 | -53 | 1
2 Diversification | 2030 | 3 | -52.8 | 1
2 Diversification | 2030 | 3 | -51.1 | 1
2 Diversification | 2030 | 3 | -50.7 | 1
2 Diversification | 2030 | 3 | -50.5 | 1
2 Diversification | 2030 | 3 | -50.2 | 1
2 Diversification | 2030 | 3 | -50.1 | 1
2 Diversification | 2030 | 3 | -49.6 | 1
2 Diversification | 2030 | 3 | -48.6 | 1
2 Diversification | 2030 | 3 | -48.3 | 1
2 Diversification | 2030 | 3 | -48.2 | 1
2 Diversification | 2030 | 3 | -47.9 | 1
2 Diversification | 2030 | 3 | -47.7 | 1
2 Diversification | 2030 | 3 | -47.5 | 1
2 Diversification | 2030 | 3 | -47.4 | 1
2 Diversification | 2030 | 3 | -47.3 | 1
2 Diversification | 2030 | 3 | -47.2 | 1
2 Diversification | 2030 | 3 | -47.1 | 1
2 Diversification | 2030 | 3 | -46.8 | 1
2 Diversification | 2030 | 3 | -46.5 | 1
2 Diversification | 2030 | 3 | -46.4 | 1
2 Diversification | 2030 | 3 | -46.3 | 2
2 Diversification | 2030 | 3 | -46.1 | 1
2 Diversification | 2030 | 3 | -46 | 2
2 Diversification | 2030 | 3 | -45.9 | 1
2 Diversification | 2030 | 3 | -45.7 | 1
2 Diversification | 2030 | 3 | -45.2 | 2
2 Diversification | 2030 | 3 | -45 | 1
2 Diversification | 2030 | 3 | -44.9 | 2
2 Diversification | 2030 | 3 | -44.8 | 1
2 Diversification | 2030 | 3 | -44.3 | 1
2 Diversification | 2030 | 3 | -44.1 | 3
2 Diversification | 2030 | 3 | -44 | 1
2 Diversification | 2030 | 3 | -43.7 | 1
2 Diversification | 2030 | 3 | -43.6 | 1
2 Diversification | 2030 | 3 | -43.5 | 1
2 Diversification | 2030 | 3 | -43.2 | 1
2 Diversification | 2030 | 3 | -43 | 1
2 Diversification | 2030 | 3 | -42.8 | 1
2 Diversification | 2030 | 3 | -42.5 | 1
2 Diversification | 2030 | 3 | -42.2 | 2
2 Diversification | 2030 | 3 | -42.1 | 1
2 Diversification | 2030 | 3 | -41.6 | 1
2 Diversification | 2030 | 3 | -41.5 | 1
2 Diversification | 2030 | 3 | -41.4 | 2
2 Diversification | 2030 | 3 | -41.3 | 1
2 Diversification | 2030 | 3 | -41.2 | 3
2 Diversification | 2030 | 3 | -41.1 | 2
2 Diversification | 2030 | 3 | -41 | 2
2 Diversification | 2030 | 3 | -40.9 | 1
2 Diversification | 2030 | 3 | -40.8 | 1
2 Diversification | 2030 | 3 | -40.7 | 3
2 Diversification | 2030 | 3 | -40.5 | 2
2 Diversification | 2030 | 3 | -40.3 | 3
2 Diversification | 2030 | 3 | -40 | 2
2 Diversification | 2030 | 3 | -39.8 | 2
2 Diversification | 2030 | 3 | -39.7 | 1
2 Diversification | 2030 | 3 | -39.6 | 2
2 Diversification | 2030 | 3 | -39.4 | 3
2 Diversification | 2030 | 3 | -39.1 | 4
2 Diversification | 2030 | 3 | -39 | 3
2 Diversification | 2030 | 3 | -38.8 | 1
2 Diversification | 2030 | 3 | -38.7 | 4
2 Diversification | 2030 | 3 | -38.6 | 1
2 Diversification | 2030 | 3 | -38.5 | 2
2 Diversification | 2030 | 3 | -38.3 | 2
2 Diversification | 2030 | 3 | -38.2 | 1
2 Diversification | 2030 | 3 | -38.1 | 1
2 Diversification | 2030 | 3 | -38 | 1
2 Diversification | 2030 | 3 | -37.8 | 1
2 Diversification | 2030 | 3 | -37.6 | 4
2 Diversification | 2030 | 3 | -37.5 | 1
2 Diversification | 2030 | 3 | -37.4 | 3
2 Diversification | 2030 | 3 | -37.2 | 1
2 Diversification | 2030 | 3 | -37 | 2
2 Diversification | 2030 | 3 | -36.9 | 1
2 Diversification | 2030 | 3 | -36.8 | 2
2 Diversification | 2030 | 3 | -36.6 | 1
2 Diversification | 2030 | 3 | -36.5 | 5
2 Diversification | 2030 | 3 | -36.4 | 5
2 Diversification | 2030 | 3 | -36.3 | 3
2 Diversification | 2030 | 3 | -36.2 | 3
2 Diversification | 2030 | 3 | -36.1 | 1
2 Diversification | 2030 | 3 | -36 | 1
2 Diversification | 2030 | 3 | -35.9 | 3
2 Diversification | 2030 | 3 | -35.7 | 5
2 Diversification | 2030 | 3 | -35.6 | 2
2 Diversification | 2030 | 3 | -35.5 | 2
2 Diversification | 2030 | 3 | -35.4 | 2
2 Diversification | 2030 | 3 | -35.3 | 1
2 Diversification | 2030 | 3 | -35.1 | 3
2 Diversification | 2030 | 3 | -35 | 2
2 Diversification | 2030 | 3 | -34.9 | 3
2 Diversification | 2030 | 3 | -34.8 | 2
2 Diversification | 2030 | 3 | -34.7 | 4
2 Diversification | 2030 | 3 | -34.6 | 2
2 Diversification | 2030 | 3 | -34.5 | 2
2 Diversification | 2030 | 3 | -34.4 | 1
2 Diversification | 2030 | 3 | -34.3 | 1
2 Diversification | 2030 | 3 | -34.2 | 1
2 Diversification | 2030 | 3 | -34.1 | 2
2 Diversification | 2030 | 3 | -34 | 1
2 Diversification | 2030 | 3 | -33.9 | 7
2 Diversification | 2030 | 3 | -33.8 | 4
2 Diversification | 2030 | 3 | -33.7 | 3
2 Diversification | 2030 | 3 | -33.6 | 2
2 Diversification | 2030 | 3 | -33.5 | 3
2 Diversification | 2030 | 3 | -33.4 | 2
2 Diversification | 2030 | 3 | -33.3 | 3
2 Diversification | 2030 | 3 | -33.2 | 1
2 Diversification | 2030 | 3 | -33.1 | 6
2 Diversification | 2030 | 3 | -33 | 2
2 Diversification | 2030 | 3 | -32.9 | 2
2 Diversification | 2030 | 3 | -32.8 | 1
2 Diversification | 2030 | 3 | -32.7 | 2
2 Diversification | 2030 | 3 | -32.6 | 6
2 Diversification | 2030 | 3 | -32.5 | 5
2 Diversification | 2030 | 3 | -32.4 | 4
2 Diversification | 2030 | 3 | -32.3 | 1
2 Diversification | 2030 | 3 | -32.2 | 3
2 Diversification | 2030 | 3 | -32.1 | 3
2 Diversification | 2030 | 3 | -32 | 3
2 Diversification | 2030 | 3 | -31.9 | 2
2 Diversification | 2030 | 3 | -31.8 | 2
2 Diversification | 2030 | 3 | -31.7 | 5
2 Diversification | 2030 | 3 | -31.6 | 7
2 Diversification | 2030 | 3 | -31.5 | 2
2 Diversification | 2030 | 3 | -31.4 | 3
2 Diversification | 2030 | 3 | -31.3 | 4
2 Diversification | 2030 | 3 | -31.2 | 2
2 Diversification | 2030 | 3 | -31.1 | 2
2 Diversification | 2030 | 3 | -31 | 4
2 Diversification | 2030 | 3 | -30.9 | 6
2 Diversification | 2030 | 3 | -30.8 | 3
2 Diversification | 2030 | 3 | -30.7 | 4
2 Diversification | 2030 | 3 | -30.6 | 1
2 Diversification | 2030 | 3 | -30.5 | 7
2 Diversification | 2030 | 3 | -30.4 | 4
2 Diversification | 2030 | 3 | -30.3 | 3
2 Diversification | 2030 | 3 | -30.2 | 3
2 Diversification | 2030 | 3 | -30.1 | 1
2 Diversification | 2030 | 3 | -30 | 3
2 Diversification | 2030 | 3 | -29.9 | 4
2 Diversification | 2030 | 3 | -29.8 | 3
2 Diversification | 2030 | 3 | -29.6 | 7
2 Diversification | 2030 | 3 | -29.5 | 5
2 Diversification | 2030 | 3 | -29.4 | 5
2 Diversification | 2030 | 3 | -29.3 | 5
2 Diversification | 2030 | 3 | -29.2 | 3
2 Diversification | 2030 | 3 | -29.1 | 6
2 Diversification | 2030 | 3 | -29 | 4
2 Diversification | 2030 | 3 | -28.9 | 3
2 Diversification | 2030 | 3 | -28.8 | 1
2 Diversification | 2030 | 3 | -28.7 | 6
2 Diversification | 2030 | 3 | -28.6 | 5
2 Diversification | 2030 | 3 | -28.5 | 5
2 Diversification | 2030 | 3 | -28.4 | 7
2 Diversification | 2030 | 3 | -28.3 | 11
2 Diversification | 2030 | 3 | -28.2 | 6
2 Diversification | 2030 | 3 | -28.1 | 7
2 Diversification | 2030 | 3 | -28 | 5
2 Diversification | 2030 | 3 | -27.9 | 4
2 Diversification | 2030 | 3 | -27.8 | 2
2 Diversification | 2030 | 3 | -27.7 | 4
2 Diversification | 2030 | 3 | -27.6 | 7
2 Diversification | 2030 | 3 | -27.5 | 7
2 Diversification | 2030 | 3 | -27.4 | 7
2 Diversification | 2030 | 3 | -27.3 | 7
2 Diversification | 2030 | 3 | -27.2 | 4
2 Diversification | 2030 | 3 | -27.1 | 4
2 Diversification | 2030 | 3 | -27 | 7
2 Diversification | 2030 | 3 | -26.9 | 8
2 Diversification | 2030 | 3 | -26.8 | 4
2 Diversification | 2030 | 3 | -26.7 | 13
2 Diversification | 2030 | 3 | -26.6 | 8
2 Diversification | 2030 | 3 | -26.5 | 8
2 Diversification | 2030 | 3 | -26.4 | 5
2 Diversification | 2030 | 3 | -26.3 | 9
2 Diversification | 2030 | 3 | -26.2 | 8
2 Diversification | 2030 | 3 | -26.1 | 8
2 Diversification | 2030 | 3 | -26 | 6
2 Diversification | 2030 | 3 | -25.9 | 12
2 Diversification | 2030 | 3 | -25.8 | 2
2 Diversification | 2030 | 3 | -25.7 | 13
2 Diversification | 2030 | 3 | -25.6 | 4
2 Diversification | 2030 | 3 | -25.5 | 5
2 Diversification | 2030 | 3 | -25.4 | 8
2 Diversification | 2030 | 3 | -25.3 | 6
2 Diversification | 2030 | 3 | -25.2 | 8
2 Diversification | 2030 | 3 | -25.1 | 10
2 Diversification | 2030 | 3 | -25 | 10
2 Diversification | 2030 | 3 | -24.9 | 9
2 Diversification | 2030 | 3 | -24.8 | 12
2 Diversification | 2030 | 3 | -24.7 | 7
2 Diversification | 2030 | 3 | -24.6 | 6
2 Diversification | 2030 | 3 | -24.5 | 10
2 Diversification | 2030 | 3 | -24.4 | 11
2 Diversification | 2030 | 3 | -24.3 | 5
2 Diversification | 2030 | 3 | -24.2 | 8
2 Diversification | 2030 | 3 | -24.1 | 14
2 Diversification | 2030 | 3 | -24 | 7
2 Diversification | 2030 | 3 | -23.9 | 8
2 Diversification | 2030 | 3 | -23.8 | 12
2 Diversification | 2030 | 3 | -23.7 | 5
2 Diversification | 2030 | 3 | -23.6 | 11
2 Diversification | 2030 | 3 | -23.5 | 10
2 Diversification | 2030 | 3 | -23.4 | 9
2 Diversification | 2030 | 3 | -23.3 | 9
2 Diversification | 2030 | 3 | -23.2 | 5
2 Diversification | 2030 | 3 | -23.1 | 5
2 Diversification | 2030 | 3 | -23 | 5
2 Diversification | 2030 | 3 | -22.9 | 7
2 Diversification | 2030 | 3 | -22.8 | 9
2 Diversification | 2030 | 3 | -22.7 | 6
2 Diversification | 2030 | 3 | -22.6 | 4
2 Diversification | 2030 | 3 | -22.5 | 14
2 Diversification | 2030 | 3 | -22.4 | 10
2 Diversification | 2030 | 3 | -22.3 | 12
2 Diversification | 2030 | 3 | -22.2 | 8
2 Diversification | 2030 | 3 | -22.1 | 9
2 Diversification | 2030 | 3 | -22 | 8
2 Diversification | 2030 | 3 | -21.9 | 13
2 Diversification | 2030 | 3 | -21.8 | 12
2 Diversification | 2030 | 3 | -21.7 | 13
2 Diversification | 2030 | 3 | -21.6 | 11
2 Diversification | 2030 | 3 | -21.5 | 17
2 Diversification | 2030 | 3 | -21.4 | 11
2 Diversification | 2030 | 3 | -21.3 | 6
2 Diversification | 2030 | 3 | -21.2 | 14
2 Diversification | 2030 | 3 | -21.1 | 12
2 Diversification | 2030 | 3 | -21 | 11
2 Diversification | 2030 | 3 | -20.9 | 16
2 Diversification | 2030 | 3 | -20.8 | 8
2 Diversification | 2030 | 3 | -20.7 | 9
2 Diversification | 2030 | 3 | -20.6 | 12
2 Diversification | 2030 | 3 | -20.5 | 13
2 Diversification | 2030 | 3 | -20.4 | 10
2 Diversification | 2030 | 3 | -20.3 | 10
2 Diversification | 2030 | 3 | -20.2 | 9
2 Diversification | 2030 | 3 | -20.1 | 11
2 Diversification | 2030 | 3 | -20 | 9
2 Diversification | 2030 | 3 | -19.9 | 15
2 Diversification | 2030 | 3 | -19.8 | 15
2 Diversification | 2030 | 3 | -19.7 | 14
2 Diversification | 2030 | 3 | -19.6 | 12
2 Diversification | 2030 | 3 | -19.5 | 9
2 Diversification | 2030 | 3 | -19.4 | 18
2 Diversification | 2030 | 3 | -19.3 | 9
2 Diversification | 2030 | 3 | -19.2 | 12
2 Diversification | 2030 | 3 | -19.1 | 18
2 Diversification | 2030 | 3 | -19 | 18
2 Diversification | 2030 | 3 | -18.9 | 10
2 Diversification | 2030 | 3 | -18.8 | 15
2 Diversification | 2030 | 3 | -18.7 | 16
2 Diversification | 2030 | 3 | -18.6 | 11
2 Diversification | 2030 | 3 | -18.5 | 11
2 Diversification | 2030 | 3 | -18.4 | 22
2 Diversification | 2030 | 3 | -18.3 | 20
2 Diversification | 2030 | 3 | -18.2 | 15
2 Diversification | 2030 | 3 | -18.1 | 17
2 Diversification | 2030 | 3 | -18 | 21
2 Diversification | 2030 | 3 | -17.9 | 15
2 Diversification | 2030 | 3 | -17.8 | 21
2 Diversification | 2030 | 3 | -17.7 | 8
2 Diversification | 2030 | 3 | -17.6 | 19
2 Diversification | 2030 | 3 | -17.5 | 19
2 Diversification | 2030 | 3 | -17.4 | 12
2 Diversification | 2030 | 3 | -17.3 | 21
2 Diversification | 2030 | 3 | -17.2 | 18
2 Diversification | 2030 | 3 | -17.1 | 17
2 Diversification | 2030 | 3 | -17 | 17
2 Diversification | 2030 | 3 | -16.9 | 21
2 Diversification | 2030 | 3 | -16.8 | 19
2 Diversification | 2030 | 3 | -16.7 | 15
2 Diversification | 2030 | 3 | -16.6 | 17
2 Diversification | 2030 | 3 | -16.5 | 15
2 Diversification | 2030 | 3 | -16.4 | 17
2 Diversification | 2030 | 3 | -16.3 | 16
2 Diversification | 2030 | 3 | -16.2 | 18
2 Diversification | 2030 | 3 | -16.1 | 11
2 Diversification | 2030 | 3 | -16 | 19
2 Diversification | 2030 | 3 | -15.9 | 17
2 Diversification | 2030 | 3 | -15.8 | 12
2 Diversification | 2030 | 3 | -15.7 | 25
2 Diversification | 2030 | 3 | -15.6 | 20
2 Diversification | 2030 | 3 | -15.5 | 27
2 Diversification | 2030 | 3 | -15.4 | 24
2 Diversification | 2030 | 3 | -15.3 | 17
2 Diversification | 2030 | 3 | -15.2 | 22
2 Diversification | 2030 | 3 | -15.1 | 18
2 Diversification | 2030 | 3 | -15 | 22
2 Diversification | 2030 | 3 | -14.9 | 21
2 Diversification | 2030 | 3 | -14.8 | 16
2 Diversification | 2030 | 3 | -14.7 | 18
2 Diversification | 2030 | 3 | -14.6 | 19
2 Diversification | 2030 | 3 | -14.5 | 23
2 Diversification | 2030 | 3 | -14.4 | 25
2 Diversification | 2030 | 3 | -14.3 | 22
2 Diversification | 2030 | 3 | -14.2 | 23
2 Diversification | 2030 | 3 | -14.1 | 29
2 Diversification | 2030 | 3 | -14 | 22
2 Diversification | 2030 | 3 | -13.9 | 21
2 Diversification | 2030 | 3 | -13.8 | 16
2 Diversification | 2030 | 3 | -13.7 | 20
2 Diversification | 2030 | 3 | -13.6 | 21
2 Diversification | 2030 | 3 | -13.5 | 18
2 Diversification | 2030 | 3 | -13.4 | 21
2 Diversification | 2030 | 3 | -13.3 | 25
2 Diversification | 2030 | 3 | -13.2 | 26
2 Diversification | 2030 | 3 | -13.1 | 24
2 Diversification | 2030 | 3 | -13 | 19
2 Diversification | 2030 | 3 | -12.9 | 18
2 Diversification | 2030 | 3 | -12.8 | 22
2 Diversification | 2030 | 3 | -12.7 | 24
2 Diversification | 2030 | 3 | -12.6 | 22
2 Diversification | 2030 | 3 | -12.5 | 19
2 Diversification | 2030 | 3 | -12.4 | 25
2 Diversification | 2030 | 3 | -12.3 | 15
2 Diversification | 2030 | 3 | -12.2 | 25
2 Diversification | 2030 | 3 | -12.1 | 21
2 Diversification | 2030 | 3 | -12 | 26
2 Diversification | 2030 | 3 | -11.9 | 26
2 Diversification | 2030 | 3 | -11.8 | 21
2 Diversification | 2030 | 3 | -11.7 | 19
2 Diversification | 2030 | 3 | -11.6 | 29
2 Diversification | 2030 | 3 | -11.5 | 22
2 Diversification | 2030 | 3 | -11.4 | 28
2 Diversification | 2030 | 3 | -11.3 | 33
2 Diversification | 2030 | 3 | -11.2 | 22
2 Diversification | 2030 | 3 | -11.1 | 19
2 Diversification | 2030 | 3 | -11 | 24
2 Diversification | 2030 | 3 | -10.9 | 30
2 Diversification | 2030 | 3 | -10.8 | 31
2 Diversification | 2030 | 3 | -10.7 | 27
2 Diversification | 2030 | 3 | -10.6 | 24
2 Diversification | 2030 | 3 | -10.5 | 25
2 Diversification | 2030 | 3 | -10.4 | 27
2 Diversification | 2030 | 3 | -10.3 | 27
2 Diversification | 2030 | 3 | -10.2 | 28
2 Diversification | 2030 | 3 | -10.1 | 16
2 Diversification | 2030 | 3 | -10 | 42
2 Diversification | 2030 | 3 | -9.9 | 26
2 Diversification | 2030 | 3 | -9.8 | 34
2 Diversification | 2030 | 3 | -9.7 | 25
2 Diversification | 2030 | 3 | -9.6 | 21
2 Diversification | 2030 | 3 | -9.5 | 22
2 Diversification | 2030 | 3 | -9.4 | 28
2 Diversification | 2030 | 3 | -9.3 | 22
2 Diversification | 2030 | 3 | -9.2 | 25
2 Diversification | 2030 | 3 | -9.1 | 32
2 Diversification | 2030 | 3 | -9 | 29
2 Diversification | 2030 | 3 | -8.9 | 27
2 Diversification | 2030 | 3 | -8.8 | 19
2 Diversification | 2030 | 3 | -8.7 | 21
2 Diversification | 2030 | 3 | -8.6 | 18
2 Diversification | 2030 | 3 | -8.5 | 27
2 Diversification | 2030 | 3 | -8.4 | 19
2 Diversification | 2030 | 3 | -8.3 | 29
2 Diversification | 2030 | 3 | -8.2 | 21
2 Diversification | 2030 | 3 | -8.1 | 31
2 Diversification | 2030 | 3 | -8 | 21
2 Diversification | 2030 | 3 | -7.9 | 42
2 Diversification | 2030 | 3 | -7.8 | 17
2 Diversification | 2030 | 3 | -7.7 | 36
2 Diversification | 2030 | 3 | -7.6 | 27
2 Diversification | 2030 | 3 | -7.5 | 19
2 Diversification | 2030 | 3 | -7.4 | 35
2 Diversification | 2030 | 3 | -7.3 | 18
2 Diversification | 2030 | 3 | -7.2 | 23
2 Diversification | 2030 | 3 | -7.1 | 30
2 Diversification | 2030 | 3 | -7 | 24
2 Diversification | 2030 | 3 | -6.9 | 30
2 Diversification | 2030 | 3 | -6.8 | 29
2 Diversification | 2030 | 3 | -6.7 | 24
2 Diversification | 2030 | 3 | -6.6 | 26
2 Diversification | 2030 | 3 | -6.5 | 20
2 Diversification | 2030 | 3 | -6.4 | 30
2 Diversification | 2030 | 3 | -6.3 | 28
2 Diversification | 2030 | 3 | -6.2 | 29
2 Diversification | 2030 | 3 | -6.1 | 24
2 Diversification | 2030 | 3 | -6 | 26
2 Diversification | 2030 | 3 | -5.9 | 25
2 Diversification | 2030 | 3 | -5.8 | 22
2 Diversification | 2030 | 3 | -5.7 | 26
2 Diversification | 2030 | 3 | -5.6 | 21
2 Diversification | 2030 | 3 | -5.5 | 30
2 Diversification | 2030 | 3 | -5.4 | 24
2 Diversification | 2030 | 3 | -5.3 | 26
2 Diversification | 2030 | 3 | -5.2 | 20
2 Diversification | 2030 | 3 | -5.1 | 27
2 Diversification | 2030 | 3 | -5 | 29
2 Diversification | 2030 | 3 | -4.9 | 24
2 Diversification | 2030 | 3 | -4.8 | 19
2 Diversification | 2030 | 3 | -4.7 | 24
2 Diversification | 2030 | 3 | -4.6 | 25
2 Diversification | 2030 | 3 | -4.5 | 17
2 Diversification | 2030 | 3 | -4.4 | 17
2 Diversification | 2030 | 3 | -4.3 | 20
2 Diversification | 2030 | 3 | -4.2 | 27
2 Diversification | 2030 | 3 | -4.1 | 20
2 Diversification | 2030 | 3 | -4 | 24
2 Diversification | 2030 | 3 | -3.9 | 13
2 Diversification | 2030 | 3 | -3.8 | 17
2 Diversification | 2030 | 3 | -3.7 | 22
2 Diversification | 2030 | 3 | -3.6 | 21
2 Diversification | 2030 | 3 | -3.5 | 16
2 Diversification | 2030 | 3 | -3.4 | 16
2 Diversification | 2030 | 3 | -3.3 | 13
2 Diversification | 2030 | 3 | -3.2 | 16
2 Diversification | 2030 | 3 | -3.1 | 17
2 Diversification | 2030 | 3 | -3 | 13
2 Diversification | 2030 | 3 | -2.9 | 15
2 Diversification | 2030 | 3 | -2.8 | 20
2 Diversification | 2030 | 3 | -2.7 | 15
2 Diversification | 2030 | 3 | -2.6 | 15
2 Diversification | 2030 | 3 | -2.5 | 15
2 Diversification | 2030 | 3 | -2.4 | 12
2 Diversification | 2030 | 3 | -2.3 | 18
2 Diversification | 2030 | 3 | -2.2 | 12
2 Diversification | 2030 | 3 | -2.1 | 17
2 Diversification | 2030 | 3 | -2 | 19
2 Diversification | 2030 | 3 | -1.9 | 13
2 Diversification | 2030 | 3 | -1.8 | 16
2 Diversification | 2030 | 3 | -1.7 | 12
2 Diversification | 2030 | 3 | -1.6 | 12
2 Diversification | 2030 | 3 | -1.5 | 11
2 Diversification | 2030 | 3 | -1.4 | 8
2 Diversification | 2030 | 3 | -1.3 | 10
2 Diversification | 2030 | 3 | -1.2 | 12
2 Diversification | 2030 | 3 | -1.1 | 24
2 Diversification | 2030 | 3 | -1 | 10
2 Diversification | 2030 | 3 | -0.9 | 16
2 Diversification | 2030 | 3 | -0.8 | 17
2 Diversification | 2030 | 3 | -0.7 | 4
2 Diversification | 2030 | 3 | -0.6 | 15
2 Diversification | 2030 | 3 | -0.5 | 12
2 Diversification | 2030 | 3 | -0.4 | 10
2 Diversification | 2030 | 3 | -0.3 | 12
2 Diversification | 2030 | 3 | -0.2 | 8
2 Diversification | 2030 | 3 | -0.1 | 9
2 Diversification | 2030 | 3 | 0 | 180
2 Diversification | 2030 | 3 | 0.1 | 12
2 Diversification | 2030 | 3 | 0.2 | 6
2 Diversification | 2030 | 3 | 0.3 | 4
2 Diversification | 2030 | 3 | 0.4 | 9
2 Diversification | 2030 | 3 | 0.5 | 11
2 Diversification | 2030 | 3 | 0.6 | 9
2 Diversification | 2030 | 3 | 0.7 | 12
2 Diversification | 2030 | 3 | 0.8 | 11
2 Diversification | 2030 | 3 | 0.9 | 12
2 Diversification | 2030 | 3 | 1 | 13
2 Diversification | 2030 | 3 | 1.1 | 16
2 Diversification | 2030 | 3 | 1.2 | 18
2 Diversification | 2030 | 3 | 1.3 | 8
2 Diversification | 2030 | 3 | 1.4 | 11
2 Diversification | 2030 | 3 | 1.5 | 13
2 Diversification | 2030 | 3 | 1.6 | 13
2 Diversification | 2030 | 3 | 1.7 | 8
2 Diversification | 2030 | 3 | 1.8 | 12
2 Diversification | 2030 | 3 | 1.9 | 14
2 Diversification | 2030 | 3 | 2 | 13
2 Diversification | 2030 | 3 | 2.1 | 13
2 Diversification | 2030 | 3 | 2.2 | 16
2 Diversification | 2030 | 3 | 2.3 | 11
2 Diversification | 2030 | 3 | 2.4 | 18
2 Diversification | 2030 | 3 | 2.5 | 17
2 Diversification | 2030 | 3 | 2.6 | 19
2 Diversification | 2030 | 3 | 2.7 | 14
2 Diversification | 2030 | 3 | 2.8 | 16
2 Diversification | 2030 | 3 | 2.9 | 10
2 Diversification | 2030 | 3 | 3 | 15
2 Diversification | 2030 | 3 | 3.1 | 25
2 Diversification | 2030 | 3 | 3.2 | 10
2 Diversification | 2030 | 3 | 3.3 | 20
2 Diversification | 2030 | 3 | 3.4 | 18
2 Diversification | 2030 | 3 | 3.5 | 15
2 Diversification | 2030 | 3 | 3.6 | 16
2 Diversification | 2030 | 3 | 3.7 | 16
2 Diversification | 2030 | 3 | 3.8 | 22
2 Diversification | 2030 | 3 | 3.9 | 25
2 Diversification | 2030 | 3 | 4 | 13
2 Diversification | 2030 | 3 | 4.1 | 21
2 Diversification | 2030 | 3 | 4.2 | 21
2 Diversification | 2030 | 3 | 4.3 | 16
2 Diversification | 2030 | 3 | 4.4 | 15
2 Diversification | 2030 | 3 | 4.5 | 19
2 Diversification | 2030 | 3 | 4.6 | 25
2 Diversification | 2030 | 3 | 4.7 | 18
2 Diversification | 2030 | 3 | 4.8 | 22
2 Diversification | 2030 | 3 | 4.9 | 20
2 Diversification | 2030 | 3 | 5 | 23
2 Diversification | 2030 | 3 | 5.1 | 31
2 Diversification | 2030 | 3 | 5.2 | 25
2 Diversification | 2030 | 3 | 5.3 | 19
2 Diversification | 2030 | 3 | 5.4 | 25
2 Diversification | 2030 | 3 | 5.5 | 20
2 Diversification | 2030 | 3 | 5.6 | 24
2 Diversification | 2030 | 3 | 5.7 | 19
2 Diversification | 2030 | 3 | 5.8 | 19
2 Diversification | 2030 | 3 | 5.9 | 13
2 Diversification | 2030 | 3 | 6 | 25
2 Diversification | 2030 | 3 | 6.1 | 33
2 Diversification | 2030 | 3 | 6.2 | 17
2 Diversification | 2030 | 3 | 6.3 | 14
2 Diversification | 2030 | 3 | 6.4 | 18
2 Diversification | 2030 | 3 | 6.5 | 28
2 Diversification | 2030 | 3 | 6.6 | 20
2 Diversification | 2030 | 3 | 6.7 | 19
2 Diversification | 2030 | 3 | 6.8 | 17
2 Diversification | 2030 | 3 | 6.9 | 21
2 Diversification | 2030 | 3 | 7 | 15
2 Diversification | 2030 | 3 | 7.1 | 20
2 Diversification | 2030 | 3 | 7.2 | 25
2 Diversification | 2030 | 3 | 7.3 | 20
2 Diversification | 2030 | 3 | 7.4 | 16
2 Diversification | 2030 | 3 | 7.5 | 30
2 Diversification | 2030 | 3 | 7.6 | 31
2 Diversification | 2030 | 3 | 7.7 | 24
2 Diversification | 2030 | 3 | 7.8 | 22
2 Diversification | 2030 | 3 | 7.9 | 24
2 Diversification | 2030 | 3 | 8 | 26
2 Diversification | 2030 | 3 | 8.1 | 25
2 Diversification | 2030 | 3 | 8.2 | 21
2 Diversification | 2030 | 3 | 8.3 | 26
2 Diversification | 2030 | 3 | 8.4 | 25
2 Diversification | 2030 | 3 | 8.5 | 21
2 Diversification | 2030 | 3 | 8.6 | 22
2 Diversification | 2030 | 3 | 8.7 | 26
2 Diversification | 2030 | 3 | 8.8 | 27
2 Diversification | 2030 | 3 | 8.9 | 23
2 Diversification | 2030 | 3 | 9 | 26
2 Diversification | 2030 | 3 | 9.1 | 33
2 Diversification | 2030 | 3 | 9.2 | 24
2 Diversification | 2030 | 3 | 9.3 | 26
2 Diversification | 2030 | 3 | 9.4 | 19
2 Diversification | 2030 | 3 | 9.5 | 28
2 Diversification | 2030 | 3 | 9.6 | 26
2 Diversification | 2030 | 3 | 9.7 | 21
2 Diversification | 2030 | 3 | 9.8 | 25
2 Diversification | 2030 | 3 | 9.9 | 23
2 Diversification | 2030 | 3 | 10 | 25
2 Diversification | 2030 | 3 | 10.1 | 31
2 Diversification | 2030 | 3 | 10.2 | 36
2 Diversification | 2030 | 3 | 10.3 | 17
2 Diversification | 2030 | 3 | 10.4 | 32
2 Diversification | 2030 | 3 | 10.5 | 22
2 Diversification | 2030 | 3 | 10.6 | 29
2 Diversification | 2030 | 3 | 10.7 | 24
2 Diversification | 2030 | 3 | 10.8 | 31
2 Diversification | 2030 | 3 | 10.9 | 20
2 Diversification | 2030 | 3 | 11 | 23
2 Diversification | 2030 | 3 | 11.1 | 22
2 Diversification | 2030 | 3 | 11.2 | 26
2 Diversification | 2030 | 3 | 11.3 | 29
2 Diversification | 2030 | 3 | 11.4 | 26
2 Diversification | 2030 | 3 | 11.5 | 27
2 Diversification | 2030 | 3 | 11.6 | 31
2 Diversification | 2030 | 3 | 11.7 | 24
2 Diversification | 2030 | 3 | 11.8 | 26
2 Diversification | 2030 | 3 | 11.9 | 19
2 Diversification | 2030 | 3 | 12 | 33
2 Diversification | 2030 | 3 | 12.1 | 24
2 Diversification | 2030 | 3 | 12.2 | 25
2 Diversification | 2030 | 3 | 12.3 | 28
2 Diversification | 2030 | 3 | 12.4 | 21
2 Diversification | 2030 | 3 | 12.5 | 21
2 Diversification | 2030 | 3 | 12.6 | 26
2 Diversification | 2030 | 3 | 12.7 | 28
2 Diversification | 2030 | 3 | 12.8 | 21
2 Diversification | 2030 | 3 | 12.9 | 25
2 Diversification | 2030 | 3 | 13 | 18
2 Diversification | 2030 | 3 | 13.1 | 25
2 Diversification | 2030 | 3 | 13.2 | 22
2 Diversification | 2030 | 3 | 13.3 | 27
2 Diversification | 2030 | 3 | 13.4 | 22
2 Diversification | 2030 | 3 | 13.5 | 28
2 Diversification | 2030 | 3 | 13.6 | 18
2 Diversification | 2030 | 3 | 13.7 | 24
2 Diversification | 2030 | 3 | 13.8 | 22
2 Diversification | 2030 | 3 | 13.9 | 23
2 Diversification | 2030 | 3 | 14 | 25
2 Diversification | 2030 | 3 | 14.1 | 20
2 Diversification | 2030 | 3 | 14.2 | 20
2 Diversification | 2030 | 3 | 14.3 | 26
2 Diversification | 2030 | 3 | 14.4 | 25
2 Diversification | 2030 | 3 | 14.5 | 26
2 Diversification | 2030 | 3 | 14.6 | 20
2 Diversification | 2030 | 3 | 14.7 | 16
2 Diversification | 2030 | 3 | 14.8 | 26
2 Diversification | 2030 | 3 | 14.9 | 24
2 Diversification | 2030 | 3 | 15 | 18
2 Diversification | 2030 | 3 | 15.1 | 16
2 Diversification | 2030 | 3 | 15.2 | 17
2 Diversification | 2030 | 3 | 15.3 | 21
2 Diversification | 2030 | 3 | 15.4 | 22
2 Diversification | 2030 | 3 | 15.5 | 12
2 Diversification | 2030 | 3 | 15.6 | 37
2 Diversification | 2030 | 3 | 15.7 | 25
2 Diversification | 2030 | 3 | 15.8 | 22
2 Diversification | 2030 | 3 | 15.9 | 16
2 Diversification | 2030 | 3 | 16 | 13
2 Diversification | 2030 | 3 | 16.1 | 17
2 Diversification | 2030 | 3 | 16.2 | 25
2 Diversification | 2030 | 3 | 16.3 | 12
2 Diversification | 2030 | 3 | 16.4 | 20
2 Diversification | 2030 | 3 | 16.5 | 16
2 Diversification | 2030 | 3 | 16.6 | 26
2 Diversification | 2030 | 3 | 16.7 | 21
2 Diversification | 2030 | 3 | 16.8 | 18
2 Diversification | 2030 | 3 | 16.9 | 22
2 Diversification | 2030 | 3 | 17 | 13
2 Diversification | 2030 | 3 | 17.1 | 18
2 Diversification | 2030 | 3 | 17.2 | 21
2 Diversification | 2030 | 3 | 17.3 | 26
2 Diversification | 2030 | 3 | 17.4 | 23
2 Diversification | 2030 | 3 | 17.5 | 17
2 Diversification | 2030 | 3 | 17.6 | 22
2 Diversification | 2030 | 3 | 17.7 | 16
2 Diversification | 2030 | 3 | 17.8 | 20
2 Diversification | 2030 | 3 | 17.9 | 13
2 Diversification | 2030 | 3 | 18 | 16
2 Diversification | 2030 | 3 | 18.1 | 23
2 Diversification | 2030 | 3 | 18.2 | 22
2 Diversification | 2030 | 3 | 18.3 | 18
2 Diversification | 2030 | 3 | 18.4 | 21
2 Diversification | 2030 | 3 | 18.5 | 17
2 Diversification | 2030 | 3 | 18.6 | 18
2 Diversification | 2030 | 3 | 18.7 | 13
2 Diversification | 2030 | 3 | 18.8 | 19
2 Diversification | 2030 | 3 | 18.9 | 16
2 Diversification | 2030 | 3 | 19 | 14
2 Diversification | 2030 | 3 | 19.1 | 15
2 Diversification | 2030 | 3 | 19.2 | 15
2 Diversification | 2030 | 3 | 19.3 | 10
2 Diversification | 2030 | 3 | 19.4 | 11
2 Diversification | 2030 | 3 | 19.5 | 14
2 Diversification | 2030 | 3 | 19.6 | 13
2 Diversification | 2030 | 3 | 19.7 | 17
2 Diversification | 2030 | 3 | 19.8 | 14
2 Diversification | 2030 | 3 | 19.9 | 18
2 Diversification | 2030 | 3 | 20 | 14
2 Diversification | 2030 | 3 | 20.1 | 15
2 Diversification | 2030 | 3 | 20.2 | 11
2 Diversification | 2030 | 3 | 20.3 | 13
2 Diversification | 2030 | 3 | 20.4 | 14
2 Diversification | 2030 | 3 | 20.5 | 16
2 Diversification | 2030 | 3 | 20.6 | 19
2 Diversification | 2030 | 3 | 20.7 | 20
2 Diversification | 2030 | 3 | 20.8 | 11
2 Diversification | 2030 | 3 | 20.9 | 14
2 Diversification | 2030 | 3 | 21 | 7
2 Diversification | 2030 | 3 | 21.1 | 19
2 Diversification | 2030 | 3 | 21.2 | 17
2 Diversification | 2030 | 3 | 21.3 | 12
2 Diversification | 2030 | 3 | 21.4 | 12
2 Diversification | 2030 | 3 | 21.5 | 11
2 Diversification | 2030 | 3 | 21.6 | 10
2 Diversification | 2030 | 3 | 21.7 | 7
2 Diversification | 2030 | 3 | 21.8 | 9
2 Diversification | 2030 | 3 | 21.9 | 13
2 Diversification | 2030 | 3 | 22 | 14
2 Diversification | 2030 | 3 | 22.1 | 12
2 Diversification | 2030 | 3 | 22.2 | 15
2 Diversification | 2030 | 3 | 22.3 | 13
2 Diversification | 2030 | 3 | 22.4 | 14
2 Diversification | 2030 | 3 | 22.5 | 11
2 Diversification | 2030 | 3 | 22.6 | 9
2 Diversification | 2030 | 3 | 22.7 | 18
2 Diversification | 2030 | 3 | 22.8 | 8
2 Diversification | 2030 | 3 | 22.9 | 11
2 Diversification | 2030 | 3 | 23 | 8
2 Diversification | 2030 | 3 | 23.1 | 18
2 Diversification | 2030 | 3 | 23.2 | 6
2 Diversification | 2030 | 3 | 23.3 | 13
2 Diversification | 2030 | 3 | 23.4 | 6
2 Diversification | 2030 | 3 | 23.5 | 8
2 Diversification | 2030 | 3 | 23.6 | 12
2 Diversification | 2030 | 3 | 23.7 | 10
2 Diversification | 2030 | 3 | 23.8 | 12
2 Diversification | 2030 | 3 | 23.9 | 11
2 Diversification | 2030 | 3 | 24 | 7
2 Diversification | 2030 | 3 | 24.1 | 12
2 Diversification | 2030 | 3 | 24.2 | 10
2 Diversification | 2030 | 3 | 24.3 | 11
2 Diversification | 2030 | 3 | 24.4 | 5
2 Diversification | 2030 | 3 | 24.5 | 10
2 Diversification | 2030 | 3 | 24.6 | 10
2 Diversification | 2030 | 3 | 24.7 | 6
2 Diversification | 2030 | 3 | 24.8 | 9
2 Diversification | 2030 | 3 | 24.9 | 7
2 Diversification | 2030 | 3 | 25 | 10
2 Diversification | 2030 | 3 | 25.1 | 10
2 Diversification | 2030 | 3 | 25.2 | 5
2 Diversification | 2030 | 3 | 25.3 | 5
2 Diversification | 2030 | 3 | 25.4 | 7
2 Diversification | 2030 | 3 | 25.5 | 9
2 Diversification | 2030 | 3 | 25.6 | 13
2 Diversification | 2030 | 3 | 25.7 | 7
2 Diversification | 2030 | 3 | 25.8 | 11
2 Diversification | 2030 | 3 | 25.9 | 5
2 Diversification | 2030 | 3 | 26 | 11
2 Diversification | 2030 | 3 | 26.1 | 7
2 Diversification | 2030 | 3 | 26.2 | 12
2 Diversification | 2030 | 3 | 26.3 | 9
2 Diversification | 2030 | 3 | 26.4 | 9
2 Diversification | 2030 | 3 | 26.5 | 12
2 Diversification | 2030 | 3 | 26.6 | 7
2 Diversification | 2030 | 3 | 26.7 | 7
2 Diversification | 2030 | 3 | 26.8 | 7
2 Diversification | 2030 | 3 | 26.9 | 9
2 Diversification | 2030 | 3 | 27 | 6
2 Diversification | 2030 | 3 | 27.1 | 9
2 Diversification | 2030 | 3 | 27.2 | 6
2 Diversification | 2030 | 3 | 27.3 | 6
2 Diversification | 2030 | 3 | 27.4 | 6
2 Diversification | 2030 | 3 | 27.5 | 5
2 Diversification | 2030 | 3 | 27.6 | 6
2 Diversification | 2030 | 3 | 27.7 | 12
2 Diversification | 2030 | 3 | 27.8 | 11
2 Diversification | 2030 | 3 | 27.9 | 9
2 Diversification | 2030 | 3 | 28 | 5
2 Diversification | 2030 | 3 | 28.1 | 3
2 Diversification | 2030 | 3 | 28.2 | 2
2 Diversification | 2030 | 3 | 28.3 | 1
2 Diversification | 2030 | 3 | 28.4 | 5
2 Diversification | 2030 | 3 | 28.5 | 6
2 Diversification | 2030 | 3 | 28.6 | 5
2 Diversification | 2030 | 3 | 28.7 | 7
2 Diversification | 2030 | 3 | 28.8 | 6
2 Diversification | 2030 | 3 | 28.9 | 2
2 Diversification | 2030 | 3 | 29 | 5
2 Diversification | 2030 | 3 | 29.1 | 4
2 Diversification | 2030 | 3 | 29.2 | 8
2 Diversification | 2030 | 3 | 29.3 | 5
2 Diversification | 2030 | 3 | 29.4 | 4
2 Diversification | 2030 | 3 | 29.5 | 5
2 Diversification | 2030 | 3 | 29.6 | 8
2 Diversification | 2030 | 3 | 29.7 | 8
2 Diversification | 2030 | 3 | 29.8 | 1
2 Diversification | 2030 | 3 | 29.9 | 4
2 Diversification | 2030 | 3 | 30 | 10
2 Diversification | 2030 | 3 | 30.1 | 10
2 Diversification | 2030 | 3 | 30.2 | 3
2 Diversification | 2030 | 3 | 30.3 | 3
2 Diversification | 2030 | 3 | 30.4 | 2
2 Diversification | 2030 | 3 | 30.5 | 1
2 Diversification | 2030 | 3 | 30.6 | 3
2 Diversification | 2030 | 3 | 30.7 | 4
2 Diversification | 2030 | 3 | 30.8 | 4
2 Diversification | 2030 | 3 | 30.9 | 7
2 Diversification | 2030 | 3 | 31 | 1
2 Diversification | 2030 | 3 | 31.1 | 4
2 Diversification | 2030 | 3 | 31.2 | 8
2 Diversification | 2030 | 3 | 31.3 | 5
2 Diversification | 2030 | 3 | 31.4 | 4
2 Diversification | 2030 | 3 | 31.5 | 11
2 Diversification | 2030 | 3 | 31.6 | 9
2 Diversification | 2030 | 3 | 31.7 | 10
2 Diversification | 2030 | 3 | 31.8 | 4
2 Diversification | 2030 | 3 | 31.9 | 4
2 Diversification | 2030 | 3 | 32 | 8
2 Diversification | 2030 | 3 | 32.1 | 5
2 Diversification | 2030 | 3 | 32.2 | 5
2 Diversification | 2030 | 3 | 32.3 | 5
2 Diversification | 2030 | 3 | 32.4 | 2
2 Diversification | 2030 | 3 | 32.5 | 3
2 Diversification | 2030 | 3 | 32.6 | 4
2 Diversification | 2030 | 3 | 32.7 | 5
2 Diversification | 2030 | 3 | 32.8 | 4
2 Diversification | 2030 | 3 | 32.9 | 3
2 Diversification | 2030 | 3 | 33 | 6
2 Diversification | 2030 | 3 | 33.1 | 1
2 Diversification | 2030 | 3 | 33.2 | 5
2 Diversification | 2030 | 3 | 33.3 | 6
2 Diversification | 2030 | 3 | 33.4 | 5
2 Diversification | 2030 | 3 | 33.5 | 2
2 Diversification | 2030 | 3 | 33.6 | 1
2 Diversification | 2030 | 3 | 33.7 | 8
2 Diversification | 2030 | 3 | 33.8 | 4
2 Diversification | 2030 | 3 | 33.9 | 4
2 Diversification | 2030 | 3 | 34 | 6
2 Diversification | 2030 | 3 | 34.1 | 6
2 Diversification | 2030 | 3 | 34.2 | 5
2 Diversification | 2030 | 3 | 34.3 | 5
2 Diversification | 2030 | 3 | 34.4 | 2
2 Diversification | 2030 | 3 | 34.5 | 5
2 Diversification | 2030 | 3 | 34.6 | 6
2 Diversification | 2030 | 3 | 34.7 | 3
2 Diversification | 2030 | 3 | 34.8 | 1
2 Diversification | 2030 | 3 | 34.9 | 3
2 Diversification | 2030 | 3 | 35 | 4
2 Diversification | 2030 | 3 | 35.1 | 3
2 Diversification | 2030 | 3 | 35.2 | 1
2 Diversification | 2030 | 3 | 35.3 | 3
2 Diversification | 2030 | 3 | 35.4 | 4
2 Diversification | 2030 | 3 | 35.5 | 3
2 Diversification | 2030 | 3 | 35.6 | 8
2 Diversification | 2030 | 3 | 35.7 | 6
2 Diversification | 2030 | 3 | 35.8 | 1
2 Diversification | 2030 | 3 | 35.9 | 5
2 Diversification | 2030 | 3 | 36 | 4
2 Diversification | 2030 | 3 | 36.1 | 3
2 Diversification | 2030 | 3 | 36.2 | 4
2 Diversification | 2030 | 3 | 36.3 | 5
2 Diversification | 2030 | 3 | 36.4 | 5
2 Diversification | 2030 | 3 | 36.6 | 4
2 Diversification | 2030 | 3 | 36.7 | 7
2 Diversification | 2030 | 3 | 36.8 | 1
2 Diversification | 2030 | 3 | 36.9 | 2
2 Diversification | 2030 | 3 | 37 | 7
2 Diversification | 2030 | 3 | 37.1 | 3
2 Diversification | 2030 | 3 | 37.2 | 2
2 Diversification | 2030 | 3 | 37.3 | 3
2 Diversification | 2030 | 3 | 37.4 | 3
2 Diversification | 2030 | 3 | 37.5 | 2
2 Diversification | 2030 | 3 | 37.6 | 6
2 Diversification | 2030 | 3 | 37.7 | 3
2 Diversification | 2030 | 3 | 37.8 | 3
2 Diversification | 2030 | 3 | 38 | 7
2 Diversification | 2030 | 3 | 38.1 | 2
2 Diversification | 2030 | 3 | 38.2 | 4
2 Diversification | 2030 | 3 | 38.4 | 1
2 Diversification | 2030 | 3 | 38.5 | 1
2 Diversification | 2030 | 3 | 38.6 | 3
2 Diversification | 2030 | 3 | 38.7 | 7
2 Diversification | 2030 | 3 | 38.8 | 2
2 Diversification | 2030 | 3 | 39 | 2
2 Diversification | 2030 | 3 | 39.1 | 2
2 Diversification | 2030 | 3 | 39.2 | 2
2 Diversification | 2030 | 3 | 39.3 | 5
2 Diversification | 2030 | 3 | 39.4 | 4
2 Diversification | 2030 | 3 | 39.5 | 3
2 Diversification | 2030 | 3 | 39.6 | 4
2 Diversification | 2030 | 3 | 39.7 | 4
2 Diversification | 2030 | 3 | 39.8 | 1
2 Diversification | 2030 | 3 | 40 | 3
2 Diversification | 2030 | 3 | 40.1 | 7
2 Diversification | 2030 | 3 | 40.2 | 2
2 Diversification | 2030 | 3 | 40.4 | 2
2 Diversification | 2030 | 3 | 40.5 | 2
2 Diversification | 2030 | 3 | 40.6 | 2
2 Diversification | 2030 | 3 | 40.7 | 2
2 Diversification | 2030 | 3 | 40.9 | 1
2 Diversification | 2030 | 3 | 41 | 2
2 Diversification | 2030 | 3 | 41.1 | 2
2 Diversification | 2030 | 3 | 41.2 | 2
2 Diversification | 2030 | 3 | 41.3 | 1
2 Diversification | 2030 | 3 | 41.4 | 2
2 Diversification | 2030 | 3 | 41.5 | 3
2 Diversification | 2030 | 3 | 41.6 | 2
2 Diversification | 2030 | 3 | 41.7 | 2
2 Diversification | 2030 | 3 | 41.8 | 1
2 Diversification | 2030 | 3 | 41.9 | 2
2 Diversification | 2030 | 3 | 42 | 1
2 Diversification | 2030 | 3 | 42.1 | 2
2 Diversification | 2030 | 3 | 42.2 | 2
2 Diversification | 2030 | 3 | 42.3 | 3
2 Diversification | 2030 | 3 | 42.5 | 3
2 Diversification | 2030 | 3 | 42.6 | 1
2 Diversification | 2030 | 3 | 42.7 | 5
2 Diversification | 2030 | 3 | 42.8 | 1
2 Diversification | 2030 | 3 | 43 | 2
2 Diversification | 2030 | 3 | 43.3 | 5
2 Diversification | 2030 | 3 | 43.4 | 1
2 Diversification | 2030 | 3 | 43.6 | 2
2 Diversification | 2030 | 3 | 43.7 | 1
2 Diversification | 2030 | 3 | 43.8 | 3
2 Diversification | 2030 | 3 | 44 | 2
2 Diversification | 2030 | 3 | 44.1 | 1
2 Diversification | 2030 | 3 | 44.3 | 1
2 Diversification | 2030 | 3 | 44.4 | 2
2 Diversification | 2030 | 3 | 44.5 | 2
2 Diversification | 2030 | 3 | 44.6 | 3
2 Diversification | 2030 | 3 | 44.7 | 2
2 Diversification | 2030 | 3 | 44.8 | 1
2 Diversification | 2030 | 3 | 44.9 | 1
2 Diversification | 2030 | 3 | 45 | 1
2 Diversification | 2030 | 3 | 45.1 | 4
2 Diversification | 2030 | 3 | 45.2 | 4
2 Diversification | 2030 | 3 | 45.3 | 4
2 Diversification | 2030 | 3 | 45.5 | 1
2 Diversification | 2030 | 3 | 45.6 | 2
2 Diversification | 2030 | 3 | 45.7 | 2
2 Diversification | 2030 | 3 | 45.8 | 2
2 Diversification | 2030 | 3 | 46 | 1
2 Diversification | 2030 | 3 | 46.3 | 2
2 Diversification | 2030 | 3 | 46.6 | 2
2 Diversification | 2030 | 3 | 46.7 | 1
2 Diversification | 2030 | 3 | 46.9 | 2
2 Diversification | 2030 | 3 | 47.2 | 1
2 Diversification | 2030 | 3 | 47.3 | 2
2 Diversification | 2030 | 3 | 47.5 | 2
2 Diversification | 2030 | 3 | 47.6 | 2
2 Diversification | 2030 | 3 | 47.8 | 2
2 Diversification | 2030 | 3 | 47.9 | 1
2 Diversification | 2030 | 3 | 48 | 2
2 Diversification | 2030 | 3 | 48.1 | 2
2 Diversification | 2030 | 3 | 48.2 | 2
2 Diversification | 2030 | 3 | 48.8 | 1
2 Diversification | 2030 | 3 | 49 | 4
2 Diversification | 2030 | 3 | 49.2 | 1
2 Diversification | 2030 | 3 | 49.3 | 2
2 Diversification | 2030 | 3 | 49.4 | 1
2 Diversification | 2030 | 3 | 49.5 | 1
2 Diversification | 2030 | 3 | 50 | 2
2 Diversification | 2030 | 3 | 50.2 | 3
2 Diversification | 2030 | 3 | 50.4 | 1
2 Diversification | 2030 | 3 | 50.5 | 3
2 Diversification | 2030 | 3 | 50.9 | 1
2 Diversification | 2030 | 3 | 51 | 1
2 Diversification | 2030 | 3 | 51.4 | 1
2 Diversification | 2030 | 3 | 51.5 | 1
2 Diversification | 2030 | 3 | 51.7 | 1
2 Diversification | 2030 | 3 | 52 | 1
2 Diversification | 2030 | 3 | 52.3 | 2
2 Diversification | 2030 | 3 | 52.4 | 1
2 Diversification | 2030 | 3 | 52.5 | 3
2 Diversification | 2030 | 3 | 52.7 | 1
2 Diversification | 2030 | 3 | 52.8 | 1
2 Diversification | 2030 | 3 | 53 | 2
2 Diversification | 2030 | 3 | 53.1 | 1
2 Diversification | 2030 | 3 | 53.3 | 1
2 Diversification | 2030 | 3 | 53.7 | 3
2 Diversification | 2030 | 3 | 53.8 | 1
2 Diversification | 2030 | 3 | 54.1 | 1
2 Diversification | 2030 | 3 | 54.7 | 3
2 Diversification | 2030 | 3 | 54.8 | 1
2 Diversification | 2030 | 3 | 55.1 | 1
2 Diversification | 2030 | 3 | 55.2 | 1
2 Diversification | 2030 | 3 | 55.5 | 2
2 Diversification | 2030 | 3 | 55.6 | 1
2 Diversification | 2030 | 3 | 55.8 | 1
2 Diversification | 2030 | 3 | 56.1 | 1
2 Diversification | 2030 | 3 | 56.3 | 2
2 Diversification | 2030 | 3 | 56.5 | 1
2 Diversification | 2030 | 3 | 56.8 | 1
2 Diversification | 2030 | 3 | 57.1 | 1
2 Diversification | 2030 | 3 | 57.2 | 1
2 Diversification | 2030 | 3 | 57.3 | 1
2 Diversification | 2030 | 3 | 57.5 | 1
2 Diversification | 2030 | 3 | 57.6 | 2
2 Diversification | 2030 | 3 | 57.9 | 1
2 Diversification | 2030 | 3 | 58.4 | 1
2 Diversification | 2030 | 3 | 58.8 | 1
2 Diversification | 2030 | 3 | 59.8 | 1
2 Diversification | 2030 | 3 | 60.2 | 1
2 Diversification | 2030 | 3 | 60.3 | 1
2 Diversification | 2030 | 3 | 60.4 | 2
2 Diversification | 2030 | 3 | 60.6 | 1
2 Diversification | 2030 | 3 | 60.7 | 1
2 Diversification | 2030 | 3 | 61.2 | 1
2 Diversification | 2030 | 3 | 61.6 | 2
2 Diversification | 2030 | 3 | 62.6 | 1
2 Diversification | 2030 | 3 | 63.5 | 2
2 Diversification | 2030 | 3 | 63.6 | 1
2 Diversification | 2030 | 3 | 63.9 | 1
2 Diversification | 2030 | 3 | 64.3 | 1
2 Diversification | 2030 | 3 | 65 | 1
2 Diversification | 2030 | 3 | 65.4 | 1
2 Diversification | 2030 | 3 | 65.8 | 1
2 Diversification | 2030 | 3 | 67 | 1
2 Diversification | 2030 | 3 | 67.4 | 1
2 Diversification | 2030 | 3 | 69.2 | 1
2 Diversification | 2030 | 3 | 69.9 | 1
2 Diversification | 2030 | 3 | 70.3 | 1
2 Diversification | 2030 | 3 | 71.5 | 1
2 Diversification | 2030 | 3 | 75.6 | 1
2 Diversification | 2030 | 3 | 76 | 1
2 Diversification | 2030 | 3 | 80.1 | 1
2 Diversification | 2030 | 3 | 90.1 | 1
2 Diversification | 2030 | 3 | 220.1 | 1
2 Diversification | 2030 | 4 | -240.2 | 1
2 Diversification | 2030 | 4 | -79.9 | 1
2 Diversification | 2030 | 4 | -74.8 | 1
2 Diversification | 2030 | 4 | -74.6 | 1
2 Diversification | 2030 | 4 | -68.9 | 1
2 Diversification | 2030 | 4 | -68.4 | 1
2 Diversification | 2030 | 4 | -66.6 | 1
2 Diversification | 2030 | 4 | -66.3 | 1
2 Diversification | 2030 | 4 | -63.1 | 1
2 Diversification | 2030 | 4 | -59.9 | 2
2 Diversification | 2030 | 4 | -57.8 | 1
2 Diversification | 2030 | 4 | -57.5 | 1
2 Diversification | 2030 | 4 | -56.2 | 1
2 Diversification | 2030 | 4 | -53.5 | 1
2 Diversification | 2030 | 4 | -52.4 | 1
2 Diversification | 2030 | 4 | -50.2 | 1
2 Diversification | 2030 | 4 | -49.3 | 1
2 Diversification | 2030 | 4 | -49 | 2
2 Diversification | 2030 | 4 | -48.3 | 1
2 Diversification | 2030 | 4 | -47.8 | 1
2 Diversification | 2030 | 4 | -47.7 | 1
2 Diversification | 2030 | 4 | -47.5 | 1
2 Diversification | 2030 | 4 | -47.2 | 1
2 Diversification | 2030 | 4 | -46.4 | 1
2 Diversification | 2030 | 4 | -46 | 1
2 Diversification | 2030 | 4 | -45.7 | 1
2 Diversification | 2030 | 4 | -45.6 | 1
2 Diversification | 2030 | 4 | -44.9 | 1
2 Diversification | 2030 | 4 | -44.6 | 1
2 Diversification | 2030 | 4 | -44.5 | 4
2 Diversification | 2030 | 4 | -44.2 | 1
2 Diversification | 2030 | 4 | -42.8 | 1
2 Diversification | 2030 | 4 | -42.6 | 1
2 Diversification | 2030 | 4 | -42.5 | 1
2 Diversification | 2030 | 4 | -42.3 | 1
2 Diversification | 2030 | 4 | -41.8 | 2
2 Diversification | 2030 | 4 | -41.7 | 1
2 Diversification | 2030 | 4 | -41.4 | 2
2 Diversification | 2030 | 4 | -41.3 | 2
2 Diversification | 2030 | 4 | -41.2 | 1
2 Diversification | 2030 | 4 | -41.1 | 1
2 Diversification | 2030 | 4 | -41 | 3
2 Diversification | 2030 | 4 | -40.7 | 1
2 Diversification | 2030 | 4 | -40.6 | 1
2 Diversification | 2030 | 4 | -40.5 | 1
2 Diversification | 2030 | 4 | -40.4 | 2
2 Diversification | 2030 | 4 | -40.3 | 1
2 Diversification | 2030 | 4 | -40.2 | 1
2 Diversification | 2030 | 4 | -40.1 | 2
2 Diversification | 2030 | 4 | -39.9 | 1
2 Diversification | 2030 | 4 | -39.8 | 2
2 Diversification | 2030 | 4 | -39.5 | 1
2 Diversification | 2030 | 4 | -39.4 | 2
2 Diversification | 2030 | 4 | -38.9 | 2
2 Diversification | 2030 | 4 | -38.8 | 1
2 Diversification | 2030 | 4 | -38.5 | 1
2 Diversification | 2030 | 4 | -38.4 | 1
2 Diversification | 2030 | 4 | -38.2 | 2
2 Diversification | 2030 | 4 | -38 | 2
2 Diversification | 2030 | 4 | -37.8 | 1
2 Diversification | 2030 | 4 | -37.6 | 2
2 Diversification | 2030 | 4 | -37.5 | 1
2 Diversification | 2030 | 4 | -37.4 | 1
2 Diversification | 2030 | 4 | -37.3 | 2
2 Diversification | 2030 | 4 | -37 | 4
2 Diversification | 2030 | 4 | -36.9 | 2
2 Diversification | 2030 | 4 | -36.8 | 2
2 Diversification | 2030 | 4 | -36.6 | 1
2 Diversification | 2030 | 4 | -36.5 | 1
2 Diversification | 2030 | 4 | -36.4 | 1
2 Diversification | 2030 | 4 | -36.3 | 2
2 Diversification | 2030 | 4 | -36.2 | 3
2 Diversification | 2030 | 4 | -36.1 | 3
2 Diversification | 2030 | 4 | -35.9 | 3
2 Diversification | 2030 | 4 | -35.8 | 3
2 Diversification | 2030 | 4 | -35.7 | 3
2 Diversification | 2030 | 4 | -35.6 | 4
2 Diversification | 2030 | 4 | -35.4 | 1
2 Diversification | 2030 | 4 | -35.3 | 1
2 Diversification | 2030 | 4 | -35.1 | 3
2 Diversification | 2030 | 4 | -34.7 | 1
2 Diversification | 2030 | 4 | -34.5 | 1
2 Diversification | 2030 | 4 | -34.4 | 3
2 Diversification | 2030 | 4 | -34.3 | 3
2 Diversification | 2030 | 4 | -34.2 | 2
2 Diversification | 2030 | 4 | -34 | 4
2 Diversification | 2030 | 4 | -33.9 | 2
2 Diversification | 2030 | 4 | -33.8 | 1
2 Diversification | 2030 | 4 | -33.7 | 2
2 Diversification | 2030 | 4 | -33.6 | 2
2 Diversification | 2030 | 4 | -33.5 | 2
2 Diversification | 2030 | 4 | -33.4 | 1
2 Diversification | 2030 | 4 | -33.3 | 6
2 Diversification | 2030 | 4 | -33.2 | 2
2 Diversification | 2030 | 4 | -33 | 3
2 Diversification | 2030 | 4 | -32.9 | 3
2 Diversification | 2030 | 4 | -32.8 | 2
2 Diversification | 2030 | 4 | -32.7 | 1
2 Diversification | 2030 | 4 | -32.6 | 2
2 Diversification | 2030 | 4 | -32.5 | 3
2 Diversification | 2030 | 4 | -32.4 | 2
2 Diversification | 2030 | 4 | -32.3 | 1
2 Diversification | 2030 | 4 | -32.2 | 1
2 Diversification | 2030 | 4 | -32.1 | 3
2 Diversification | 2030 | 4 | -32 | 3
2 Diversification | 2030 | 4 | -31.9 | 2
2 Diversification | 2030 | 4 | -31.8 | 3
2 Diversification | 2030 | 4 | -31.7 | 4
2 Diversification | 2030 | 4 | -31.6 | 3
2 Diversification | 2030 | 4 | -31.5 | 1
2 Diversification | 2030 | 4 | -31.4 | 4
2 Diversification | 2030 | 4 | -31.3 | 1
2 Diversification | 2030 | 4 | -31.2 | 1
2 Diversification | 2030 | 4 | -31.1 | 3
2 Diversification | 2030 | 4 | -31 | 1
2 Diversification | 2030 | 4 | -30.9 | 6
2 Diversification | 2030 | 4 | -30.8 | 1
2 Diversification | 2030 | 4 | -30.7 | 3
2 Diversification | 2030 | 4 | -30.6 | 2
2 Diversification | 2030 | 4 | -30.5 | 9
2 Diversification | 2030 | 4 | -30.4 | 2
2 Diversification | 2030 | 4 | -30.3 | 4
2 Diversification | 2030 | 4 | -30.2 | 4
2 Diversification | 2030 | 4 | -30.1 | 3
2 Diversification | 2030 | 4 | -30 | 5
2 Diversification | 2030 | 4 | -29.9 | 5
2 Diversification | 2030 | 4 | -29.8 | 3
2 Diversification | 2030 | 4 | -29.6 | 5
2 Diversification | 2030 | 4 | -29.5 | 6
2 Diversification | 2030 | 4 | -29.4 | 2
2 Diversification | 2030 | 4 | -29.2 | 2
2 Diversification | 2030 | 4 | -29.1 | 4
2 Diversification | 2030 | 4 | -29 | 9
2 Diversification | 2030 | 4 | -28.9 | 4
2 Diversification | 2030 | 4 | -28.8 | 1
2 Diversification | 2030 | 4 | -28.7 | 7
2 Diversification | 2030 | 4 | -28.6 | 1
2 Diversification | 2030 | 4 | -28.5 | 3
2 Diversification | 2030 | 4 | -28.4 | 1
2 Diversification | 2030 | 4 | -28.3 | 3
2 Diversification | 2030 | 4 | -28.2 | 4
2 Diversification | 2030 | 4 | -28.1 | 5
2 Diversification | 2030 | 4 | -28 | 3
2 Diversification | 2030 | 4 | -27.9 | 3
2 Diversification | 2030 | 4 | -27.8 | 2
2 Diversification | 2030 | 4 | -27.7 | 4
2 Diversification | 2030 | 4 | -27.6 | 4
2 Diversification | 2030 | 4 | -27.5 | 2
2 Diversification | 2030 | 4 | -27.4 | 3
2 Diversification | 2030 | 4 | -27.3 | 6
2 Diversification | 2030 | 4 | -27.2 | 4
2 Diversification | 2030 | 4 | -27.1 | 7
2 Diversification | 2030 | 4 | -27 | 1
2 Diversification | 2030 | 4 | -26.9 | 2
2 Diversification | 2030 | 4 | -26.8 | 1
2 Diversification | 2030 | 4 | -26.7 | 7
2 Diversification | 2030 | 4 | -26.6 | 5
2 Diversification | 2030 | 4 | -26.5 | 2
2 Diversification | 2030 | 4 | -26.4 | 1
2 Diversification | 2030 | 4 | -26.3 | 8
2 Diversification | 2030 | 4 | -26.2 | 7
2 Diversification | 2030 | 4 | -26.1 | 5
2 Diversification | 2030 | 4 | -26 | 6
2 Diversification | 2030 | 4 | -25.9 | 3
2 Diversification | 2030 | 4 | -25.8 | 6
2 Diversification | 2030 | 4 | -25.7 | 4
2 Diversification | 2030 | 4 | -25.6 | 3
2 Diversification | 2030 | 4 | -25.5 | 7
2 Diversification | 2030 | 4 | -25.4 | 6
2 Diversification | 2030 | 4 | -25.3 | 1
2 Diversification | 2030 | 4 | -25.2 | 8
2 Diversification | 2030 | 4 | -25.1 | 7
2 Diversification | 2030 | 4 | -25 | 4
2 Diversification | 2030 | 4 | -24.9 | 4
2 Diversification | 2030 | 4 | -24.8 | 7
2 Diversification | 2030 | 4 | -24.7 | 4
2 Diversification | 2030 | 4 | -24.6 | 4
2 Diversification | 2030 | 4 | -24.5 | 4
2 Diversification | 2030 | 4 | -24.4 | 4
2 Diversification | 2030 | 4 | -24.3 | 8
2 Diversification | 2030 | 4 | -24.2 | 7
2 Diversification | 2030 | 4 | -24.1 | 8
2 Diversification | 2030 | 4 | -24 | 2
2 Diversification | 2030 | 4 | -23.9 | 5
2 Diversification | 2030 | 4 | -23.8 | 7
2 Diversification | 2030 | 4 | -23.7 | 3
2 Diversification | 2030 | 4 | -23.6 | 3
2 Diversification | 2030 | 4 | -23.5 | 4
2 Diversification | 2030 | 4 | -23.4 | 3
2 Diversification | 2030 | 4 | -23.3 | 2
2 Diversification | 2030 | 4 | -23.2 | 9
2 Diversification | 2030 | 4 | -23.1 | 8
2 Diversification | 2030 | 4 | -23 | 9
2 Diversification | 2030 | 4 | -22.9 | 5
2 Diversification | 2030 | 4 | -22.8 | 4
2 Diversification | 2030 | 4 | -22.7 | 4
2 Diversification | 2030 | 4 | -22.6 | 7
2 Diversification | 2030 | 4 | -22.5 | 13
2 Diversification | 2030 | 4 | -22.4 | 5
2 Diversification | 2030 | 4 | -22.3 | 7
2 Diversification | 2030 | 4 | -22.2 | 5
2 Diversification | 2030 | 4 | -22.1 | 6
2 Diversification | 2030 | 4 | -22 | 8
2 Diversification | 2030 | 4 | -21.9 | 7
2 Diversification | 2030 | 4 | -21.8 | 8
2 Diversification | 2030 | 4 | -21.7 | 7
2 Diversification | 2030 | 4 | -21.6 | 11
2 Diversification | 2030 | 4 | -21.5 | 3
2 Diversification | 2030 | 4 | -21.4 | 5
2 Diversification | 2030 | 4 | -21.3 | 6
2 Diversification | 2030 | 4 | -21.2 | 5
2 Diversification | 2030 | 4 | -21.1 | 3
2 Diversification | 2030 | 4 | -21 | 9
2 Diversification | 2030 | 4 | -20.9 | 5
2 Diversification | 2030 | 4 | -20.8 | 13
2 Diversification | 2030 | 4 | -20.7 | 5
2 Diversification | 2030 | 4 | -20.6 | 14
2 Diversification | 2030 | 4 | -20.5 | 8
2 Diversification | 2030 | 4 | -20.4 | 2
2 Diversification | 2030 | 4 | -20.3 | 6
2 Diversification | 2030 | 4 | -20.2 | 11
2 Diversification | 2030 | 4 | -20.1 | 6
2 Diversification | 2030 | 4 | -20 | 10
2 Diversification | 2030 | 4 | -19.9 | 10
2 Diversification | 2030 | 4 | -19.8 | 11
2 Diversification | 2030 | 4 | -19.7 | 7
2 Diversification | 2030 | 4 | -19.6 | 9
2 Diversification | 2030 | 4 | -19.5 | 15
2 Diversification | 2030 | 4 | -19.4 | 5
2 Diversification | 2030 | 4 | -19.3 | 12
2 Diversification | 2030 | 4 | -19.2 | 9
2 Diversification | 2030 | 4 | -19.1 | 11
2 Diversification | 2030 | 4 | -19 | 10
2 Diversification | 2030 | 4 | -18.9 | 4
2 Diversification | 2030 | 4 | -18.8 | 13
2 Diversification | 2030 | 4 | -18.7 | 4
2 Diversification | 2030 | 4 | -18.6 | 11
2 Diversification | 2030 | 4 | -18.5 | 15
2 Diversification | 2030 | 4 | -18.4 | 8
2 Diversification | 2030 | 4 | -18.3 | 6
2 Diversification | 2030 | 4 | -18.2 | 17
2 Diversification | 2030 | 4 | -18.1 | 5
2 Diversification | 2030 | 4 | -18 | 11
2 Diversification | 2030 | 4 | -17.9 | 7
2 Diversification | 2030 | 4 | -17.8 | 9
2 Diversification | 2030 | 4 | -17.7 | 7
2 Diversification | 2030 | 4 | -17.6 | 13
2 Diversification | 2030 | 4 | -17.5 | 8
2 Diversification | 2030 | 4 | -17.4 | 8
2 Diversification | 2030 | 4 | -17.3 | 7
2 Diversification | 2030 | 4 | -17.2 | 10
2 Diversification | 2030 | 4 | -17.1 | 14
2 Diversification | 2030 | 4 | -17 | 15
2 Diversification | 2030 | 4 | -16.9 | 6
2 Diversification | 2030 | 4 | -16.8 | 9
2 Diversification | 2030 | 4 | -16.7 | 14
2 Diversification | 2030 | 4 | -16.6 | 11
2 Diversification | 2030 | 4 | -16.5 | 14
2 Diversification | 2030 | 4 | -16.4 | 11
2 Diversification | 2030 | 4 | -16.3 | 9
2 Diversification | 2030 | 4 | -16.2 | 13
2 Diversification | 2030 | 4 | -16.1 | 6
2 Diversification | 2030 | 4 | -16 | 9
2 Diversification | 2030 | 4 | -15.9 | 16
2 Diversification | 2030 | 4 | -15.8 | 13
2 Diversification | 2030 | 4 | -15.7 | 9
2 Diversification | 2030 | 4 | -15.6 | 7
2 Diversification | 2030 | 4 | -15.5 | 9
2 Diversification | 2030 | 4 | -15.4 | 11
2 Diversification | 2030 | 4 | -15.3 | 10
2 Diversification | 2030 | 4 | -15.2 | 11
2 Diversification | 2030 | 4 | -15.1 | 12
2 Diversification | 2030 | 4 | -15 | 8
2 Diversification | 2030 | 4 | -14.9 | 15
2 Diversification | 2030 | 4 | -14.8 | 9
2 Diversification | 2030 | 4 | -14.7 | 10
2 Diversification | 2030 | 4 | -14.6 | 14
2 Diversification | 2030 | 4 | -14.5 | 14
2 Diversification | 2030 | 4 | -14.4 | 13
2 Diversification | 2030 | 4 | -14.3 | 10
2 Diversification | 2030 | 4 | -14.2 | 15
2 Diversification | 2030 | 4 | -14.1 | 10
2 Diversification | 2030 | 4 | -14 | 5
2 Diversification | 2030 | 4 | -13.9 | 10
2 Diversification | 2030 | 4 | -13.8 | 11
2 Diversification | 2030 | 4 | -13.7 | 9
2 Diversification | 2030 | 4 | -13.6 | 7
2 Diversification | 2030 | 4 | -13.5 | 17
2 Diversification | 2030 | 4 | -13.4 | 18
2 Diversification | 2030 | 4 | -13.3 | 13
2 Diversification | 2030 | 4 | -13.2 | 14
2 Diversification | 2030 | 4 | -13.1 | 15
2 Diversification | 2030 | 4 | -13 | 7
2 Diversification | 2030 | 4 | -12.9 | 12
2 Diversification | 2030 | 4 | -12.8 | 8
2 Diversification | 2030 | 4 | -12.7 | 12
2 Diversification | 2030 | 4 | -12.6 | 11
2 Diversification | 2030 | 4 | -12.5 | 18
2 Diversification | 2030 | 4 | -12.4 | 11
2 Diversification | 2030 | 4 | -12.3 | 17
2 Diversification | 2030 | 4 | -12.2 | 16
2 Diversification | 2030 | 4 | -12.1 | 12
2 Diversification | 2030 | 4 | -12 | 8
2 Diversification | 2030 | 4 | -11.9 | 13
2 Diversification | 2030 | 4 | -11.8 | 16
2 Diversification | 2030 | 4 | -11.7 | 16
2 Diversification | 2030 | 4 | -11.6 | 11
2 Diversification | 2030 | 4 | -11.5 | 15
2 Diversification | 2030 | 4 | -11.4 | 13
2 Diversification | 2030 | 4 | -11.3 | 11
2 Diversification | 2030 | 4 | -11.2 | 10
2 Diversification | 2030 | 4 | -11.1 | 12
2 Diversification | 2030 | 4 | -11 | 11
2 Diversification | 2030 | 4 | -10.9 | 9
2 Diversification | 2030 | 4 | -10.8 | 12
2 Diversification | 2030 | 4 | -10.7 | 15
2 Diversification | 2030 | 4 | -10.6 | 11
2 Diversification | 2030 | 4 | -10.5 | 9
2 Diversification | 2030 | 4 | -10.4 | 16
2 Diversification | 2030 | 4 | -10.3 | 15
2 Diversification | 2030 | 4 | -10.2 | 10
2 Diversification | 2030 | 4 | -10.1 | 8
2 Diversification | 2030 | 4 | -10 | 13
2 Diversification | 2030 | 4 | -9.9 | 7
2 Diversification | 2030 | 4 | -9.8 | 11
2 Diversification | 2030 | 4 | -9.7 | 15
2 Diversification | 2030 | 4 | -9.6 | 9
2 Diversification | 2030 | 4 | -9.5 | 12
2 Diversification | 2030 | 4 | -9.4 | 12
2 Diversification | 2030 | 4 | -9.3 | 10
2 Diversification | 2030 | 4 | -9.2 | 15
2 Diversification | 2030 | 4 | -9.1 | 11
2 Diversification | 2030 | 4 | -9 | 11
2 Diversification | 2030 | 4 | -8.9 | 8
2 Diversification | 2030 | 4 | -8.8 | 14
2 Diversification | 2030 | 4 | -8.7 | 10
2 Diversification | 2030 | 4 | -8.6 | 13
2 Diversification | 2030 | 4 | -8.5 | 12
2 Diversification | 2030 | 4 | -8.4 | 15
2 Diversification | 2030 | 4 | -8.3 | 10
2 Diversification | 2030 | 4 | -8.2 | 15
2 Diversification | 2030 | 4 | -8.1 | 12
2 Diversification | 2030 | 4 | -8 | 9
2 Diversification | 2030 | 4 | -7.9 | 6
2 Diversification | 2030 | 4 | -7.8 | 9
2 Diversification | 2030 | 4 | -7.7 | 11
2 Diversification | 2030 | 4 | -7.6 | 14
2 Diversification | 2030 | 4 | -7.5 | 8
2 Diversification | 2030 | 4 | -7.4 | 12
2 Diversification | 2030 | 4 | -7.3 | 5
2 Diversification | 2030 | 4 | -7.2 | 6
2 Diversification | 2030 | 4 | -7.1 | 4
2 Diversification | 2030 | 4 | -7 | 10
2 Diversification | 2030 | 4 | -6.9 | 8
2 Diversification | 2030 | 4 | -6.8 | 11
2 Diversification | 2030 | 4 | -6.7 | 10
2 Diversification | 2030 | 4 | -6.6 | 4
2 Diversification | 2030 | 4 | -6.5 | 14
2 Diversification | 2030 | 4 | -6.4 | 12
2 Diversification | 2030 | 4 | -6.3 | 6
2 Diversification | 2030 | 4 | -6.2 | 10
2 Diversification | 2030 | 4 | -6.1 | 5
2 Diversification | 2030 | 4 | -6 | 13
2 Diversification | 2030 | 4 | -5.9 | 9
2 Diversification | 2030 | 4 | -5.8 | 8
2 Diversification | 2030 | 4 | -5.7 | 10
2 Diversification | 2030 | 4 | -5.6 | 9
2 Diversification | 2030 | 4 | -5.5 | 6
2 Diversification | 2030 | 4 | -5.4 | 5
2 Diversification | 2030 | 4 | -5.3 | 13
2 Diversification | 2030 | 4 | -5.2 | 7
2 Diversification | 2030 | 4 | -5.1 | 6
2 Diversification | 2030 | 4 | -5 | 10
2 Diversification | 2030 | 4 | -4.9 | 5
2 Diversification | 2030 | 4 | -4.8 | 9
2 Diversification | 2030 | 4 | -4.7 | 8
2 Diversification | 2030 | 4 | -4.6 | 7
2 Diversification | 2030 | 4 | -4.5 | 10
2 Diversification | 2030 | 4 | -4.4 | 3
2 Diversification | 2030 | 4 | -4.3 | 5
2 Diversification | 2030 | 4 | -4.2 | 6
2 Diversification | 2030 | 4 | -4.1 | 12
2 Diversification | 2030 | 4 | -4 | 8
2 Diversification | 2030 | 4 | -3.9 | 6
2 Diversification | 2030 | 4 | -3.8 | 5
2 Diversification | 2030 | 4 | -3.7 | 5
2 Diversification | 2030 | 4 | -3.6 | 5
2 Diversification | 2030 | 4 | -3.5 | 6
2 Diversification | 2030 | 4 | -3.4 | 7
2 Diversification | 2030 | 4 | -3.3 | 9
2 Diversification | 2030 | 4 | -3.2 | 4
2 Diversification | 2030 | 4 | -3.1 | 6
2 Diversification | 2030 | 4 | -3 | 8
2 Diversification | 2030 | 4 | -2.9 | 4
2 Diversification | 2030 | 4 | -2.8 | 3
2 Diversification | 2030 | 4 | -2.7 | 3
2 Diversification | 2030 | 4 | -2.6 | 3
2 Diversification | 2030 | 4 | -2.5 | 4
2 Diversification | 2030 | 4 | -2.4 | 4
2 Diversification | 2030 | 4 | -2.3 | 3
2 Diversification | 2030 | 4 | -2.2 | 5
2 Diversification | 2030 | 4 | -2.1 | 3
2 Diversification | 2030 | 4 | -2 | 2
2 Diversification | 2030 | 4 | -1.9 | 4
2 Diversification | 2030 | 4 | -1.8 | 3
2 Diversification | 2030 | 4 | -1.7 | 4
2 Diversification | 2030 | 4 | -1.6 | 7
2 Diversification | 2030 | 4 | -1.5 | 4
2 Diversification | 2030 | 4 | -1.4 | 1
2 Diversification | 2030 | 4 | -1.2 | 3
2 Diversification | 2030 | 4 | -1.1 | 7
2 Diversification | 2030 | 4 | -1 | 5
2 Diversification | 2030 | 4 | -0.9 | 4
2 Diversification | 2030 | 4 | -0.8 | 4
2 Diversification | 2030 | 4 | -0.7 | 4
2 Diversification | 2030 | 4 | -0.6 | 1
2 Diversification | 2030 | 4 | -0.5 | 1
2 Diversification | 2030 | 4 | -0.4 | 4
2 Diversification | 2030 | 4 | -0.3 | 1
2 Diversification | 2030 | 4 | -0.2 | 2
2 Diversification | 2030 | 4 | -0.1 | 1
2 Diversification | 2030 | 4 | 0 | 19
2 Diversification | 2030 | 4 | 0.2 | 4
2 Diversification | 2030 | 4 | 0.3 | 4
2 Diversification | 2030 | 4 | 0.4 | 5
2 Diversification | 2030 | 4 | 0.5 | 2
2 Diversification | 2030 | 4 | 0.6 | 2
2 Diversification | 2030 | 4 | 0.7 | 1
2 Diversification | 2030 | 4 | 0.8 | 1
2 Diversification | 2030 | 4 | 0.9 | 2
2 Diversification | 2030 | 4 | 1 | 4
2 Diversification | 2030 | 4 | 1.1 | 4
2 Diversification | 2030 | 4 | 1.2 | 5
2 Diversification | 2030 | 4 | 1.3 | 2
2 Diversification | 2030 | 4 | 1.4 | 3
2 Diversification | 2030 | 4 | 1.5 | 4
2 Diversification | 2030 | 4 | 1.6 | 5
2 Diversification | 2030 | 4 | 1.7 | 5
2 Diversification | 2030 | 4 | 1.8 | 5
2 Diversification | 2030 | 4 | 1.9 | 1
2 Diversification | 2030 | 4 | 2 | 4
2 Diversification | 2030 | 4 | 2.1 | 3
2 Diversification | 2030 | 4 | 2.2 | 8
2 Diversification | 2030 | 4 | 2.3 | 6
2 Diversification | 2030 | 4 | 2.4 | 3
2 Diversification | 2030 | 4 | 2.5 | 7
2 Diversification | 2030 | 4 | 2.6 | 3
2 Diversification | 2030 | 4 | 2.7 | 4
2 Diversification | 2030 | 4 | 2.8 | 1
2 Diversification | 2030 | 4 | 2.9 | 4
2 Diversification | 2030 | 4 | 3 | 3
2 Diversification | 2030 | 4 | 3.1 | 6
2 Diversification | 2030 | 4 | 3.2 | 5
2 Diversification | 2030 | 4 | 3.3 | 4
2 Diversification | 2030 | 4 | 3.4 | 7
2 Diversification | 2030 | 4 | 3.5 | 6
2 Diversification | 2030 | 4 | 3.6 | 7
2 Diversification | 2030 | 4 | 3.7 | 5
2 Diversification | 2030 | 4 | 3.8 | 5
2 Diversification | 2030 | 4 | 3.9 | 3
2 Diversification | 2030 | 4 | 4 | 6
2 Diversification | 2030 | 4 | 4.1 | 8
2 Diversification | 2030 | 4 | 4.2 | 4
2 Diversification | 2030 | 4 | 4.3 | 1
2 Diversification | 2030 | 4 | 4.4 | 3
2 Diversification | 2030 | 4 | 4.5 | 5
2 Diversification | 2030 | 4 | 4.6 | 3
2 Diversification | 2030 | 4 | 4.7 | 6
2 Diversification | 2030 | 4 | 4.8 | 8
2 Diversification | 2030 | 4 | 4.9 | 8
2 Diversification | 2030 | 4 | 5 | 11
2 Diversification | 2030 | 4 | 5.1 | 8
2 Diversification | 2030 | 4 | 5.2 | 9
2 Diversification | 2030 | 4 | 5.3 | 6
2 Diversification | 2030 | 4 | 5.4 | 12
2 Diversification | 2030 | 4 | 5.5 | 3
2 Diversification | 2030 | 4 | 5.6 | 6
2 Diversification | 2030 | 4 | 5.7 | 7
2 Diversification | 2030 | 4 | 5.8 | 8
2 Diversification | 2030 | 4 | 5.9 | 7
2 Diversification | 2030 | 4 | 6 | 12
2 Diversification | 2030 | 4 | 6.1 | 11
2 Diversification | 2030 | 4 | 6.2 | 5
2 Diversification | 2030 | 4 | 6.3 | 5
2 Diversification | 2030 | 4 | 6.4 | 6
2 Diversification | 2030 | 4 | 6.5 | 8
2 Diversification | 2030 | 4 | 6.6 | 15
2 Diversification | 2030 | 4 | 6.7 | 8
2 Diversification | 2030 | 4 | 6.8 | 9
2 Diversification | 2030 | 4 | 6.9 | 6
2 Diversification | 2030 | 4 | 7 | 8
2 Diversification | 2030 | 4 | 7.1 | 8
2 Diversification | 2030 | 4 | 7.2 | 5
2 Diversification | 2030 | 4 | 7.3 | 11
2 Diversification | 2030 | 4 | 7.4 | 7
2 Diversification | 2030 | 4 | 7.5 | 12
2 Diversification | 2030 | 4 | 7.6 | 4
2 Diversification | 2030 | 4 | 7.7 | 8
2 Diversification | 2030 | 4 | 7.8 | 11
2 Diversification | 2030 | 4 | 7.9 | 5
2 Diversification | 2030 | 4 | 8 | 10
2 Diversification | 2030 | 4 | 8.1 | 8
2 Diversification | 2030 | 4 | 8.2 | 13
2 Diversification | 2030 | 4 | 8.3 | 7
2 Diversification | 2030 | 4 | 8.4 | 9
2 Diversification | 2030 | 4 | 8.5 | 10
2 Diversification | 2030 | 4 | 8.6 | 11
2 Diversification | 2030 | 4 | 8.7 | 13
2 Diversification | 2030 | 4 | 8.8 | 5
2 Diversification | 2030 | 4 | 8.9 | 9
2 Diversification | 2030 | 4 | 9 | 15
2 Diversification | 2030 | 4 | 9.1 | 12
2 Diversification | 2030 | 4 | 9.2 | 13
2 Diversification | 2030 | 4 | 9.3 | 5
2 Diversification | 2030 | 4 | 9.4 | 6
2 Diversification | 2030 | 4 | 9.5 | 14
2 Diversification | 2030 | 4 | 9.6 | 10
2 Diversification | 2030 | 4 | 9.7 | 10
2 Diversification | 2030 | 4 | 9.8 | 13
2 Diversification | 2030 | 4 | 9.9 | 15
2 Diversification | 2030 | 4 | 10 | 15
2 Diversification | 2030 | 4 | 10.1 | 14
2 Diversification | 2030 | 4 | 10.2 | 8
2 Diversification | 2030 | 4 | 10.3 | 11
2 Diversification | 2030 | 4 | 10.4 | 12
2 Diversification | 2030 | 4 | 10.5 | 13
2 Diversification | 2030 | 4 | 10.6 | 8
2 Diversification | 2030 | 4 | 10.7 | 9
2 Diversification | 2030 | 4 | 10.8 | 12
2 Diversification | 2030 | 4 | 10.9 | 8
2 Diversification | 2030 | 4 | 11 | 11
2 Diversification | 2030 | 4 | 11.1 | 9
2 Diversification | 2030 | 4 | 11.2 | 11
2 Diversification | 2030 | 4 | 11.3 | 10
2 Diversification | 2030 | 4 | 11.4 | 13
2 Diversification | 2030 | 4 | 11.5 | 13
2 Diversification | 2030 | 4 | 11.6 | 13
2 Diversification | 2030 | 4 | 11.7 | 15
2 Diversification | 2030 | 4 | 11.8 | 9
2 Diversification | 2030 | 4 | 11.9 | 14
2 Diversification | 2030 | 4 | 12 | 13
2 Diversification | 2030 | 4 | 12.1 | 8
2 Diversification | 2030 | 4 | 12.2 | 12
2 Diversification | 2030 | 4 | 12.3 | 5
2 Diversification | 2030 | 4 | 12.4 | 5
2 Diversification | 2030 | 4 | 12.5 | 15
2 Diversification | 2030 | 4 | 12.6 | 11
2 Diversification | 2030 | 4 | 12.7 | 8
2 Diversification | 2030 | 4 | 12.8 | 17
2 Diversification | 2030 | 4 | 12.9 | 9
2 Diversification | 2030 | 4 | 13 | 10
2 Diversification | 2030 | 4 | 13.1 | 12
2 Diversification | 2030 | 4 | 13.2 | 10
2 Diversification | 2030 | 4 | 13.3 | 14
2 Diversification | 2030 | 4 | 13.4 | 14
2 Diversification | 2030 | 4 | 13.5 | 8
2 Diversification | 2030 | 4 | 13.6 | 14
2 Diversification | 2030 | 4 | 13.7 | 6
2 Diversification | 2030 | 4 | 13.8 | 7
2 Diversification | 2030 | 4 | 13.9 | 8
2 Diversification | 2030 | 4 | 14 | 9
2 Diversification | 2030 | 4 | 14.1 | 10
2 Diversification | 2030 | 4 | 14.2 | 14
2 Diversification | 2030 | 4 | 14.3 | 13
2 Diversification | 2030 | 4 | 14.4 | 10
2 Diversification | 2030 | 4 | 14.5 | 13
2 Diversification | 2030 | 4 | 14.6 | 12
2 Diversification | 2030 | 4 | 14.7 | 11
2 Diversification | 2030 | 4 | 14.8 | 8
2 Diversification | 2030 | 4 | 14.9 | 15
2 Diversification | 2030 | 4 | 15 | 14
2 Diversification | 2030 | 4 | 15.1 | 12
2 Diversification | 2030 | 4 | 15.2 | 10
2 Diversification | 2030 | 4 | 15.3 | 9
2 Diversification | 2030 | 4 | 15.4 | 7
2 Diversification | 2030 | 4 | 15.5 | 9
2 Diversification | 2030 | 4 | 15.6 | 12
2 Diversification | 2030 | 4 | 15.7 | 16
2 Diversification | 2030 | 4 | 15.8 | 9
2 Diversification | 2030 | 4 | 15.9 | 16
2 Diversification | 2030 | 4 | 16 | 10
2 Diversification | 2030 | 4 | 16.1 | 8
2 Diversification | 2030 | 4 | 16.2 | 9
2 Diversification | 2030 | 4 | 16.3 | 11
2 Diversification | 2030 | 4 | 16.4 | 6
2 Diversification | 2030 | 4 | 16.5 | 8
2 Diversification | 2030 | 4 | 16.6 | 8
2 Diversification | 2030 | 4 | 16.7 | 9
2 Diversification | 2030 | 4 | 16.8 | 12
2 Diversification | 2030 | 4 | 16.9 | 12
2 Diversification | 2030 | 4 | 17 | 8
2 Diversification | 2030 | 4 | 17.1 | 8
2 Diversification | 2030 | 4 | 17.2 | 7
2 Diversification | 2030 | 4 | 17.3 | 10
2 Diversification | 2030 | 4 | 17.4 | 5
2 Diversification | 2030 | 4 | 17.5 | 10
2 Diversification | 2030 | 4 | 17.6 | 8
2 Diversification | 2030 | 4 | 17.7 | 16
2 Diversification | 2030 | 4 | 17.8 | 11
2 Diversification | 2030 | 4 | 17.9 | 9
2 Diversification | 2030 | 4 | 18 | 10
2 Diversification | 2030 | 4 | 18.1 | 4
2 Diversification | 2030 | 4 | 18.2 | 10
2 Diversification | 2030 | 4 | 18.3 | 6
2 Diversification | 2030 | 4 | 18.4 | 5
2 Diversification | 2030 | 4 | 18.5 | 6
2 Diversification | 2030 | 4 | 18.6 | 14
2 Diversification | 2030 | 4 | 18.7 | 5
2 Diversification | 2030 | 4 | 18.8 | 11
2 Diversification | 2030 | 4 | 18.9 | 10
2 Diversification | 2030 | 4 | 19 | 10
2 Diversification | 2030 | 4 | 19.1 | 9
2 Diversification | 2030 | 4 | 19.2 | 10
2 Diversification | 2030 | 4 | 19.3 | 10
2 Diversification | 2030 | 4 | 19.4 | 8
2 Diversification | 2030 | 4 | 19.5 | 10
2 Diversification | 2030 | 4 | 19.6 | 9
2 Diversification | 2030 | 4 | 19.7 | 11
2 Diversification | 2030 | 4 | 19.8 | 8
2 Diversification | 2030 | 4 | 19.9 | 5
2 Diversification | 2030 | 4 | 20 | 16
2 Diversification | 2030 | 4 | 20.1 | 11
2 Diversification | 2030 | 4 | 20.2 | 7
2 Diversification | 2030 | 4 | 20.3 | 8
2 Diversification | 2030 | 4 | 20.4 | 9
2 Diversification | 2030 | 4 | 20.5 | 7
2 Diversification | 2030 | 4 | 20.6 | 6
2 Diversification | 2030 | 4 | 20.7 | 8
2 Diversification | 2030 | 4 | 20.8 | 10
2 Diversification | 2030 | 4 | 20.9 | 4
2 Diversification | 2030 | 4 | 21 | 7
2 Diversification | 2030 | 4 | 21.1 | 5
2 Diversification | 2030 | 4 | 21.2 | 6
2 Diversification | 2030 | 4 | 21.3 | 9
2 Diversification | 2030 | 4 | 21.4 | 7
2 Diversification | 2030 | 4 | 21.5 | 9
2 Diversification | 2030 | 4 | 21.6 | 5
2 Diversification | 2030 | 4 | 21.7 | 10
2 Diversification | 2030 | 4 | 21.8 | 6
2 Diversification | 2030 | 4 | 21.9 | 11
2 Diversification | 2030 | 4 | 22 | 5
2 Diversification | 2030 | 4 | 22.1 | 10
2 Diversification | 2030 | 4 | 22.2 | 7
2 Diversification | 2030 | 4 | 22.3 | 9
2 Diversification | 2030 | 4 | 22.4 | 10
2 Diversification | 2030 | 4 | 22.5 | 5
2 Diversification | 2030 | 4 | 22.6 | 10
2 Diversification | 2030 | 4 | 22.7 | 6
2 Diversification | 2030 | 4 | 22.8 | 4
2 Diversification | 2030 | 4 | 22.9 | 5
2 Diversification | 2030 | 4 | 23 | 12
2 Diversification | 2030 | 4 | 23.1 | 6
2 Diversification | 2030 | 4 | 23.2 | 6
2 Diversification | 2030 | 4 | 23.3 | 7
2 Diversification | 2030 | 4 | 23.4 | 9
2 Diversification | 2030 | 4 | 23.5 | 3
2 Diversification | 2030 | 4 | 23.6 | 6
2 Diversification | 2030 | 4 | 23.7 | 9
2 Diversification | 2030 | 4 | 23.8 | 4
2 Diversification | 2030 | 4 | 23.9 | 9
2 Diversification | 2030 | 4 | 24 | 9
2 Diversification | 2030 | 4 | 24.1 | 4
2 Diversification | 2030 | 4 | 24.2 | 7
2 Diversification | 2030 | 4 | 24.3 | 5
2 Diversification | 2030 | 4 | 24.4 | 7
2 Diversification | 2030 | 4 | 24.5 | 4
2 Diversification | 2030 | 4 | 24.6 | 3
2 Diversification | 2030 | 4 | 24.7 | 5
2 Diversification | 2030 | 4 | 24.8 | 5
2 Diversification | 2030 | 4 | 24.9 | 4
2 Diversification | 2030 | 4 | 25 | 6
2 Diversification | 2030 | 4 | 25.1 | 6
2 Diversification | 2030 | 4 | 25.2 | 11
2 Diversification | 2030 | 4 | 25.3 | 3
2 Diversification | 2030 | 4 | 25.4 | 4
2 Diversification | 2030 | 4 | 25.5 | 7
2 Diversification | 2030 | 4 | 25.6 | 8
2 Diversification | 2030 | 4 | 25.7 | 5
2 Diversification | 2030 | 4 | 25.8 | 9
2 Diversification | 2030 | 4 | 25.9 | 3
2 Diversification | 2030 | 4 | 26 | 5
2 Diversification | 2030 | 4 | 26.1 | 6
2 Diversification | 2030 | 4 | 26.2 | 8
2 Diversification | 2030 | 4 | 26.3 | 6
2 Diversification | 2030 | 4 | 26.4 | 4
2 Diversification | 2030 | 4 | 26.5 | 6
2 Diversification | 2030 | 4 | 26.6 | 4
2 Diversification | 2030 | 4 | 26.7 | 5
2 Diversification | 2030 | 4 | 26.8 | 4
2 Diversification | 2030 | 4 | 26.9 | 4
2 Diversification | 2030 | 4 | 27 | 6
2 Diversification | 2030 | 4 | 27.1 | 6
2 Diversification | 2030 | 4 | 27.2 | 1
2 Diversification | 2030 | 4 | 27.3 | 3
2 Diversification | 2030 | 4 | 27.4 | 11
2 Diversification | 2030 | 4 | 27.5 | 6
2 Diversification | 2030 | 4 | 27.6 | 6
2 Diversification | 2030 | 4 | 27.7 | 3
2 Diversification | 2030 | 4 | 27.8 | 3
2 Diversification | 2030 | 4 | 27.9 | 5
2 Diversification | 2030 | 4 | 28 | 4
2 Diversification | 2030 | 4 | 28.1 | 6
2 Diversification | 2030 | 4 | 28.2 | 2
2 Diversification | 2030 | 4 | 28.3 | 4
2 Diversification | 2030 | 4 | 28.4 | 6
2 Diversification | 2030 | 4 | 28.5 | 6
2 Diversification | 2030 | 4 | 28.6 | 7
2 Diversification | 2030 | 4 | 28.7 | 4
2 Diversification | 2030 | 4 | 28.8 | 7
2 Diversification | 2030 | 4 | 28.9 | 4
2 Diversification | 2030 | 4 | 29 | 4
2 Diversification | 2030 | 4 | 29.1 | 6
2 Diversification | 2030 | 4 | 29.2 | 2
2 Diversification | 2030 | 4 | 29.3 | 2
2 Diversification | 2030 | 4 | 29.4 | 3
2 Diversification | 2030 | 4 | 29.5 | 8
2 Diversification | 2030 | 4 | 29.6 | 3
2 Diversification | 2030 | 4 | 29.7 | 4
2 Diversification | 2030 | 4 | 29.8 | 5
2 Diversification | 2030 | 4 | 29.9 | 5
2 Diversification | 2030 | 4 | 30 | 6
2 Diversification | 2030 | 4 | 30.1 | 2
2 Diversification | 2030 | 4 | 30.2 | 8
2 Diversification | 2030 | 4 | 30.3 | 3
2 Diversification | 2030 | 4 | 30.4 | 6
2 Diversification | 2030 | 4 | 30.5 | 9
2 Diversification | 2030 | 4 | 30.6 | 5
2 Diversification | 2030 | 4 | 30.7 | 1
2 Diversification | 2030 | 4 | 30.8 | 5
2 Diversification | 2030 | 4 | 30.9 | 3
2 Diversification | 2030 | 4 | 31 | 3
2 Diversification | 2030 | 4 | 31.1 | 5
2 Diversification | 2030 | 4 | 31.2 | 5
2 Diversification | 2030 | 4 | 31.3 | 3
2 Diversification | 2030 | 4 | 31.4 | 3
2 Diversification | 2030 | 4 | 31.5 | 3
2 Diversification | 2030 | 4 | 31.6 | 3
2 Diversification | 2030 | 4 | 31.7 | 2
2 Diversification | 2030 | 4 | 31.8 | 3
2 Diversification | 2030 | 4 | 31.9 | 2
2 Diversification | 2030 | 4 | 32 | 1
2 Diversification | 2030 | 4 | 32.1 | 4
2 Diversification | 2030 | 4 | 32.2 | 3
2 Diversification | 2030 | 4 | 32.3 | 7
2 Diversification | 2030 | 4 | 32.4 | 3
2 Diversification | 2030 | 4 | 32.5 | 3
2 Diversification | 2030 | 4 | 32.6 | 1
2 Diversification | 2030 | 4 | 32.7 | 9
2 Diversification | 2030 | 4 | 32.8 | 3
2 Diversification | 2030 | 4 | 32.9 | 2
2 Diversification | 2030 | 4 | 33 | 1
2 Diversification | 2030 | 4 | 33.1 | 4
2 Diversification | 2030 | 4 | 33.2 | 6
2 Diversification | 2030 | 4 | 33.3 | 5
2 Diversification | 2030 | 4 | 33.4 | 1
2 Diversification | 2030 | 4 | 33.5 | 2
2 Diversification | 2030 | 4 | 33.6 | 1
2 Diversification | 2030 | 4 | 33.7 | 1
2 Diversification | 2030 | 4 | 33.8 | 2
2 Diversification | 2030 | 4 | 33.9 | 1
2 Diversification | 2030 | 4 | 34 | 3
2 Diversification | 2030 | 4 | 34.1 | 1
2 Diversification | 2030 | 4 | 34.2 | 3
2 Diversification | 2030 | 4 | 34.3 | 2
2 Diversification | 2030 | 4 | 34.4 | 5
2 Diversification | 2030 | 4 | 34.6 | 4
2 Diversification | 2030 | 4 | 34.7 | 1
2 Diversification | 2030 | 4 | 34.8 | 2
2 Diversification | 2030 | 4 | 34.9 | 2
2 Diversification | 2030 | 4 | 35 | 2
2 Diversification | 2030 | 4 | 35.1 | 1
2 Diversification | 2030 | 4 | 35.2 | 3
2 Diversification | 2030 | 4 | 35.3 | 1
2 Diversification | 2030 | 4 | 35.4 | 2
2 Diversification | 2030 | 4 | 35.5 | 4
2 Diversification | 2030 | 4 | 35.6 | 6
2 Diversification | 2030 | 4 | 35.7 | 1
2 Diversification | 2030 | 4 | 35.8 | 2
2 Diversification | 2030 | 4 | 35.9 | 2
2 Diversification | 2030 | 4 | 36 | 2
2 Diversification | 2030 | 4 | 36.1 | 2
2 Diversification | 2030 | 4 | 36.3 | 3
2 Diversification | 2030 | 4 | 36.4 | 2
2 Diversification | 2030 | 4 | 36.5 | 2
2 Diversification | 2030 | 4 | 36.6 | 1
2 Diversification | 2030 | 4 | 36.7 | 2
2 Diversification | 2030 | 4 | 36.8 | 1
2 Diversification | 2030 | 4 | 36.9 | 1
2 Diversification | 2030 | 4 | 37 | 5
2 Diversification | 2030 | 4 | 37.1 | 1
2 Diversification | 2030 | 4 | 37.2 | 4
2 Diversification | 2030 | 4 | 37.3 | 1
2 Diversification | 2030 | 4 | 37.4 | 1
2 Diversification | 2030 | 4 | 37.5 | 1
2 Diversification | 2030 | 4 | 37.6 | 1
2 Diversification | 2030 | 4 | 37.7 | 1
2 Diversification | 2030 | 4 | 37.9 | 5
2 Diversification | 2030 | 4 | 38 | 1
2 Diversification | 2030 | 4 | 38.1 | 1
2 Diversification | 2030 | 4 | 38.2 | 2
2 Diversification | 2030 | 4 | 38.3 | 1
2 Diversification | 2030 | 4 | 38.4 | 1
2 Diversification | 2030 | 4 | 38.5 | 1
2 Diversification | 2030 | 4 | 38.6 | 1
2 Diversification | 2030 | 4 | 38.7 | 2
2 Diversification | 2030 | 4 | 38.8 | 3
2 Diversification | 2030 | 4 | 39 | 2
2 Diversification | 2030 | 4 | 39.1 | 3
2 Diversification | 2030 | 4 | 39.2 | 2
2 Diversification | 2030 | 4 | 39.3 | 1
2 Diversification | 2030 | 4 | 39.4 | 2
2 Diversification | 2030 | 4 | 39.5 | 4
2 Diversification | 2030 | 4 | 39.6 | 2
2 Diversification | 2030 | 4 | 39.7 | 1
2 Diversification | 2030 | 4 | 39.8 | 1
2 Diversification | 2030 | 4 | 39.9 | 3
2 Diversification | 2030 | 4 | 40 | 2
2 Diversification | 2030 | 4 | 40.1 | 2
2 Diversification | 2030 | 4 | 40.3 | 1
2 Diversification | 2030 | 4 | 40.4 | 1
2 Diversification | 2030 | 4 | 40.6 | 4
2 Diversification | 2030 | 4 | 40.7 | 2
2 Diversification | 2030 | 4 | 40.9 | 1
2 Diversification | 2030 | 4 | 41 | 3
2 Diversification | 2030 | 4 | 41.1 | 2
2 Diversification | 2030 | 4 | 41.2 | 1
2 Diversification | 2030 | 4 | 41.3 | 2
2 Diversification | 2030 | 4 | 41.4 | 1
2 Diversification | 2030 | 4 | 41.5 | 1
2 Diversification | 2030 | 4 | 41.6 | 1
2 Diversification | 2030 | 4 | 41.9 | 2
2 Diversification | 2030 | 4 | 42.1 | 2
2 Diversification | 2030 | 4 | 42.3 | 1
2 Diversification | 2030 | 4 | 42.5 | 1
2 Diversification | 2030 | 4 | 42.7 | 1
2 Diversification | 2030 | 4 | 42.8 | 1
2 Diversification | 2030 | 4 | 42.9 | 1
2 Diversification | 2030 | 4 | 43.1 | 2
2 Diversification | 2030 | 4 | 43.3 | 1
2 Diversification | 2030 | 4 | 43.4 | 3
2 Diversification | 2030 | 4 | 43.5 | 2
2 Diversification | 2030 | 4 | 43.6 | 1
2 Diversification | 2030 | 4 | 43.7 | 1
2 Diversification | 2030 | 4 | 43.8 | 2
2 Diversification | 2030 | 4 | 43.9 | 1
2 Diversification | 2030 | 4 | 44.1 | 2
2 Diversification | 2030 | 4 | 44.3 | 2
2 Diversification | 2030 | 4 | 44.4 | 1
2 Diversification | 2030 | 4 | 44.8 | 1
2 Diversification | 2030 | 4 | 44.9 | 1
2 Diversification | 2030 | 4 | 45.1 | 2
2 Diversification | 2030 | 4 | 45.3 | 1
2 Diversification | 2030 | 4 | 45.5 | 1
2 Diversification | 2030 | 4 | 45.6 | 2
2 Diversification | 2030 | 4 | 45.9 | 1
2 Diversification | 2030 | 4 | 46.1 | 1
2 Diversification | 2030 | 4 | 46.2 | 1
2 Diversification | 2030 | 4 | 46.5 | 2
2 Diversification | 2030 | 4 | 46.6 | 2
2 Diversification | 2030 | 4 | 46.7 | 1
2 Diversification | 2030 | 4 | 46.8 | 1
2 Diversification | 2030 | 4 | 46.9 | 1
2 Diversification | 2030 | 4 | 47.1 | 1
2 Diversification | 2030 | 4 | 47.3 | 1
2 Diversification | 2030 | 4 | 47.4 | 2
2 Diversification | 2030 | 4 | 47.7 | 1
2 Diversification | 2030 | 4 | 47.8 | 1
2 Diversification | 2030 | 4 | 47.9 | 1
2 Diversification | 2030 | 4 | 48 | 2
2 Diversification | 2030 | 4 | 48.2 | 2
2 Diversification | 2030 | 4 | 48.3 | 1
2 Diversification | 2030 | 4 | 48.5 | 1
2 Diversification | 2030 | 4 | 48.6 | 2
2 Diversification | 2030 | 4 | 48.7 | 3
2 Diversification | 2030 | 4 | 48.8 | 1
2 Diversification | 2030 | 4 | 48.9 | 1
2 Diversification | 2030 | 4 | 49 | 1
2 Diversification | 2030 | 4 | 49.8 | 1
2 Diversification | 2030 | 4 | 50.2 | 2
2 Diversification | 2030 | 4 | 50.3 | 1
2 Diversification | 2030 | 4 | 50.4 | 1
2 Diversification | 2030 | 4 | 50.6 | 2
2 Diversification | 2030 | 4 | 50.7 | 1
2 Diversification | 2030 | 4 | 51.3 | 1
2 Diversification | 2030 | 4 | 51.6 | 1
2 Diversification | 2030 | 4 | 51.7 | 1
2 Diversification | 2030 | 4 | 51.8 | 2
2 Diversification | 2030 | 4 | 52.2 | 2
2 Diversification | 2030 | 4 | 52.3 | 1
2 Diversification | 2030 | 4 | 52.4 | 2
2 Diversification | 2030 | 4 | 53.2 | 1
2 Diversification | 2030 | 4 | 53.5 | 1
2 Diversification | 2030 | 4 | 53.7 | 1
2 Diversification | 2030 | 4 | 53.9 | 3
2 Diversification | 2030 | 4 | 54.2 | 1
2 Diversification | 2030 | 4 | 56.4 | 1
2 Diversification | 2030 | 4 | 56.5 | 1
2 Diversification | 2030 | 4 | 56.6 | 1
2 Diversification | 2030 | 4 | 56.7 | 1
2 Diversification | 2030 | 4 | 56.9 | 2
2 Diversification | 2030 | 4 | 57 | 1
2 Diversification | 2030 | 4 | 58.1 | 1
2 Diversification | 2030 | 4 | 59.8 | 1
2 Diversification | 2030 | 4 | 60.3 | 1
2 Diversification | 2030 | 4 | 61.5 | 1
2 Diversification | 2030 | 4 | 62.6 | 1
2 Diversification | 2030 | 4 | 63.4 | 1
2 Diversification | 2030 | 4 | 63.8 | 1
2 Diversification | 2030 | 4 | 64.2 | 1
2 Diversification | 2030 | 4 | 64.4 | 1
2 Diversification | 2030 | 4 | 68.8 | 1
2 Diversification | 2030 | 4 | 69.2 | 1
2 Diversification | 2030 | 4 | 73.1 | 1
2 Diversification | 2030 | 4 | 75 | 1
2 Diversification | 2030 | 4 | 79.5 | 1
2 Diversification | 2030 | 4 | 84.1 | 1
2 Diversification | 2030 | 4 | 88.2 | 1
2 Diversification | 2030 | 4 | 97.9 | 1
2 Diversification | 2030 | 4 | 99.9 | 1
2 Diversification | 2030 | 4 | 109.1 | 1
2 Diversification | 2030 | 5 | -62.1 | 1
2 Diversification | 2030 | 5 | -61.5 | 1
2 Diversification | 2030 | 5 | -61.2 | 1
2 Diversification | 2030 | 5 | -61.1 | 1
2 Diversification | 2030 | 5 | -55.7 | 1
2 Diversification | 2030 | 5 | -54.4 | 1
2 Diversification | 2030 | 5 | -53.7 | 1
2 Diversification | 2030 | 5 | -53.6 | 1
2 Diversification | 2030 | 5 | -53.5 | 1
2 Diversification | 2030 | 5 | -53.1 | 1
2 Diversification | 2030 | 5 | -52.9 | 2
2 Diversification | 2030 | 5 | -52.3 | 1
2 Diversification | 2030 | 5 | -51.9 | 1
2 Diversification | 2030 | 5 | -51 | 1
2 Diversification | 2030 | 5 | -50.5 | 1
2 Diversification | 2030 | 5 | -49.9 | 1
2 Diversification | 2030 | 5 | -49.5 | 1
2 Diversification | 2030 | 5 | -48.2 | 1
2 Diversification | 2030 | 5 | -48 | 1
2 Diversification | 2030 | 5 | -47.4 | 1
2 Diversification | 2030 | 5 | -47.1 | 1
2 Diversification | 2030 | 5 | -46.3 | 1
2 Diversification | 2030 | 5 | -46 | 1
2 Diversification | 2030 | 5 | -45.9 | 1
2 Diversification | 2030 | 5 | -45.5 | 1
2 Diversification | 2030 | 5 | -45.1 | 1
2 Diversification | 2030 | 5 | -44.5 | 1
2 Diversification | 2030 | 5 | -44.2 | 1
2 Diversification | 2030 | 5 | -44 | 1
2 Diversification | 2030 | 5 | -43.7 | 1
2 Diversification | 2030 | 5 | -43.6 | 1
2 Diversification | 2030 | 5 | -43.3 | 2
2 Diversification | 2030 | 5 | -43.1 | 1
2 Diversification | 2030 | 5 | -42.8 | 1
2 Diversification | 2030 | 5 | -42.5 | 1
2 Diversification | 2030 | 5 | -42.3 | 1
2 Diversification | 2030 | 5 | -41.9 | 1
2 Diversification | 2030 | 5 | -41.8 | 1
2 Diversification | 2030 | 5 | -41.7 | 1
2 Diversification | 2030 | 5 | -41.6 | 1
2 Diversification | 2030 | 5 | -41.3 | 1
2 Diversification | 2030 | 5 | -40.8 | 2
2 Diversification | 2030 | 5 | -40.7 | 2
2 Diversification | 2030 | 5 | -40.5 | 1
2 Diversification | 2030 | 5 | -40.3 | 1
2 Diversification | 2030 | 5 | -40 | 1
2 Diversification | 2030 | 5 | -39.9 | 1
2 Diversification | 2030 | 5 | -39.7 | 1
2 Diversification | 2030 | 5 | -39.6 | 1
2 Diversification | 2030 | 5 | -39.4 | 1
2 Diversification | 2030 | 5 | -39.2 | 1
2 Diversification | 2030 | 5 | -38.9 | 3
2 Diversification | 2030 | 5 | -38.8 | 1
2 Diversification | 2030 | 5 | -38.7 | 1
2 Diversification | 2030 | 5 | -38.4 | 1
2 Diversification | 2030 | 5 | -38.3 | 1
2 Diversification | 2030 | 5 | -38.2 | 1
2 Diversification | 2030 | 5 | -38 | 1
2 Diversification | 2030 | 5 | -37.9 | 1
2 Diversification | 2030 | 5 | -37.7 | 2
2 Diversification | 2030 | 5 | -37.6 | 2
2 Diversification | 2030 | 5 | -37.5 | 2
2 Diversification | 2030 | 5 | -37.2 | 1
2 Diversification | 2030 | 5 | -36.9 | 1
2 Diversification | 2030 | 5 | -36.8 | 3
2 Diversification | 2030 | 5 | -36.6 | 1
2 Diversification | 2030 | 5 | -36.5 | 1
2 Diversification | 2030 | 5 | -36.4 | 1
2 Diversification | 2030 | 5 | -36.2 | 3
2 Diversification | 2030 | 5 | -36.1 | 1
2 Diversification | 2030 | 5 | -36 | 1
2 Diversification | 2030 | 5 | -35.9 | 1
2 Diversification | 2030 | 5 | -35.8 | 4
2 Diversification | 2030 | 5 | -35.7 | 2
2 Diversification | 2030 | 5 | -35.6 | 3
2 Diversification | 2030 | 5 | -35.4 | 1
2 Diversification | 2030 | 5 | -35.3 | 1
2 Diversification | 2030 | 5 | -34.9 | 2
2 Diversification | 2030 | 5 | -34.7 | 2
2 Diversification | 2030 | 5 | -34.6 | 1
2 Diversification | 2030 | 5 | -34.5 | 1
2 Diversification | 2030 | 5 | -34.3 | 2
2 Diversification | 2030 | 5 | -34.2 | 1
2 Diversification | 2030 | 5 | -34.1 | 3
2 Diversification | 2030 | 5 | -34 | 1
2 Diversification | 2030 | 5 | -33.9 | 2
2 Diversification | 2030 | 5 | -33.8 | 2
2 Diversification | 2030 | 5 | -33.6 | 3
2 Diversification | 2030 | 5 | -33.5 | 2
2 Diversification | 2030 | 5 | -33.2 | 1
2 Diversification | 2030 | 5 | -33.1 | 4
2 Diversification | 2030 | 5 | -33 | 2
2 Diversification | 2030 | 5 | -32.9 | 1
2 Diversification | 2030 | 5 | -32.8 | 1
2 Diversification | 2030 | 5 | -32.5 | 2
2 Diversification | 2030 | 5 | -32.3 | 2
2 Diversification | 2030 | 5 | -32.2 | 1
2 Diversification | 2030 | 5 | -32.1 | 2
2 Diversification | 2030 | 5 | -32 | 1
2 Diversification | 2030 | 5 | -31.9 | 2
2 Diversification | 2030 | 5 | -31.8 | 1
2 Diversification | 2030 | 5 | -31.7 | 2
2 Diversification | 2030 | 5 | -31.5 | 1
2 Diversification | 2030 | 5 | -31.3 | 2
2 Diversification | 2030 | 5 | -31.2 | 1
2 Diversification | 2030 | 5 | -31 | 1
2 Diversification | 2030 | 5 | -30.9 | 1
2 Diversification | 2030 | 5 | -30.8 | 3
2 Diversification | 2030 | 5 | -30.6 | 1
2 Diversification | 2030 | 5 | -30.5 | 3
2 Diversification | 2030 | 5 | -30.4 | 3
2 Diversification | 2030 | 5 | -30.3 | 3
2 Diversification | 2030 | 5 | -30.2 | 3
2 Diversification | 2030 | 5 | -29.9 | 1
2 Diversification | 2030 | 5 | -29.8 | 2
2 Diversification | 2030 | 5 | -29.7 | 6
2 Diversification | 2030 | 5 | -29.6 | 1
2 Diversification | 2030 | 5 | -29.5 | 1
2 Diversification | 2030 | 5 | -29.4 | 4
2 Diversification | 2030 | 5 | -29.3 | 4
2 Diversification | 2030 | 5 | -29.2 | 1
2 Diversification | 2030 | 5 | -29.1 | 4
2 Diversification | 2030 | 5 | -29 | 1
2 Diversification | 2030 | 5 | -28.9 | 2
2 Diversification | 2030 | 5 | -28.8 | 3
2 Diversification | 2030 | 5 | -28.7 | 3
2 Diversification | 2030 | 5 | -28.6 | 3
2 Diversification | 2030 | 5 | -28.4 | 4
2 Diversification | 2030 | 5 | -28.3 | 4
2 Diversification | 2030 | 5 | -28.1 | 2
2 Diversification | 2030 | 5 | -28 | 3
2 Diversification | 2030 | 5 | -27.9 | 2
2 Diversification | 2030 | 5 | -27.8 | 1
2 Diversification | 2030 | 5 | -27.7 | 5
2 Diversification | 2030 | 5 | -27.6 | 3
2 Diversification | 2030 | 5 | -27.5 | 2
2 Diversification | 2030 | 5 | -27.4 | 5
2 Diversification | 2030 | 5 | -27.3 | 3
2 Diversification | 2030 | 5 | -27.1 | 3
2 Diversification | 2030 | 5 | -27 | 2
2 Diversification | 2030 | 5 | -26.9 | 2
2 Diversification | 2030 | 5 | -26.8 | 2
2 Diversification | 2030 | 5 | -26.7 | 5
2 Diversification | 2030 | 5 | -26.6 | 2
2 Diversification | 2030 | 5 | -26.5 | 5
2 Diversification | 2030 | 5 | -26.4 | 5
2 Diversification | 2030 | 5 | -26.3 | 2
2 Diversification | 2030 | 5 | -26.2 | 3
2 Diversification | 2030 | 5 | -26.1 | 3
2 Diversification | 2030 | 5 | -26 | 2
2 Diversification | 2030 | 5 | -25.9 | 5
2 Diversification | 2030 | 5 | -25.8 | 6
2 Diversification | 2030 | 5 | -25.7 | 6
2 Diversification | 2030 | 5 | -25.6 | 6
2 Diversification | 2030 | 5 | -25.5 | 6
2 Diversification | 2030 | 5 | -25.4 | 5
2 Diversification | 2030 | 5 | -25.3 | 1
2 Diversification | 2030 | 5 | -25.2 | 4
2 Diversification | 2030 | 5 | -25.1 | 2
2 Diversification | 2030 | 5 | -25 | 5
2 Diversification | 2030 | 5 | -24.9 | 2
2 Diversification | 2030 | 5 | -24.8 | 4
2 Diversification | 2030 | 5 | -24.7 | 6
2 Diversification | 2030 | 5 | -24.6 | 3
2 Diversification | 2030 | 5 | -24.5 | 6
2 Diversification | 2030 | 5 | -24.4 | 5
2 Diversification | 2030 | 5 | -24.2 | 7
2 Diversification | 2030 | 5 | -24.1 | 4
2 Diversification | 2030 | 5 | -24 | 4
2 Diversification | 2030 | 5 | -23.9 | 5
2 Diversification | 2030 | 5 | -23.8 | 4
2 Diversification | 2030 | 5 | -23.7 | 4
2 Diversification | 2030 | 5 | -23.6 | 3
2 Diversification | 2030 | 5 | -23.5 | 5
2 Diversification | 2030 | 5 | -23.4 | 6
2 Diversification | 2030 | 5 | -23.3 | 4
2 Diversification | 2030 | 5 | -23.2 | 3
2 Diversification | 2030 | 5 | -23.1 | 5
2 Diversification | 2030 | 5 | -23 | 8
2 Diversification | 2030 | 5 | -22.9 | 3
2 Diversification | 2030 | 5 | -22.8 | 4
2 Diversification | 2030 | 5 | -22.7 | 5
2 Diversification | 2030 | 5 | -22.6 | 4
2 Diversification | 2030 | 5 | -22.5 | 1
2 Diversification | 2030 | 5 | -22.4 | 4
2 Diversification | 2030 | 5 | -22.3 | 3
2 Diversification | 2030 | 5 | -22.2 | 2
2 Diversification | 2030 | 5 | -22.1 | 2
2 Diversification | 2030 | 5 | -22 | 5
2 Diversification | 2030 | 5 | -21.9 | 4
2 Diversification | 2030 | 5 | -21.8 | 3
2 Diversification | 2030 | 5 | -21.7 | 3
2 Diversification | 2030 | 5 | -21.6 | 3
2 Diversification | 2030 | 5 | -21.5 | 5
2 Diversification | 2030 | 5 | -21.4 | 3
2 Diversification | 2030 | 5 | -21.3 | 9
2 Diversification | 2030 | 5 | -21.2 | 3
2 Diversification | 2030 | 5 | -21.1 | 7
2 Diversification | 2030 | 5 | -21 | 9
2 Diversification | 2030 | 5 | -20.9 | 4
2 Diversification | 2030 | 5 | -20.8 | 2
2 Diversification | 2030 | 5 | -20.7 | 3
2 Diversification | 2030 | 5 | -20.6 | 6
2 Diversification | 2030 | 5 | -20.5 | 7
2 Diversification | 2030 | 5 | -20.4 | 6
2 Diversification | 2030 | 5 | -20.3 | 1
2 Diversification | 2030 | 5 | -20.2 | 6
2 Diversification | 2030 | 5 | -20.1 | 7
2 Diversification | 2030 | 5 | -20 | 5
2 Diversification | 2030 | 5 | -19.9 | 4
2 Diversification | 2030 | 5 | -19.8 | 8
2 Diversification | 2030 | 5 | -19.7 | 5
2 Diversification | 2030 | 5 | -19.6 | 6
2 Diversification | 2030 | 5 | -19.5 | 7
2 Diversification | 2030 | 5 | -19.4 | 6
2 Diversification | 2030 | 5 | -19.3 | 4
2 Diversification | 2030 | 5 | -19.2 | 9
2 Diversification | 2030 | 5 | -19.1 | 6
2 Diversification | 2030 | 5 | -19 | 5
2 Diversification | 2030 | 5 | -18.9 | 3
2 Diversification | 2030 | 5 | -18.8 | 9
2 Diversification | 2030 | 5 | -18.7 | 10
2 Diversification | 2030 | 5 | -18.6 | 6
2 Diversification | 2030 | 5 | -18.5 | 4
2 Diversification | 2030 | 5 | -18.4 | 6
2 Diversification | 2030 | 5 | -18.3 | 11
2 Diversification | 2030 | 5 | -18.2 | 8
2 Diversification | 2030 | 5 | -18.1 | 3
2 Diversification | 2030 | 5 | -18 | 4
2 Diversification | 2030 | 5 | -17.9 | 4
2 Diversification | 2030 | 5 | -17.8 | 11
2 Diversification | 2030 | 5 | -17.7 | 5
2 Diversification | 2030 | 5 | -17.6 | 1
2 Diversification | 2030 | 5 | -17.5 | 6
2 Diversification | 2030 | 5 | -17.4 | 4
2 Diversification | 2030 | 5 | -17.3 | 5
2 Diversification | 2030 | 5 | -17.2 | 7
2 Diversification | 2030 | 5 | -17.1 | 3
2 Diversification | 2030 | 5 | -17 | 5
2 Diversification | 2030 | 5 | -16.9 | 6
2 Diversification | 2030 | 5 | -16.8 | 9
2 Diversification | 2030 | 5 | -16.7 | 11
2 Diversification | 2030 | 5 | -16.6 | 9
2 Diversification | 2030 | 5 | -16.5 | 5
2 Diversification | 2030 | 5 | -16.4 | 9
2 Diversification | 2030 | 5 | -16.3 | 1
2 Diversification | 2030 | 5 | -16.2 | 7
2 Diversification | 2030 | 5 | -16.1 | 6
2 Diversification | 2030 | 5 | -16 | 8
2 Diversification | 2030 | 5 | -15.9 | 3
2 Diversification | 2030 | 5 | -15.8 | 2
2 Diversification | 2030 | 5 | -15.7 | 6
2 Diversification | 2030 | 5 | -15.6 | 7
2 Diversification | 2030 | 5 | -15.5 | 10
2 Diversification | 2030 | 5 | -15.4 | 8
2 Diversification | 2030 | 5 | -15.3 | 6
2 Diversification | 2030 | 5 | -15.2 | 8
2 Diversification | 2030 | 5 | -15.1 | 6
2 Diversification | 2030 | 5 | -15 | 5
2 Diversification | 2030 | 5 | -14.9 | 6
2 Diversification | 2030 | 5 | -14.8 | 6
2 Diversification | 2030 | 5 | -14.7 | 3
2 Diversification | 2030 | 5 | -14.6 | 7
2 Diversification | 2030 | 5 | -14.5 | 5
2 Diversification | 2030 | 5 | -14.4 | 3
2 Diversification | 2030 | 5 | -14.3 | 4
2 Diversification | 2030 | 5 | -14.2 | 4
2 Diversification | 2030 | 5 | -14.1 | 4
2 Diversification | 2030 | 5 | -14 | 5
2 Diversification | 2030 | 5 | -13.9 | 6
2 Diversification | 2030 | 5 | -13.8 | 11
2 Diversification | 2030 | 5 | -13.7 | 6
2 Diversification | 2030 | 5 | -13.6 | 9
2 Diversification | 2030 | 5 | -13.5 | 4
2 Diversification | 2030 | 5 | -13.4 | 11
2 Diversification | 2030 | 5 | -13.3 | 9
2 Diversification | 2030 | 5 | -13.2 | 7
2 Diversification | 2030 | 5 | -13.1 | 6
2 Diversification | 2030 | 5 | -13 | 9
2 Diversification | 2030 | 5 | -12.9 | 7
2 Diversification | 2030 | 5 | -12.8 | 8
2 Diversification | 2030 | 5 | -12.7 | 6
2 Diversification | 2030 | 5 | -12.6 | 9
2 Diversification | 2030 | 5 | -12.5 | 4
2 Diversification | 2030 | 5 | -12.4 | 4
2 Diversification | 2030 | 5 | -12.3 | 11
2 Diversification | 2030 | 5 | -12.2 | 6
2 Diversification | 2030 | 5 | -12.1 | 5
2 Diversification | 2030 | 5 | -12 | 9
2 Diversification | 2030 | 5 | -11.9 | 5
2 Diversification | 2030 | 5 | -11.8 | 5
2 Diversification | 2030 | 5 | -11.7 | 3
2 Diversification | 2030 | 5 | -11.6 | 7
2 Diversification | 2030 | 5 | -11.5 | 4
2 Diversification | 2030 | 5 | -11.4 | 7
2 Diversification | 2030 | 5 | -11.3 | 8
2 Diversification | 2030 | 5 | -11.2 | 4
2 Diversification | 2030 | 5 | -11.1 | 4
2 Diversification | 2030 | 5 | -11 | 7
2 Diversification | 2030 | 5 | -10.9 | 6
2 Diversification | 2030 | 5 | -10.8 | 4
2 Diversification | 2030 | 5 | -10.7 | 3
2 Diversification | 2030 | 5 | -10.6 | 7
2 Diversification | 2030 | 5 | -10.5 | 5
2 Diversification | 2030 | 5 | -10.4 | 7
2 Diversification | 2030 | 5 | -10.3 | 5
2 Diversification | 2030 | 5 | -10.2 | 6
2 Diversification | 2030 | 5 | -10.1 | 8
2 Diversification | 2030 | 5 | -10 | 2
2 Diversification | 2030 | 5 | -9.9 | 3
2 Diversification | 2030 | 5 | -9.8 | 8
2 Diversification | 2030 | 5 | -9.7 | 8
2 Diversification | 2030 | 5 | -9.6 | 5
2 Diversification | 2030 | 5 | -9.5 | 8
2 Diversification | 2030 | 5 | -9.4 | 5
2 Diversification | 2030 | 5 | -9.3 | 3
2 Diversification | 2030 | 5 | -9.2 | 1
2 Diversification | 2030 | 5 | -9.1 | 5
2 Diversification | 2030 | 5 | -9 | 5
2 Diversification | 2030 | 5 | -8.9 | 5
2 Diversification | 2030 | 5 | -8.8 | 5
2 Diversification | 2030 | 5 | -8.7 | 6
2 Diversification | 2030 | 5 | -8.6 | 4
2 Diversification | 2030 | 5 | -8.5 | 3
2 Diversification | 2030 | 5 | -8.4 | 4
2 Diversification | 2030 | 5 | -8.3 | 3
2 Diversification | 2030 | 5 | -8.2 | 3
2 Diversification | 2030 | 5 | -8.1 | 5
2 Diversification | 2030 | 5 | -8 | 3
2 Diversification | 2030 | 5 | -7.9 | 6
2 Diversification | 2030 | 5 | -7.8 | 2
2 Diversification | 2030 | 5 | -7.7 | 3
2 Diversification | 2030 | 5 | -7.6 | 8
2 Diversification | 2030 | 5 | -7.5 | 5
2 Diversification | 2030 | 5 | -7.4 | 4
2 Diversification | 2030 | 5 | -7.3 | 5
2 Diversification | 2030 | 5 | -7.2 | 3
2 Diversification | 2030 | 5 | -7.1 | 5
2 Diversification | 2030 | 5 | -7 | 4
2 Diversification | 2030 | 5 | -6.9 | 7
2 Diversification | 2030 | 5 | -6.8 | 5
2 Diversification | 2030 | 5 | -6.7 | 3
2 Diversification | 2030 | 5 | -6.6 | 9
2 Diversification | 2030 | 5 | -6.5 | 6
2 Diversification | 2030 | 5 | -6.4 | 1
2 Diversification | 2030 | 5 | -6.3 | 5
2 Diversification | 2030 | 5 | -6.2 | 4
2 Diversification | 2030 | 5 | -6.1 | 3
2 Diversification | 2030 | 5 | -6 | 6
2 Diversification | 2030 | 5 | -5.9 | 2
2 Diversification | 2030 | 5 | -5.8 | 2
2 Diversification | 2030 | 5 | -5.7 | 5
2 Diversification | 2030 | 5 | -5.6 | 4
2 Diversification | 2030 | 5 | -5.5 | 1
2 Diversification | 2030 | 5 | -5.4 | 6
2 Diversification | 2030 | 5 | -5.3 | 5
2 Diversification | 2030 | 5 | -5.2 | 2
2 Diversification | 2030 | 5 | -5.1 | 5
2 Diversification | 2030 | 5 | -5 | 4
2 Diversification | 2030 | 5 | -4.9 | 3
2 Diversification | 2030 | 5 | -4.8 | 3
2 Diversification | 2030 | 5 | -4.7 | 3
2 Diversification | 2030 | 5 | -4.6 | 3
2 Diversification | 2030 | 5 | -4.5 | 4
2 Diversification | 2030 | 5 | -4.4 | 3
2 Diversification | 2030 | 5 | -4.3 | 1
2 Diversification | 2030 | 5 | -4.2 | 2
2 Diversification | 2030 | 5 | -4.1 | 6
2 Diversification | 2030 | 5 | -3.9 | 4
2 Diversification | 2030 | 5 | -3.8 | 3
2 Diversification | 2030 | 5 | -3.7 | 3
2 Diversification | 2030 | 5 | -3.6 | 4
2 Diversification | 2030 | 5 | -3.5 | 2
2 Diversification | 2030 | 5 | -3.4 | 2
2 Diversification | 2030 | 5 | -3.3 | 3
2 Diversification | 2030 | 5 | -3.2 | 1
2 Diversification | 2030 | 5 | -3.1 | 1
2 Diversification | 2030 | 5 | -3 | 1
2 Diversification | 2030 | 5 | -2.9 | 3
2 Diversification | 2030 | 5 | -2.8 | 1
2 Diversification | 2030 | 5 | -2.7 | 1
2 Diversification | 2030 | 5 | -2.6 | 1
2 Diversification | 2030 | 5 | -2.5 | 2
2 Diversification | 2030 | 5 | -2.4 | 2
2 Diversification | 2030 | 5 | -2.3 | 2
2 Diversification | 2030 | 5 | -2.2 | 1
2 Diversification | 2030 | 5 | -2 | 4
2 Diversification | 2030 | 5 | -1.9 | 1
2 Diversification | 2030 | 5 | -1.8 | 3
2 Diversification | 2030 | 5 | -1.7 | 3
2 Diversification | 2030 | 5 | -1.6 | 1
2 Diversification | 2030 | 5 | -1.5 | 2
2 Diversification | 2030 | 5 | -1.3 | 1
2 Diversification | 2030 | 5 | -1.1 | 1
2 Diversification | 2030 | 5 | -0.9 | 1
2 Diversification | 2030 | 5 | -0.6 | 1
2 Diversification | 2030 | 5 | -0.3 | 1
2 Diversification | 2030 | 5 | -0.2 | 1
2 Diversification | 2030 | 5 | 0 | 7
2 Diversification | 2030 | 5 | 0.2 | 2
2 Diversification | 2030 | 5 | 0.7 | 1
2 Diversification | 2030 | 5 | 1.1 | 4
2 Diversification | 2030 | 5 | 1.2 | 2
2 Diversification | 2030 | 5 | 1.3 | 1
2 Diversification | 2030 | 5 | 1.4 | 1
2 Diversification | 2030 | 5 | 1.5 | 2
2 Diversification | 2030 | 5 | 1.8 | 1
2 Diversification | 2030 | 5 | 1.9 | 2
2 Diversification | 2030 | 5 | 2 | 1
2 Diversification | 2030 | 5 | 2.5 | 2
2 Diversification | 2030 | 5 | 2.6 | 2
2 Diversification | 2030 | 5 | 2.9 | 1
2 Diversification | 2030 | 5 | 3.1 | 1
2 Diversification | 2030 | 5 | 3.2 | 1
2 Diversification | 2030 | 5 | 3.3 | 1
2 Diversification | 2030 | 5 | 3.4 | 4
2 Diversification | 2030 | 5 | 3.5 | 4
2 Diversification | 2030 | 5 | 3.6 | 2
2 Diversification | 2030 | 5 | 3.9 | 1
2 Diversification | 2030 | 5 | 4 | 1
2 Diversification | 2030 | 5 | 4.1 | 1
2 Diversification | 2030 | 5 | 4.2 | 3
2 Diversification | 2030 | 5 | 4.3 | 2
2 Diversification | 2030 | 5 | 4.4 | 3
2 Diversification | 2030 | 5 | 4.5 | 1
2 Diversification | 2030 | 5 | 4.6 | 2
2 Diversification | 2030 | 5 | 4.7 | 3
2 Diversification | 2030 | 5 | 4.8 | 2
2 Diversification | 2030 | 5 | 4.9 | 3
2 Diversification | 2030 | 5 | 5 | 4
2 Diversification | 2030 | 5 | 5.1 | 3
2 Diversification | 2030 | 5 | 5.2 | 3
2 Diversification | 2030 | 5 | 5.3 | 2
2 Diversification | 2030 | 5 | 5.4 | 1
2 Diversification | 2030 | 5 | 5.5 | 3
2 Diversification | 2030 | 5 | 5.6 | 3
2 Diversification | 2030 | 5 | 5.7 | 4
2 Diversification | 2030 | 5 | 5.8 | 5
2 Diversification | 2030 | 5 | 5.9 | 1
2 Diversification | 2030 | 5 | 6 | 3
2 Diversification | 2030 | 5 | 6.1 | 2
2 Diversification | 2030 | 5 | 6.2 | 1
2 Diversification | 2030 | 5 | 6.3 | 1
2 Diversification | 2030 | 5 | 6.4 | 3
2 Diversification | 2030 | 5 | 6.5 | 3
2 Diversification | 2030 | 5 | 6.6 | 2
2 Diversification | 2030 | 5 | 6.7 | 2
2 Diversification | 2030 | 5 | 6.8 | 5
2 Diversification | 2030 | 5 | 6.9 | 1
2 Diversification | 2030 | 5 | 7 | 2
2 Diversification | 2030 | 5 | 7.2 | 2
2 Diversification | 2030 | 5 | 7.3 | 7
2 Diversification | 2030 | 5 | 7.4 | 6
2 Diversification | 2030 | 5 | 7.5 | 4
2 Diversification | 2030 | 5 | 7.6 | 8
2 Diversification | 2030 | 5 | 7.7 | 7
2 Diversification | 2030 | 5 | 7.8 | 4
2 Diversification | 2030 | 5 | 7.9 | 7
2 Diversification | 2030 | 5 | 8 | 4
2 Diversification | 2030 | 5 | 8.1 | 3
2 Diversification | 2030 | 5 | 8.2 | 4
2 Diversification | 2030 | 5 | 8.3 | 2
2 Diversification | 2030 | 5 | 8.4 | 6
2 Diversification | 2030 | 5 | 8.5 | 3
2 Diversification | 2030 | 5 | 8.6 | 6
2 Diversification | 2030 | 5 | 8.7 | 6
2 Diversification | 2030 | 5 | 8.8 | 3
2 Diversification | 2030 | 5 | 8.9 | 4
2 Diversification | 2030 | 5 | 9 | 3
2 Diversification | 2030 | 5 | 9.1 | 1
2 Diversification | 2030 | 5 | 9.2 | 6
2 Diversification | 2030 | 5 | 9.3 | 5
2 Diversification | 2030 | 5 | 9.4 | 4
2 Diversification | 2030 | 5 | 9.5 | 4
2 Diversification | 2030 | 5 | 9.6 | 4
2 Diversification | 2030 | 5 | 9.7 | 6
2 Diversification | 2030 | 5 | 9.8 | 2
2 Diversification | 2030 | 5 | 9.9 | 7
2 Diversification | 2030 | 5 | 10 | 7
2 Diversification | 2030 | 5 | 10.1 | 5
2 Diversification | 2030 | 5 | 10.2 | 2
2 Diversification | 2030 | 5 | 10.3 | 7
2 Diversification | 2030 | 5 | 10.4 | 4
2 Diversification | 2030 | 5 | 10.5 | 3
2 Diversification | 2030 | 5 | 10.6 | 5
2 Diversification | 2030 | 5 | 10.7 | 5
2 Diversification | 2030 | 5 | 10.8 | 5
2 Diversification | 2030 | 5 | 10.9 | 5
2 Diversification | 2030 | 5 | 11 | 5
2 Diversification | 2030 | 5 | 11.1 | 4
2 Diversification | 2030 | 5 | 11.2 | 2
2 Diversification | 2030 | 5 | 11.3 | 7
2 Diversification | 2030 | 5 | 11.4 | 10
2 Diversification | 2030 | 5 | 11.5 | 10
2 Diversification | 2030 | 5 | 11.6 | 8
2 Diversification | 2030 | 5 | 11.7 | 7
2 Diversification | 2030 | 5 | 11.8 | 4
2 Diversification | 2030 | 5 | 11.9 | 5
2 Diversification | 2030 | 5 | 12 | 8
2 Diversification | 2030 | 5 | 12.1 | 3
2 Diversification | 2030 | 5 | 12.2 | 4
2 Diversification | 2030 | 5 | 12.3 | 4
2 Diversification | 2030 | 5 | 12.4 | 7
2 Diversification | 2030 | 5 | 12.5 | 4
2 Diversification | 2030 | 5 | 12.6 | 7
2 Diversification | 2030 | 5 | 12.7 | 9
2 Diversification | 2030 | 5 | 12.8 | 7
2 Diversification | 2030 | 5 | 12.9 | 8
2 Diversification | 2030 | 5 | 13 | 7
2 Diversification | 2030 | 5 | 13.1 | 3
2 Diversification | 2030 | 5 | 13.2 | 5
2 Diversification | 2030 | 5 | 13.3 | 6
2 Diversification | 2030 | 5 | 13.4 | 2
2 Diversification | 2030 | 5 | 13.5 | 7
2 Diversification | 2030 | 5 | 13.6 | 8
2 Diversification | 2030 | 5 | 13.7 | 12
2 Diversification | 2030 | 5 | 13.8 | 7
2 Diversification | 2030 | 5 | 13.9 | 7
2 Diversification | 2030 | 5 | 14 | 4
2 Diversification | 2030 | 5 | 14.2 | 6
2 Diversification | 2030 | 5 | 14.3 | 7
2 Diversification | 2030 | 5 | 14.4 | 7
2 Diversification | 2030 | 5 | 14.5 | 9
2 Diversification | 2030 | 5 | 14.6 | 8
2 Diversification | 2030 | 5 | 14.7 | 5
2 Diversification | 2030 | 5 | 14.8 | 6
2 Diversification | 2030 | 5 | 14.9 | 7
2 Diversification | 2030 | 5 | 15 | 10
2 Diversification | 2030 | 5 | 15.1 | 10
2 Diversification | 2030 | 5 | 15.2 | 7
2 Diversification | 2030 | 5 | 15.3 | 6
2 Diversification | 2030 | 5 | 15.4 | 6
2 Diversification | 2030 | 5 | 15.5 | 7
2 Diversification | 2030 | 5 | 15.6 | 8
2 Diversification | 2030 | 5 | 15.7 | 8
2 Diversification | 2030 | 5 | 15.8 | 5
2 Diversification | 2030 | 5 | 15.9 | 13
2 Diversification | 2030 | 5 | 16 | 9
2 Diversification | 2030 | 5 | 16.1 | 6
2 Diversification | 2030 | 5 | 16.2 | 7
2 Diversification | 2030 | 5 | 16.3 | 3
2 Diversification | 2030 | 5 | 16.4 | 5
2 Diversification | 2030 | 5 | 16.5 | 5
2 Diversification | 2030 | 5 | 16.6 | 11
2 Diversification | 2030 | 5 | 16.7 | 4
2 Diversification | 2030 | 5 | 16.8 | 5
2 Diversification | 2030 | 5 | 16.9 | 6
2 Diversification | 2030 | 5 | 17 | 9
2 Diversification | 2030 | 5 | 17.1 | 9
2 Diversification | 2030 | 5 | 17.2 | 5
2 Diversification | 2030 | 5 | 17.3 | 6
2 Diversification | 2030 | 5 | 17.4 | 3
2 Diversification | 2030 | 5 | 17.5 | 9
2 Diversification | 2030 | 5 | 17.6 | 8
2 Diversification | 2030 | 5 | 17.7 | 4
2 Diversification | 2030 | 5 | 17.8 | 3
2 Diversification | 2030 | 5 | 17.9 | 10
2 Diversification | 2030 | 5 | 18 | 6
2 Diversification | 2030 | 5 | 18.1 | 6
2 Diversification | 2030 | 5 | 18.2 | 6
2 Diversification | 2030 | 5 | 18.3 | 3
2 Diversification | 2030 | 5 | 18.4 | 9
2 Diversification | 2030 | 5 | 18.5 | 6
2 Diversification | 2030 | 5 | 18.6 | 3
2 Diversification | 2030 | 5 | 18.7 | 7
2 Diversification | 2030 | 5 | 18.8 | 3
2 Diversification | 2030 | 5 | 18.9 | 4
2 Diversification | 2030 | 5 | 19 | 7
2 Diversification | 2030 | 5 | 19.1 | 4
2 Diversification | 2030 | 5 | 19.2 | 5
2 Diversification | 2030 | 5 | 19.3 | 6
2 Diversification | 2030 | 5 | 19.4 | 5
2 Diversification | 2030 | 5 | 19.5 | 5
2 Diversification | 2030 | 5 | 19.6 | 6
2 Diversification | 2030 | 5 | 19.7 | 8
2 Diversification | 2030 | 5 | 19.8 | 6
2 Diversification | 2030 | 5 | 19.9 | 7
2 Diversification | 2030 | 5 | 20 | 8
2 Diversification | 2030 | 5 | 20.1 | 8
2 Diversification | 2030 | 5 | 20.2 | 6
2 Diversification | 2030 | 5 | 20.3 | 1
2 Diversification | 2030 | 5 | 20.4 | 6
2 Diversification | 2030 | 5 | 20.5 | 4
2 Diversification | 2030 | 5 | 20.6 | 3
2 Diversification | 2030 | 5 | 20.7 | 7
2 Diversification | 2030 | 5 | 20.8 | 6
2 Diversification | 2030 | 5 | 20.9 | 9
2 Diversification | 2030 | 5 | 21 | 2
2 Diversification | 2030 | 5 | 21.1 | 9
2 Diversification | 2030 | 5 | 21.2 | 1
2 Diversification | 2030 | 5 | 21.3 | 1
2 Diversification | 2030 | 5 | 21.4 | 4
2 Diversification | 2030 | 5 | 21.5 | 3
2 Diversification | 2030 | 5 | 21.6 | 4
2 Diversification | 2030 | 5 | 21.7 | 5
2 Diversification | 2030 | 5 | 21.8 | 2
2 Diversification | 2030 | 5 | 21.9 | 5
2 Diversification | 2030 | 5 | 22 | 7
2 Diversification | 2030 | 5 | 22.1 | 4
2 Diversification | 2030 | 5 | 22.2 | 3
2 Diversification | 2030 | 5 | 22.3 | 8
2 Diversification | 2030 | 5 | 22.4 | 2
2 Diversification | 2030 | 5 | 22.5 | 7
2 Diversification | 2030 | 5 | 22.6 | 4
2 Diversification | 2030 | 5 | 22.7 | 5
2 Diversification | 2030 | 5 | 22.8 | 6
2 Diversification | 2030 | 5 | 22.9 | 3
2 Diversification | 2030 | 5 | 23 | 7
2 Diversification | 2030 | 5 | 23.1 | 6
2 Diversification | 2030 | 5 | 23.2 | 5
2 Diversification | 2030 | 5 | 23.3 | 8
2 Diversification | 2030 | 5 | 23.4 | 2
2 Diversification | 2030 | 5 | 23.5 | 4
2 Diversification | 2030 | 5 | 23.6 | 4
2 Diversification | 2030 | 5 | 23.7 | 8
2 Diversification | 2030 | 5 | 23.8 | 8
2 Diversification | 2030 | 5 | 23.9 | 3
2 Diversification | 2030 | 5 | 24 | 3
2 Diversification | 2030 | 5 | 24.2 | 4
2 Diversification | 2030 | 5 | 24.3 | 4
2 Diversification | 2030 | 5 | 24.5 | 5
2 Diversification | 2030 | 5 | 24.6 | 7
2 Diversification | 2030 | 5 | 24.7 | 3
2 Diversification | 2030 | 5 | 24.8 | 4
2 Diversification | 2030 | 5 | 24.9 | 4
2 Diversification | 2030 | 5 | 25 | 4
2 Diversification | 2030 | 5 | 25.1 | 3
2 Diversification | 2030 | 5 | 25.2 | 2
2 Diversification | 2030 | 5 | 25.3 | 1
2 Diversification | 2030 | 5 | 25.4 | 3
2 Diversification | 2030 | 5 | 25.6 | 3
2 Diversification | 2030 | 5 | 25.7 | 5
2 Diversification | 2030 | 5 | 25.8 | 5
2 Diversification | 2030 | 5 | 25.9 | 1
2 Diversification | 2030 | 5 | 26 | 3
2 Diversification | 2030 | 5 | 26.1 | 4
2 Diversification | 2030 | 5 | 26.2 | 1
2 Diversification | 2030 | 5 | 26.3 | 3
2 Diversification | 2030 | 5 | 26.4 | 3
2 Diversification | 2030 | 5 | 26.5 | 6
2 Diversification | 2030 | 5 | 26.6 | 3
2 Diversification | 2030 | 5 | 26.7 | 3
2 Diversification | 2030 | 5 | 26.8 | 6
2 Diversification | 2030 | 5 | 26.9 | 5
2 Diversification | 2030 | 5 | 27 | 5
2 Diversification | 2030 | 5 | 27.1 | 1
2 Diversification | 2030 | 5 | 27.2 | 2
2 Diversification | 2030 | 5 | 27.3 | 3
2 Diversification | 2030 | 5 | 27.4 | 2
2 Diversification | 2030 | 5 | 27.6 | 3
2 Diversification | 2030 | 5 | 27.7 | 3
2 Diversification | 2030 | 5 | 27.8 | 2
2 Diversification | 2030 | 5 | 27.9 | 6
2 Diversification | 2030 | 5 | 28 | 2
2 Diversification | 2030 | 5 | 28.1 | 6
2 Diversification | 2030 | 5 | 28.2 | 6
2 Diversification | 2030 | 5 | 28.3 | 4
2 Diversification | 2030 | 5 | 28.4 | 4
2 Diversification | 2030 | 5 | 28.5 | 4
2 Diversification | 2030 | 5 | 28.6 | 2
2 Diversification | 2030 | 5 | 28.7 | 4
2 Diversification | 2030 | 5 | 28.8 | 4
2 Diversification | 2030 | 5 | 28.9 | 1
2 Diversification | 2030 | 5 | 29 | 3
2 Diversification | 2030 | 5 | 29.1 | 4
2 Diversification | 2030 | 5 | 29.2 | 1
2 Diversification | 2030 | 5 | 29.3 | 2
2 Diversification | 2030 | 5 | 29.4 | 3
2 Diversification | 2030 | 5 | 29.5 | 3
2 Diversification | 2030 | 5 | 29.6 | 5
2 Diversification | 2030 | 5 | 29.7 | 1
2 Diversification | 2030 | 5 | 29.8 | 3
2 Diversification | 2030 | 5 | 29.9 | 3
2 Diversification | 2030 | 5 | 30.2 | 3
2 Diversification | 2030 | 5 | 30.3 | 3
2 Diversification | 2030 | 5 | 30.4 | 3
2 Diversification | 2030 | 5 | 30.5 | 5
2 Diversification | 2030 | 5 | 30.6 | 2
2 Diversification | 2030 | 5 | 30.7 | 2
2 Diversification | 2030 | 5 | 30.8 | 1
2 Diversification | 2030 | 5 | 30.9 | 1
2 Diversification | 2030 | 5 | 31 | 4
2 Diversification | 2030 | 5 | 31.1 | 1
2 Diversification | 2030 | 5 | 31.2 | 3
2 Diversification | 2030 | 5 | 31.3 | 2
2 Diversification | 2030 | 5 | 31.4 | 2
2 Diversification | 2030 | 5 | 31.6 | 1
2 Diversification | 2030 | 5 | 31.8 | 3
2 Diversification | 2030 | 5 | 31.9 | 3
2 Diversification | 2030 | 5 | 32 | 3
2 Diversification | 2030 | 5 | 32.1 | 2
2 Diversification | 2030 | 5 | 32.4 | 3
2 Diversification | 2030 | 5 | 32.5 | 1
2 Diversification | 2030 | 5 | 32.6 | 2
2 Diversification | 2030 | 5 | 32.8 | 1
2 Diversification | 2030 | 5 | 32.9 | 1
2 Diversification | 2030 | 5 | 33 | 3
2 Diversification | 2030 | 5 | 33.1 | 5
2 Diversification | 2030 | 5 | 33.2 | 1
2 Diversification | 2030 | 5 | 33.3 | 2
2 Diversification | 2030 | 5 | 33.4 | 3
2 Diversification | 2030 | 5 | 33.5 | 5
2 Diversification | 2030 | 5 | 33.7 | 2
2 Diversification | 2030 | 5 | 33.8 | 3
2 Diversification | 2030 | 5 | 34.1 | 3
2 Diversification | 2030 | 5 | 34.2 | 5
2 Diversification | 2030 | 5 | 34.3 | 2
2 Diversification | 2030 | 5 | 34.4 | 1
2 Diversification | 2030 | 5 | 34.5 | 2
2 Diversification | 2030 | 5 | 34.6 | 2
2 Diversification | 2030 | 5 | 34.7 | 3
2 Diversification | 2030 | 5 | 34.8 | 4
2 Diversification | 2030 | 5 | 34.9 | 2
2 Diversification | 2030 | 5 | 35 | 1
2 Diversification | 2030 | 5 | 35.1 | 2
2 Diversification | 2030 | 5 | 35.2 | 1
2 Diversification | 2030 | 5 | 35.3 | 1
2 Diversification | 2030 | 5 | 35.4 | 2
2 Diversification | 2030 | 5 | 35.5 | 2
2 Diversification | 2030 | 5 | 35.6 | 1
2 Diversification | 2030 | 5 | 35.8 | 4
2 Diversification | 2030 | 5 | 35.9 | 1
2 Diversification | 2030 | 5 | 36 | 2
2 Diversification | 2030 | 5 | 36.2 | 1
2 Diversification | 2030 | 5 | 36.3 | 6
2 Diversification | 2030 | 5 | 36.4 | 1
2 Diversification | 2030 | 5 | 36.5 | 3
2 Diversification | 2030 | 5 | 36.6 | 3
2 Diversification | 2030 | 5 | 36.7 | 3
2 Diversification | 2030 | 5 | 36.8 | 2
2 Diversification | 2030 | 5 | 36.9 | 3
2 Diversification | 2030 | 5 | 37 | 1
2 Diversification | 2030 | 5 | 37.2 | 2
2 Diversification | 2030 | 5 | 37.4 | 1
2 Diversification | 2030 | 5 | 37.5 | 3
2 Diversification | 2030 | 5 | 37.7 | 1
2 Diversification | 2030 | 5 | 37.9 | 1
2 Diversification | 2030 | 5 | 38 | 4
2 Diversification | 2030 | 5 | 38.2 | 1
2 Diversification | 2030 | 5 | 38.3 | 1
2 Diversification | 2030 | 5 | 38.5 | 1
2 Diversification | 2030 | 5 | 38.6 | 1
2 Diversification | 2030 | 5 | 39 | 1
2 Diversification | 2030 | 5 | 39.1 | 1
2 Diversification | 2030 | 5 | 39.3 | 1
2 Diversification | 2030 | 5 | 39.4 | 2
2 Diversification | 2030 | 5 | 39.6 | 2
2 Diversification | 2030 | 5 | 39.8 | 2
2 Diversification | 2030 | 5 | 39.9 | 2
2 Diversification | 2030 | 5 | 40 | 3
2 Diversification | 2030 | 5 | 40.1 | 3
2 Diversification | 2030 | 5 | 40.2 | 1
2 Diversification | 2030 | 5 | 40.3 | 1
2 Diversification | 2030 | 5 | 40.4 | 1
2 Diversification | 2030 | 5 | 40.5 | 1
2 Diversification | 2030 | 5 | 40.7 | 4
2 Diversification | 2030 | 5 | 40.9 | 1
2 Diversification | 2030 | 5 | 41.1 | 3
2 Diversification | 2030 | 5 | 41.2 | 1
2 Diversification | 2030 | 5 | 41.3 | 1
2 Diversification | 2030 | 5 | 41.6 | 2
2 Diversification | 2030 | 5 | 41.7 | 1
2 Diversification | 2030 | 5 | 41.8 | 1
2 Diversification | 2030 | 5 | 41.9 | 1
2 Diversification | 2030 | 5 | 42.1 | 2
2 Diversification | 2030 | 5 | 42.4 | 1
2 Diversification | 2030 | 5 | 42.5 | 1
2 Diversification | 2030 | 5 | 42.7 | 2
2 Diversification | 2030 | 5 | 43.1 | 1
2 Diversification | 2030 | 5 | 43.2 | 2
2 Diversification | 2030 | 5 | 43.3 | 1
2 Diversification | 2030 | 5 | 43.4 | 1
2 Diversification | 2030 | 5 | 43.7 | 1
2 Diversification | 2030 | 5 | 43.8 | 1
2 Diversification | 2030 | 5 | 44 | 1
2 Diversification | 2030 | 5 | 44.1 | 1
2 Diversification | 2030 | 5 | 44.6 | 2
2 Diversification | 2030 | 5 | 44.7 | 2
2 Diversification | 2030 | 5 | 44.9 | 3
2 Diversification | 2030 | 5 | 45 | 1
2 Diversification | 2030 | 5 | 45.2 | 1
2 Diversification | 2030 | 5 | 45.3 | 1
2 Diversification | 2030 | 5 | 45.6 | 1
2 Diversification | 2030 | 5 | 45.9 | 1
2 Diversification | 2030 | 5 | 46.2 | 2
2 Diversification | 2030 | 5 | 46.4 | 4
2 Diversification | 2030 | 5 | 46.6 | 1
2 Diversification | 2030 | 5 | 46.9 | 1
2 Diversification | 2030 | 5 | 47.5 | 1
2 Diversification | 2030 | 5 | 47.7 | 1
2 Diversification | 2030 | 5 | 47.9 | 1
2 Diversification | 2030 | 5 | 48.1 | 1
2 Diversification | 2030 | 5 | 48.4 | 1
2 Diversification | 2030 | 5 | 48.7 | 1
2 Diversification | 2030 | 5 | 49.3 | 2
2 Diversification | 2030 | 5 | 49.4 | 1
2 Diversification | 2030 | 5 | 49.6 | 1
2 Diversification | 2030 | 5 | 49.8 | 1
2 Diversification | 2030 | 5 | 50.7 | 1
2 Diversification | 2030 | 5 | 50.9 | 1
2 Diversification | 2030 | 5 | 51.3 | 1
2 Diversification | 2030 | 5 | 51.4 | 1
2 Diversification | 2030 | 5 | 51.9 | 1
2 Diversification | 2030 | 5 | 52.3 | 1
2 Diversification | 2030 | 5 | 52.4 | 1
2 Diversification | 2030 | 5 | 52.7 | 1
2 Diversification | 2030 | 5 | 52.9 | 1
2 Diversification | 2030 | 5 | 53.1 | 1
2 Diversification | 2030 | 5 | 53.2 | 1
2 Diversification | 2030 | 5 | 53.8 | 1
2 Diversification | 2030 | 5 | 54.2 | 1
2 Diversification | 2030 | 5 | 54.8 | 1
2 Diversification | 2030 | 5 | 55.4 | 1
2 Diversification | 2030 | 5 | 56.4 | 1
2 Diversification | 2030 | 5 | 56.5 | 1
2 Diversification | 2030 | 5 | 57.1 | 1
2 Diversification | 2030 | 5 | 59.7 | 1
2 Diversification | 2030 | 5 | 60.4 | 1
2 Diversification | 2030 | 5 | 61.2 | 1
2 Diversification | 2030 | 5 | 62.6 | 1
2 Diversification | 2030 | 5 | 65 | 1
2 Diversification | 2030 | 5 | 65.7 | 1
2 Diversification | 2030 | 5 | 66.1 | 1
2 Diversification | 2030 | 5 | 66.2 | 1
2 Diversification | 2030 | 5 | 68.2 | 1
2 Diversification | 2030 | 5 | 69.1 | 1
2 Diversification | 2030 | 5 | 99.6 | 1
2 Diversification | 2030 | 5 | 447.6 | 1
2 Diversification | 2030 | 6 | -75 | 1
2 Diversification | 2030 | 6 | -71.1 | 1
2 Diversification | 2030 | 6 | -62.2 | 1
2 Diversification | 2030 | 6 | -62 | 1
2 Diversification | 2030 | 6 | -61.3 | 1
2 Diversification | 2030 | 6 | -59.3 | 1
2 Diversification | 2030 | 6 | -59.2 | 1
2 Diversification | 2030 | 6 | -59.1 | 1
2 Diversification | 2030 | 6 | -58.6 | 1
2 Diversification | 2030 | 6 | -58.3 | 1
2 Diversification | 2030 | 6 | -55.7 | 1
2 Diversification | 2030 | 6 | -54.9 | 1
2 Diversification | 2030 | 6 | -54.5 | 1
2 Diversification | 2030 | 6 | -54.3 | 1
2 Diversification | 2030 | 6 | -54 | 1
2 Diversification | 2030 | 6 | -53.4 | 1
2 Diversification | 2030 | 6 | -51.4 | 1
2 Diversification | 2030 | 6 | -51.2 | 1
2 Diversification | 2030 | 6 | -51 | 1
2 Diversification | 2030 | 6 | -50.9 | 1
2 Diversification | 2030 | 6 | -49.5 | 1
2 Diversification | 2030 | 6 | -49.4 | 1
2 Diversification | 2030 | 6 | -49.1 | 1
2 Diversification | 2030 | 6 | -48 | 1
2 Diversification | 2030 | 6 | -47.1 | 1
2 Diversification | 2030 | 6 | -46.9 | 1
2 Diversification | 2030 | 6 | -46.8 | 2
2 Diversification | 2030 | 6 | -46.6 | 1
2 Diversification | 2030 | 6 | -45.9 | 2
2 Diversification | 2030 | 6 | -45.4 | 1
2 Diversification | 2030 | 6 | -45.1 | 1
2 Diversification | 2030 | 6 | -44.8 | 1
2 Diversification | 2030 | 6 | -44.7 | 1
2 Diversification | 2030 | 6 | -44.2 | 1
2 Diversification | 2030 | 6 | -44 | 1
2 Diversification | 2030 | 6 | -43.5 | 1
2 Diversification | 2030 | 6 | -43.3 | 1
2 Diversification | 2030 | 6 | -42.7 | 1
2 Diversification | 2030 | 6 | -42.1 | 1
2 Diversification | 2030 | 6 | -42 | 1
2 Diversification | 2030 | 6 | -41.8 | 1
2 Diversification | 2030 | 6 | -41.7 | 1
2 Diversification | 2030 | 6 | -41.6 | 1
2 Diversification | 2030 | 6 | -41.5 | 1
2 Diversification | 2030 | 6 | -41.1 | 1
2 Diversification | 2030 | 6 | -41 | 1
2 Diversification | 2030 | 6 | -40.9 | 1
2 Diversification | 2030 | 6 | -40.6 | 1
2 Diversification | 2030 | 6 | -40.5 | 1
2 Diversification | 2030 | 6 | -40.4 | 1
2 Diversification | 2030 | 6 | -40.3 | 1
2 Diversification | 2030 | 6 | -40.2 | 1
2 Diversification | 2030 | 6 | -40.1 | 1
2 Diversification | 2030 | 6 | -39.9 | 1
2 Diversification | 2030 | 6 | -39.7 | 2
2 Diversification | 2030 | 6 | -39.6 | 1
2 Diversification | 2030 | 6 | -39.5 | 2
2 Diversification | 2030 | 6 | -39.3 | 1
2 Diversification | 2030 | 6 | -38.8 | 1
2 Diversification | 2030 | 6 | -38.6 | 1
2 Diversification | 2030 | 6 | -38.5 | 2
2 Diversification | 2030 | 6 | -38.4 | 2
2 Diversification | 2030 | 6 | -37.7 | 1
2 Diversification | 2030 | 6 | -37.6 | 1
2 Diversification | 2030 | 6 | -37.4 | 2
2 Diversification | 2030 | 6 | -37.3 | 3
2 Diversification | 2030 | 6 | -36.9 | 2
2 Diversification | 2030 | 6 | -36.8 | 1
2 Diversification | 2030 | 6 | -36.7 | 1
2 Diversification | 2030 | 6 | -36.4 | 1
2 Diversification | 2030 | 6 | -36.3 | 1
2 Diversification | 2030 | 6 | -36.2 | 2
2 Diversification | 2030 | 6 | -36.1 | 1
2 Diversification | 2030 | 6 | -35.8 | 2
2 Diversification | 2030 | 6 | -35.5 | 1
2 Diversification | 2030 | 6 | -35.4 | 1
2 Diversification | 2030 | 6 | -35.2 | 2
2 Diversification | 2030 | 6 | -35 | 2
2 Diversification | 2030 | 6 | -34.9 | 1
2 Diversification | 2030 | 6 | -34.8 | 1
2 Diversification | 2030 | 6 | -34.7 | 4
2 Diversification | 2030 | 6 | -34.4 | 1
2 Diversification | 2030 | 6 | -34.3 | 1
2 Diversification | 2030 | 6 | -34.2 | 1
2 Diversification | 2030 | 6 | -34 | 1
2 Diversification | 2030 | 6 | -33.7 | 3
2 Diversification | 2030 | 6 | -33.3 | 2
2 Diversification | 2030 | 6 | -33.1 | 1
2 Diversification | 2030 | 6 | -33 | 1
2 Diversification | 2030 | 6 | -32.9 | 2
2 Diversification | 2030 | 6 | -32.7 | 2
2 Diversification | 2030 | 6 | -32.6 | 3
2 Diversification | 2030 | 6 | -32.5 | 1
2 Diversification | 2030 | 6 | -32.4 | 1
2 Diversification | 2030 | 6 | -32.3 | 1
2 Diversification | 2030 | 6 | -32.2 | 3
2 Diversification | 2030 | 6 | -31.9 | 1
2 Diversification | 2030 | 6 | -31.8 | 4
2 Diversification | 2030 | 6 | -31.7 | 6
2 Diversification | 2030 | 6 | -31.6 | 1
2 Diversification | 2030 | 6 | -31.5 | 1
2 Diversification | 2030 | 6 | -31.4 | 2
2 Diversification | 2030 | 6 | -31 | 2
2 Diversification | 2030 | 6 | -30.9 | 2
2 Diversification | 2030 | 6 | -30.8 | 1
2 Diversification | 2030 | 6 | -30.7 | 2
2 Diversification | 2030 | 6 | -30.4 | 1
2 Diversification | 2030 | 6 | -30.3 | 2
2 Diversification | 2030 | 6 | -30.2 | 2
2 Diversification | 2030 | 6 | -30.1 | 2
2 Diversification | 2030 | 6 | -30 | 1
2 Diversification | 2030 | 6 | -29.9 | 2
2 Diversification | 2030 | 6 | -29.6 | 2
2 Diversification | 2030 | 6 | -29.5 | 1
2 Diversification | 2030 | 6 | -29.4 | 3
2 Diversification | 2030 | 6 | -29.3 | 1
2 Diversification | 2030 | 6 | -29.2 | 1
2 Diversification | 2030 | 6 | -29.1 | 1
2 Diversification | 2030 | 6 | -28.9 | 1
2 Diversification | 2030 | 6 | -28.7 | 2
2 Diversification | 2030 | 6 | -28.6 | 2
2 Diversification | 2030 | 6 | -28.4 | 1
2 Diversification | 2030 | 6 | -28.3 | 2
2 Diversification | 2030 | 6 | -28.2 | 2
2 Diversification | 2030 | 6 | -28.1 | 2
2 Diversification | 2030 | 6 | -28 | 3
2 Diversification | 2030 | 6 | -27.9 | 1
2 Diversification | 2030 | 6 | -27.8 | 4
2 Diversification | 2030 | 6 | -27.7 | 3
2 Diversification | 2030 | 6 | -27.6 | 2
2 Diversification | 2030 | 6 | -27.5 | 3
2 Diversification | 2030 | 6 | -27.4 | 1
2 Diversification | 2030 | 6 | -27.3 | 3
2 Diversification | 2030 | 6 | -27.2 | 9
2 Diversification | 2030 | 6 | -27.1 | 4
2 Diversification | 2030 | 6 | -27 | 3
2 Diversification | 2030 | 6 | -26.9 | 7
2 Diversification | 2030 | 6 | -26.8 | 2
2 Diversification | 2030 | 6 | -26.7 | 2
2 Diversification | 2030 | 6 | -26.6 | 6
2 Diversification | 2030 | 6 | -26.5 | 2
2 Diversification | 2030 | 6 | -26.4 | 2
2 Diversification | 2030 | 6 | -26.3 | 2
2 Diversification | 2030 | 6 | -26.2 | 1
2 Diversification | 2030 | 6 | -26.1 | 4
2 Diversification | 2030 | 6 | -26 | 3
2 Diversification | 2030 | 6 | -25.9 | 2
2 Diversification | 2030 | 6 | -25.8 | 3
2 Diversification | 2030 | 6 | -25.6 | 4
2 Diversification | 2030 | 6 | -25.5 | 1
2 Diversification | 2030 | 6 | -25.4 | 1
2 Diversification | 2030 | 6 | -25.3 | 3
2 Diversification | 2030 | 6 | -25 | 3
2 Diversification | 2030 | 6 | -24.9 | 3
2 Diversification | 2030 | 6 | -24.8 | 1
2 Diversification | 2030 | 6 | -24.7 | 6
2 Diversification | 2030 | 6 | -24.6 | 2
2 Diversification | 2030 | 6 | -24.5 | 2
2 Diversification | 2030 | 6 | -24.4 | 6
2 Diversification | 2030 | 6 | -24.3 | 4
2 Diversification | 2030 | 6 | -24.2 | 2
2 Diversification | 2030 | 6 | -24.1 | 2
2 Diversification | 2030 | 6 | -24 | 5
2 Diversification | 2030 | 6 | -23.9 | 7
2 Diversification | 2030 | 6 | -23.8 | 3
2 Diversification | 2030 | 6 | -23.7 | 1
2 Diversification | 2030 | 6 | -23.6 | 3
2 Diversification | 2030 | 6 | -23.5 | 2
2 Diversification | 2030 | 6 | -23.4 | 1
2 Diversification | 2030 | 6 | -23.3 | 1
2 Diversification | 2030 | 6 | -23.2 | 3
2 Diversification | 2030 | 6 | -23.1 | 2
2 Diversification | 2030 | 6 | -23 | 4
2 Diversification | 2030 | 6 | -22.9 | 5
2 Diversification | 2030 | 6 | -22.8 | 2
2 Diversification | 2030 | 6 | -22.7 | 2
2 Diversification | 2030 | 6 | -22.6 | 5
2 Diversification | 2030 | 6 | -22.5 | 1
2 Diversification | 2030 | 6 | -22.4 | 4
2 Diversification | 2030 | 6 | -22.3 | 1
2 Diversification | 2030 | 6 | -22.2 | 4
2 Diversification | 2030 | 6 | -22.1 | 4
2 Diversification | 2030 | 6 | -22 | 3
2 Diversification | 2030 | 6 | -21.9 | 3
2 Diversification | 2030 | 6 | -21.8 | 1
2 Diversification | 2030 | 6 | -21.7 | 2
2 Diversification | 2030 | 6 | -21.6 | 1
2 Diversification | 2030 | 6 | -21.5 | 3
2 Diversification | 2030 | 6 | -21.4 | 3
2 Diversification | 2030 | 6 | -21.3 | 2
2 Diversification | 2030 | 6 | -21.2 | 2
2 Diversification | 2030 | 6 | -21.1 | 3
2 Diversification | 2030 | 6 | -21 | 2
2 Diversification | 2030 | 6 | -20.9 | 8
2 Diversification | 2030 | 6 | -20.8 | 2
2 Diversification | 2030 | 6 | -20.7 | 4
2 Diversification | 2030 | 6 | -20.6 | 4
2 Diversification | 2030 | 6 | -20.5 | 2
2 Diversification | 2030 | 6 | -20.4 | 1
2 Diversification | 2030 | 6 | -20.3 | 3
2 Diversification | 2030 | 6 | -20.2 | 7
2 Diversification | 2030 | 6 | -20.1 | 3
2 Diversification | 2030 | 6 | -20 | 6
2 Diversification | 2030 | 6 | -19.9 | 4
2 Diversification | 2030 | 6 | -19.8 | 4
2 Diversification | 2030 | 6 | -19.6 | 3
2 Diversification | 2030 | 6 | -19.5 | 5
2 Diversification | 2030 | 6 | -19.4 | 3
2 Diversification | 2030 | 6 | -19.3 | 2
2 Diversification | 2030 | 6 | -19.2 | 2
2 Diversification | 2030 | 6 | -19.1 | 2
2 Diversification | 2030 | 6 | -19 | 6
2 Diversification | 2030 | 6 | -18.9 | 4
2 Diversification | 2030 | 6 | -18.8 | 6
2 Diversification | 2030 | 6 | -18.7 | 3
2 Diversification | 2030 | 6 | -18.6 | 4
2 Diversification | 2030 | 6 | -18.5 | 6
2 Diversification | 2030 | 6 | -18.4 | 6
2 Diversification | 2030 | 6 | -18.3 | 3
2 Diversification | 2030 | 6 | -18.2 | 6
2 Diversification | 2030 | 6 | -18.1 | 4
2 Diversification | 2030 | 6 | -18 | 4
2 Diversification | 2030 | 6 | -17.9 | 3
2 Diversification | 2030 | 6 | -17.8 | 3
2 Diversification | 2030 | 6 | -17.7 | 4
2 Diversification | 2030 | 6 | -17.6 | 1
2 Diversification | 2030 | 6 | -17.5 | 2
2 Diversification | 2030 | 6 | -17.4 | 2
2 Diversification | 2030 | 6 | -17.3 | 2
2 Diversification | 2030 | 6 | -17.2 | 5
2 Diversification | 2030 | 6 | -17.1 | 3
2 Diversification | 2030 | 6 | -17 | 4
2 Diversification | 2030 | 6 | -16.9 | 3
2 Diversification | 2030 | 6 | -16.8 | 5
2 Diversification | 2030 | 6 | -16.7 | 5
2 Diversification | 2030 | 6 | -16.6 | 4
2 Diversification | 2030 | 6 | -16.5 | 5
2 Diversification | 2030 | 6 | -16.4 | 4
2 Diversification | 2030 | 6 | -16.3 | 1
2 Diversification | 2030 | 6 | -16.2 | 3
2 Diversification | 2030 | 6 | -16.1 | 4
2 Diversification | 2030 | 6 | -16 | 10
2 Diversification | 2030 | 6 | -15.9 | 5
2 Diversification | 2030 | 6 | -15.8 | 2
2 Diversification | 2030 | 6 | -15.7 | 4
2 Diversification | 2030 | 6 | -15.6 | 3
2 Diversification | 2030 | 6 | -15.5 | 2
2 Diversification | 2030 | 6 | -15.4 | 2
2 Diversification | 2030 | 6 | -15.3 | 6
2 Diversification | 2030 | 6 | -15.2 | 4
2 Diversification | 2030 | 6 | -15.1 | 2
2 Diversification | 2030 | 6 | -15 | 6
2 Diversification | 2030 | 6 | -14.9 | 7
2 Diversification | 2030 | 6 | -14.8 | 5
2 Diversification | 2030 | 6 | -14.7 | 1
2 Diversification | 2030 | 6 | -14.6 | 4
2 Diversification | 2030 | 6 | -14.5 | 7
2 Diversification | 2030 | 6 | -14.4 | 5
2 Diversification | 2030 | 6 | -14.3 | 7
2 Diversification | 2030 | 6 | -14.2 | 5
2 Diversification | 2030 | 6 | -14.1 | 4
2 Diversification | 2030 | 6 | -14 | 2
2 Diversification | 2030 | 6 | -13.9 | 1
2 Diversification | 2030 | 6 | -13.8 | 4
2 Diversification | 2030 | 6 | -13.7 | 5
2 Diversification | 2030 | 6 | -13.6 | 3
2 Diversification | 2030 | 6 | -13.5 | 2
2 Diversification | 2030 | 6 | -13.4 | 4
2 Diversification | 2030 | 6 | -13.3 | 5
2 Diversification | 2030 | 6 | -13.2 | 4
2 Diversification | 2030 | 6 | -13.1 | 2
2 Diversification | 2030 | 6 | -13 | 3
2 Diversification | 2030 | 6 | -12.8 | 4
2 Diversification | 2030 | 6 | -12.7 | 6
2 Diversification | 2030 | 6 | -12.6 | 2
2 Diversification | 2030 | 6 | -12.5 | 3
2 Diversification | 2030 | 6 | -12.4 | 1
2 Diversification | 2030 | 6 | -12.3 | 5
2 Diversification | 2030 | 6 | -12.1 | 3
2 Diversification | 2030 | 6 | -12 | 2
2 Diversification | 2030 | 6 | -11.9 | 7
2 Diversification | 2030 | 6 | -11.8 | 8
2 Diversification | 2030 | 6 | -11.7 | 4
2 Diversification | 2030 | 6 | -11.6 | 5
2 Diversification | 2030 | 6 | -11.5 | 3
2 Diversification | 2030 | 6 | -11.3 | 1
2 Diversification | 2030 | 6 | -11.2 | 1
2 Diversification | 2030 | 6 | -11 | 5
2 Diversification | 2030 | 6 | -10.9 | 2
2 Diversification | 2030 | 6 | -10.8 | 7
2 Diversification | 2030 | 6 | -10.7 | 4
2 Diversification | 2030 | 6 | -10.6 | 3
2 Diversification | 2030 | 6 | -10.5 | 4
2 Diversification | 2030 | 6 | -10.4 | 5
2 Diversification | 2030 | 6 | -10.3 | 4
2 Diversification | 2030 | 6 | -10.2 | 3
2 Diversification | 2030 | 6 | -10.1 | 2
2 Diversification | 2030 | 6 | -10 | 1
2 Diversification | 2030 | 6 | -9.9 | 3
2 Diversification | 2030 | 6 | -9.8 | 4
2 Diversification | 2030 | 6 | -9.6 | 1
2 Diversification | 2030 | 6 | -9.5 | 2
2 Diversification | 2030 | 6 | -9.4 | 4
2 Diversification | 2030 | 6 | -9.3 | 1
2 Diversification | 2030 | 6 | -9.2 | 3
2 Diversification | 2030 | 6 | -9.1 | 4
2 Diversification | 2030 | 6 | -9 | 2
2 Diversification | 2030 | 6 | -8.9 | 2
2 Diversification | 2030 | 6 | -8.8 | 3
2 Diversification | 2030 | 6 | -8.7 | 3
2 Diversification | 2030 | 6 | -8.6 | 2
2 Diversification | 2030 | 6 | -8.5 | 2
2 Diversification | 2030 | 6 | -8.4 | 2
2 Diversification | 2030 | 6 | -8.3 | 2
2 Diversification | 2030 | 6 | -8.2 | 2
2 Diversification | 2030 | 6 | -8.1 | 4
2 Diversification | 2030 | 6 | -8 | 5
2 Diversification | 2030 | 6 | -7.9 | 2
2 Diversification | 2030 | 6 | -7.8 | 2
2 Diversification | 2030 | 6 | -7.7 | 3
2 Diversification | 2030 | 6 | -7.5 | 1
2 Diversification | 2030 | 6 | -7.4 | 2
2 Diversification | 2030 | 6 | -7.2 | 1
2 Diversification | 2030 | 6 | -7.1 | 2
2 Diversification | 2030 | 6 | -7 | 1
2 Diversification | 2030 | 6 | -6.9 | 2
2 Diversification | 2030 | 6 | -6.8 | 1
2 Diversification | 2030 | 6 | -6.7 | 2
2 Diversification | 2030 | 6 | -6.6 | 2
2 Diversification | 2030 | 6 | -6.5 | 4
2 Diversification | 2030 | 6 | -6.4 | 2
2 Diversification | 2030 | 6 | -6.3 | 1
2 Diversification | 2030 | 6 | -6 | 2
2 Diversification | 2030 | 6 | -5.9 | 1
2 Diversification | 2030 | 6 | -5.7 | 1
2 Diversification | 2030 | 6 | -5.5 | 3
2 Diversification | 2030 | 6 | -5.4 | 1
2 Diversification | 2030 | 6 | -5.3 | 1
2 Diversification | 2030 | 6 | -5.2 | 2
2 Diversification | 2030 | 6 | -5.1 | 2
2 Diversification | 2030 | 6 | -5 | 2
2 Diversification | 2030 | 6 | -4.9 | 1
2 Diversification | 2030 | 6 | -4.8 | 1
2 Diversification | 2030 | 6 | -4.7 | 1
2 Diversification | 2030 | 6 | -3.6 | 1
2 Diversification | 2030 | 6 | -3.5 | 1
2 Diversification | 2030 | 6 | -3.3 | 1
2 Diversification | 2030 | 6 | -3.2 | 2
2 Diversification | 2030 | 6 | -3.1 | 2
2 Diversification | 2030 | 6 | -3 | 2
2 Diversification | 2030 | 6 | -2.9 | 1
2 Diversification | 2030 | 6 | -2.6 | 1
2 Diversification | 2030 | 6 | -2.5 | 1
2 Diversification | 2030 | 6 | -2.3 | 1
2 Diversification | 2030 | 6 | -2.2 | 1
2 Diversification | 2030 | 6 | -2.1 | 1
2 Diversification | 2030 | 6 | -1.5 | 2
2 Diversification | 2030 | 6 | -1.2 | 1
2 Diversification | 2030 | 6 | -1.1 | 1
2 Diversification | 2030 | 6 | -0.8 | 1
2 Diversification | 2030 | 6 | -0.7 | 1
2 Diversification | 2030 | 6 | 0 | 1
2 Diversification | 2030 | 6 | 0.2 | 2
2 Diversification | 2030 | 6 | 0.7 | 1
2 Diversification | 2030 | 6 | 1.3 | 1
2 Diversification | 2030 | 6 | 1.5 | 1
2 Diversification | 2030 | 6 | 1.8 | 1
2 Diversification | 2030 | 6 | 2.3 | 1
2 Diversification | 2030 | 6 | 3 | 1
2 Diversification | 2030 | 6 | 3.1 | 1
2 Diversification | 2030 | 6 | 3.2 | 1
2 Diversification | 2030 | 6 | 3.3 | 1
2 Diversification | 2030 | 6 | 3.4 | 1
2 Diversification | 2030 | 6 | 3.6 | 1
2 Diversification | 2030 | 6 | 3.8 | 1
2 Diversification | 2030 | 6 | 4.2 | 2
2 Diversification | 2030 | 6 | 4.4 | 1
2 Diversification | 2030 | 6 | 4.8 | 2
2 Diversification | 2030 | 6 | 5.1 | 1
2 Diversification | 2030 | 6 | 5.2 | 2
2 Diversification | 2030 | 6 | 5.5 | 1
2 Diversification | 2030 | 6 | 5.6 | 1
2 Diversification | 2030 | 6 | 5.7 | 4
2 Diversification | 2030 | 6 | 5.9 | 1
2 Diversification | 2030 | 6 | 6.1 | 2
2 Diversification | 2030 | 6 | 6.2 | 1
2 Diversification | 2030 | 6 | 6.3 | 2
2 Diversification | 2030 | 6 | 6.4 | 1
2 Diversification | 2030 | 6 | 6.6 | 1
2 Diversification | 2030 | 6 | 6.7 | 1
2 Diversification | 2030 | 6 | 6.8 | 4
2 Diversification | 2030 | 6 | 6.9 | 1
2 Diversification | 2030 | 6 | 7 | 6
2 Diversification | 2030 | 6 | 7.1 | 1
2 Diversification | 2030 | 6 | 7.2 | 2
2 Diversification | 2030 | 6 | 7.3 | 1
2 Diversification | 2030 | 6 | 7.4 | 4
2 Diversification | 2030 | 6 | 7.7 | 4
2 Diversification | 2030 | 6 | 7.8 | 1
2 Diversification | 2030 | 6 | 7.9 | 1
2 Diversification | 2030 | 6 | 8 | 2
2 Diversification | 2030 | 6 | 8.1 | 1
2 Diversification | 2030 | 6 | 8.2 | 4
2 Diversification | 2030 | 6 | 8.3 | 2
2 Diversification | 2030 | 6 | 8.4 | 1
2 Diversification | 2030 | 6 | 8.5 | 1
2 Diversification | 2030 | 6 | 8.6 | 5
2 Diversification | 2030 | 6 | 8.7 | 2
2 Diversification | 2030 | 6 | 8.8 | 3
2 Diversification | 2030 | 6 | 8.9 | 2
2 Diversification | 2030 | 6 | 9 | 6
2 Diversification | 2030 | 6 | 9.1 | 1
2 Diversification | 2030 | 6 | 9.2 | 4
2 Diversification | 2030 | 6 | 9.3 | 3
2 Diversification | 2030 | 6 | 9.4 | 5
2 Diversification | 2030 | 6 | 9.5 | 4
2 Diversification | 2030 | 6 | 9.7 | 2
2 Diversification | 2030 | 6 | 9.8 | 1
2 Diversification | 2030 | 6 | 9.9 | 4
2 Diversification | 2030 | 6 | 10 | 3
2 Diversification | 2030 | 6 | 10.1 | 2
2 Diversification | 2030 | 6 | 10.2 | 4
2 Diversification | 2030 | 6 | 10.3 | 2
2 Diversification | 2030 | 6 | 10.4 | 4
2 Diversification | 2030 | 6 | 10.5 | 1
2 Diversification | 2030 | 6 | 10.6 | 1
2 Diversification | 2030 | 6 | 10.7 | 5
2 Diversification | 2030 | 6 | 10.8 | 6
2 Diversification | 2030 | 6 | 10.9 | 2
2 Diversification | 2030 | 6 | 11 | 2
2 Diversification | 2030 | 6 | 11.1 | 6
2 Diversification | 2030 | 6 | 11.2 | 5
2 Diversification | 2030 | 6 | 11.3 | 3
2 Diversification | 2030 | 6 | 11.4 | 4
2 Diversification | 2030 | 6 | 11.5 | 1
2 Diversification | 2030 | 6 | 11.6 | 5
2 Diversification | 2030 | 6 | 11.7 | 3
2 Diversification | 2030 | 6 | 11.9 | 1
2 Diversification | 2030 | 6 | 12 | 2
2 Diversification | 2030 | 6 | 12.1 | 4
2 Diversification | 2030 | 6 | 12.2 | 3
2 Diversification | 2030 | 6 | 12.3 | 2
2 Diversification | 2030 | 6 | 12.4 | 4
2 Diversification | 2030 | 6 | 12.5 | 1
2 Diversification | 2030 | 6 | 12.6 | 4
2 Diversification | 2030 | 6 | 12.7 | 3
2 Diversification | 2030 | 6 | 12.8 | 6
2 Diversification | 2030 | 6 | 12.9 | 6
2 Diversification | 2030 | 6 | 13 | 4
2 Diversification | 2030 | 6 | 13.1 | 6
2 Diversification | 2030 | 6 | 13.2 | 2
2 Diversification | 2030 | 6 | 13.4 | 2
2 Diversification | 2030 | 6 | 13.5 | 5
2 Diversification | 2030 | 6 | 13.6 | 2
2 Diversification | 2030 | 6 | 13.7 | 3
2 Diversification | 2030 | 6 | 13.8 | 7
2 Diversification | 2030 | 6 | 13.9 | 1
2 Diversification | 2030 | 6 | 14 | 5
2 Diversification | 2030 | 6 | 14.1 | 7
2 Diversification | 2030 | 6 | 14.2 | 5
2 Diversification | 2030 | 6 | 14.3 | 5
2 Diversification | 2030 | 6 | 14.4 | 2
2 Diversification | 2030 | 6 | 14.5 | 2
2 Diversification | 2030 | 6 | 14.6 | 3
2 Diversification | 2030 | 6 | 14.7 | 2
2 Diversification | 2030 | 6 | 14.8 | 2
2 Diversification | 2030 | 6 | 14.9 | 3
2 Diversification | 2030 | 6 | 15 | 4
2 Diversification | 2030 | 6 | 15.1 | 4
2 Diversification | 2030 | 6 | 15.2 | 4
2 Diversification | 2030 | 6 | 15.3 | 2
2 Diversification | 2030 | 6 | 15.4 | 6
2 Diversification | 2030 | 6 | 15.5 | 2
2 Diversification | 2030 | 6 | 15.6 | 6
2 Diversification | 2030 | 6 | 15.7 | 5
2 Diversification | 2030 | 6 | 15.8 | 2
2 Diversification | 2030 | 6 | 15.9 | 4
2 Diversification | 2030 | 6 | 16 | 4
2 Diversification | 2030 | 6 | 16.2 | 4
2 Diversification | 2030 | 6 | 16.3 | 1
2 Diversification | 2030 | 6 | 16.4 | 1
2 Diversification | 2030 | 6 | 16.5 | 3
2 Diversification | 2030 | 6 | 16.6 | 5
2 Diversification | 2030 | 6 | 16.7 | 9
2 Diversification | 2030 | 6 | 16.8 | 7
2 Diversification | 2030 | 6 | 16.9 | 4
2 Diversification | 2030 | 6 | 17 | 1
2 Diversification | 2030 | 6 | 17.1 | 4
2 Diversification | 2030 | 6 | 17.2 | 5
2 Diversification | 2030 | 6 | 17.3 | 2
2 Diversification | 2030 | 6 | 17.4 | 4
2 Diversification | 2030 | 6 | 17.5 | 3
2 Diversification | 2030 | 6 | 17.6 | 3
2 Diversification | 2030 | 6 | 17.7 | 6
2 Diversification | 2030 | 6 | 17.8 | 3
2 Diversification | 2030 | 6 | 17.9 | 6
2 Diversification | 2030 | 6 | 18 | 5
2 Diversification | 2030 | 6 | 18.1 | 4
2 Diversification | 2030 | 6 | 18.2 | 2
2 Diversification | 2030 | 6 | 18.3 | 2
2 Diversification | 2030 | 6 | 18.4 | 5
2 Diversification | 2030 | 6 | 18.5 | 3
2 Diversification | 2030 | 6 | 18.6 | 6
2 Diversification | 2030 | 6 | 18.7 | 2
2 Diversification | 2030 | 6 | 18.8 | 5
2 Diversification | 2030 | 6 | 18.9 | 3
2 Diversification | 2030 | 6 | 19 | 5
2 Diversification | 2030 | 6 | 19.1 | 2
2 Diversification | 2030 | 6 | 19.2 | 7
2 Diversification | 2030 | 6 | 19.3 | 2
2 Diversification | 2030 | 6 | 19.4 | 3
2 Diversification | 2030 | 6 | 19.5 | 5
2 Diversification | 2030 | 6 | 19.6 | 6
2 Diversification | 2030 | 6 | 19.7 | 6
2 Diversification | 2030 | 6 | 19.8 | 5
2 Diversification | 2030 | 6 | 19.9 | 6
2 Diversification | 2030 | 6 | 20 | 4
2 Diversification | 2030 | 6 | 20.1 | 6
2 Diversification | 2030 | 6 | 20.2 | 3
2 Diversification | 2030 | 6 | 20.3 | 5
2 Diversification | 2030 | 6 | 20.4 | 2
2 Diversification | 2030 | 6 | 20.5 | 5
2 Diversification | 2030 | 6 | 20.7 | 2
2 Diversification | 2030 | 6 | 20.8 | 1
2 Diversification | 2030 | 6 | 20.9 | 4
2 Diversification | 2030 | 6 | 21 | 5
2 Diversification | 2030 | 6 | 21.1 | 4
2 Diversification | 2030 | 6 | 21.2 | 3
2 Diversification | 2030 | 6 | 21.3 | 4
2 Diversification | 2030 | 6 | 21.4 | 3
2 Diversification | 2030 | 6 | 21.5 | 2
2 Diversification | 2030 | 6 | 21.6 | 2
2 Diversification | 2030 | 6 | 21.7 | 3
2 Diversification | 2030 | 6 | 21.8 | 3
2 Diversification | 2030 | 6 | 21.9 | 5
2 Diversification | 2030 | 6 | 22 | 3
2 Diversification | 2030 | 6 | 22.1 | 5
2 Diversification | 2030 | 6 | 22.2 | 3
2 Diversification | 2030 | 6 | 22.3 | 6
2 Diversification | 2030 | 6 | 22.4 | 4
2 Diversification | 2030 | 6 | 22.5 | 7
2 Diversification | 2030 | 6 | 22.6 | 1
2 Diversification | 2030 | 6 | 22.7 | 2
2 Diversification | 2030 | 6 | 22.8 | 1
2 Diversification | 2030 | 6 | 22.9 | 3
2 Diversification | 2030 | 6 | 23 | 2
2 Diversification | 2030 | 6 | 23.1 | 3
2 Diversification | 2030 | 6 | 23.2 | 3
2 Diversification | 2030 | 6 | 23.3 | 5
2 Diversification | 2030 | 6 | 23.4 | 6
2 Diversification | 2030 | 6 | 23.5 | 5
2 Diversification | 2030 | 6 | 23.6 | 3
2 Diversification | 2030 | 6 | 23.7 | 3
2 Diversification | 2030 | 6 | 23.8 | 5
2 Diversification | 2030 | 6 | 23.9 | 3
2 Diversification | 2030 | 6 | 24 | 6
2 Diversification | 2030 | 6 | 24.1 | 2
2 Diversification | 2030 | 6 | 24.2 | 7
2 Diversification | 2030 | 6 | 24.3 | 4
2 Diversification | 2030 | 6 | 24.4 | 6
2 Diversification | 2030 | 6 | 24.6 | 2
2 Diversification | 2030 | 6 | 24.7 | 1
2 Diversification | 2030 | 6 | 24.8 | 4
2 Diversification | 2030 | 6 | 24.9 | 4
2 Diversification | 2030 | 6 | 25 | 3
2 Diversification | 2030 | 6 | 25.1 | 4
2 Diversification | 2030 | 6 | 25.2 | 3
2 Diversification | 2030 | 6 | 25.3 | 6
2 Diversification | 2030 | 6 | 25.4 | 4
2 Diversification | 2030 | 6 | 25.5 | 4
2 Diversification | 2030 | 6 | 25.6 | 3
2 Diversification | 2030 | 6 | 25.7 | 1
2 Diversification | 2030 | 6 | 25.8 | 3
2 Diversification | 2030 | 6 | 25.9 | 6
2 Diversification | 2030 | 6 | 26 | 3
2 Diversification | 2030 | 6 | 26.1 | 4
2 Diversification | 2030 | 6 | 26.2 | 3
2 Diversification | 2030 | 6 | 26.3 | 1
2 Diversification | 2030 | 6 | 26.4 | 5
2 Diversification | 2030 | 6 | 26.5 | 4
2 Diversification | 2030 | 6 | 26.6 | 3
2 Diversification | 2030 | 6 | 26.8 | 2
2 Diversification | 2030 | 6 | 26.9 | 4
2 Diversification | 2030 | 6 | 27 | 2
2 Diversification | 2030 | 6 | 27.1 | 4
2 Diversification | 2030 | 6 | 27.2 | 3
2 Diversification | 2030 | 6 | 27.4 | 2
2 Diversification | 2030 | 6 | 27.5 | 2
2 Diversification | 2030 | 6 | 27.6 | 3
2 Diversification | 2030 | 6 | 27.7 | 3
2 Diversification | 2030 | 6 | 27.8 | 5
2 Diversification | 2030 | 6 | 28 | 1
2 Diversification | 2030 | 6 | 28.3 | 2
2 Diversification | 2030 | 6 | 28.4 | 2
2 Diversification | 2030 | 6 | 28.5 | 3
2 Diversification | 2030 | 6 | 28.6 | 3
2 Diversification | 2030 | 6 | 28.7 | 2
2 Diversification | 2030 | 6 | 28.8 | 2
2 Diversification | 2030 | 6 | 28.9 | 8
2 Diversification | 2030 | 6 | 29 | 2
2 Diversification | 2030 | 6 | 29.1 | 3
2 Diversification | 2030 | 6 | 29.2 | 2
2 Diversification | 2030 | 6 | 29.4 | 5
2 Diversification | 2030 | 6 | 29.5 | 1
2 Diversification | 2030 | 6 | 29.6 | 1
2 Diversification | 2030 | 6 | 29.7 | 2
2 Diversification | 2030 | 6 | 29.8 | 3
2 Diversification | 2030 | 6 | 29.9 | 3
2 Diversification | 2030 | 6 | 30 | 3
2 Diversification | 2030 | 6 | 30.1 | 1
2 Diversification | 2030 | 6 | 30.2 | 1
2 Diversification | 2030 | 6 | 30.3 | 1
2 Diversification | 2030 | 6 | 30.4 | 4
2 Diversification | 2030 | 6 | 30.5 | 3
2 Diversification | 2030 | 6 | 30.6 | 4
2 Diversification | 2030 | 6 | 30.7 | 2
2 Diversification | 2030 | 6 | 30.8 | 2
2 Diversification | 2030 | 6 | 30.9 | 1
2 Diversification | 2030 | 6 | 31 | 1
2 Diversification | 2030 | 6 | 31.1 | 1
2 Diversification | 2030 | 6 | 31.3 | 2
2 Diversification | 2030 | 6 | 31.4 | 1
2 Diversification | 2030 | 6 | 31.5 | 2
2 Diversification | 2030 | 6 | 31.7 | 3
2 Diversification | 2030 | 6 | 31.8 | 1
2 Diversification | 2030 | 6 | 31.9 | 1
2 Diversification | 2030 | 6 | 32 | 3
2 Diversification | 2030 | 6 | 32.1 | 2
2 Diversification | 2030 | 6 | 32.3 | 1
2 Diversification | 2030 | 6 | 32.4 | 2
2 Diversification | 2030 | 6 | 32.5 | 3
2 Diversification | 2030 | 6 | 32.6 | 2
2 Diversification | 2030 | 6 | 32.8 | 1
2 Diversification | 2030 | 6 | 32.9 | 1
2 Diversification | 2030 | 6 | 33.2 | 3
2 Diversification | 2030 | 6 | 33.3 | 1
2 Diversification | 2030 | 6 | 33.4 | 1
2 Diversification | 2030 | 6 | 33.5 | 4
2 Diversification | 2030 | 6 | 33.6 | 1
2 Diversification | 2030 | 6 | 33.8 | 2
2 Diversification | 2030 | 6 | 33.9 | 2
2 Diversification | 2030 | 6 | 34 | 3
2 Diversification | 2030 | 6 | 34.2 | 3
2 Diversification | 2030 | 6 | 34.3 | 1
2 Diversification | 2030 | 6 | 34.4 | 2
2 Diversification | 2030 | 6 | 34.5 | 1
2 Diversification | 2030 | 6 | 34.8 | 1
2 Diversification | 2030 | 6 | 34.9 | 2
2 Diversification | 2030 | 6 | 35.1 | 3
2 Diversification | 2030 | 6 | 35.2 | 1
2 Diversification | 2030 | 6 | 35.3 | 1
2 Diversification | 2030 | 6 | 35.4 | 1
2 Diversification | 2030 | 6 | 35.5 | 1
2 Diversification | 2030 | 6 | 35.7 | 2
2 Diversification | 2030 | 6 | 35.8 | 1
2 Diversification | 2030 | 6 | 36 | 1
2 Diversification | 2030 | 6 | 36.1 | 2
2 Diversification | 2030 | 6 | 36.2 | 1
2 Diversification | 2030 | 6 | 36.4 | 2
2 Diversification | 2030 | 6 | 36.5 | 3
2 Diversification | 2030 | 6 | 36.6 | 1
2 Diversification | 2030 | 6 | 36.7 | 2
2 Diversification | 2030 | 6 | 37.1 | 1
2 Diversification | 2030 | 6 | 37.2 | 1
2 Diversification | 2030 | 6 | 37.8 | 1
2 Diversification | 2030 | 6 | 37.9 | 4
2 Diversification | 2030 | 6 | 38 | 1
2 Diversification | 2030 | 6 | 38.1 | 1
2 Diversification | 2030 | 6 | 38.3 | 2
2 Diversification | 2030 | 6 | 38.8 | 3
2 Diversification | 2030 | 6 | 38.9 | 1
2 Diversification | 2030 | 6 | 39 | 1
2 Diversification | 2030 | 6 | 39.1 | 3
2 Diversification | 2030 | 6 | 39.2 | 1
2 Diversification | 2030 | 6 | 39.3 | 1
2 Diversification | 2030 | 6 | 39.7 | 1
2 Diversification | 2030 | 6 | 39.8 | 1
2 Diversification | 2030 | 6 | 40.2 | 2
2 Diversification | 2030 | 6 | 40.4 | 3
2 Diversification | 2030 | 6 | 40.6 | 1
2 Diversification | 2030 | 6 | 40.7 | 1
2 Diversification | 2030 | 6 | 40.9 | 2
2 Diversification | 2030 | 6 | 41 | 1
2 Diversification | 2030 | 6 | 41.2 | 1
2 Diversification | 2030 | 6 | 41.4 | 1
2 Diversification | 2030 | 6 | 41.6 | 2
2 Diversification | 2030 | 6 | 41.7 | 1
2 Diversification | 2030 | 6 | 41.8 | 2
2 Diversification | 2030 | 6 | 42.1 | 1
2 Diversification | 2030 | 6 | 42.2 | 1
2 Diversification | 2030 | 6 | 42.3 | 1
2 Diversification | 2030 | 6 | 42.7 | 1
2 Diversification | 2030 | 6 | 42.8 | 1
2 Diversification | 2030 | 6 | 43 | 2
2 Diversification | 2030 | 6 | 43.1 | 1
2 Diversification | 2030 | 6 | 43.2 | 1
2 Diversification | 2030 | 6 | 43.3 | 1
2 Diversification | 2030 | 6 | 43.7 | 1
2 Diversification | 2030 | 6 | 43.8 | 1
2 Diversification | 2030 | 6 | 43.9 | 2
2 Diversification | 2030 | 6 | 44 | 1
2 Diversification | 2030 | 6 | 44.1 | 1
2 Diversification | 2030 | 6 | 44.3 | 2
2 Diversification | 2030 | 6 | 44.6 | 1
2 Diversification | 2030 | 6 | 44.7 | 1
2 Diversification | 2030 | 6 | 45 | 1
2 Diversification | 2030 | 6 | 45.4 | 1
2 Diversification | 2030 | 6 | 45.6 | 1
2 Diversification | 2030 | 6 | 45.7 | 1
2 Diversification | 2030 | 6 | 45.8 | 1
2 Diversification | 2030 | 6 | 46.1 | 1
2 Diversification | 2030 | 6 | 46.5 | 1
2 Diversification | 2030 | 6 | 46.6 | 2
2 Diversification | 2030 | 6 | 47.3 | 1
2 Diversification | 2030 | 6 | 47.6 | 1
2 Diversification | 2030 | 6 | 47.7 | 1
2 Diversification | 2030 | 6 | 48 | 1
2 Diversification | 2030 | 6 | 48.3 | 2
2 Diversification | 2030 | 6 | 48.5 | 1
2 Diversification | 2030 | 6 | 48.9 | 1
2 Diversification | 2030 | 6 | 49 | 1
2 Diversification | 2030 | 6 | 49.4 | 1
2 Diversification | 2030 | 6 | 50 | 1
2 Diversification | 2030 | 6 | 50.1 | 1
2 Diversification | 2030 | 6 | 50.2 | 1
2 Diversification | 2030 | 6 | 50.3 | 1
2 Diversification | 2030 | 6 | 50.4 | 1
2 Diversification | 2030 | 6 | 50.5 | 1
2 Diversification | 2030 | 6 | 51.2 | 1
2 Diversification | 2030 | 6 | 51.5 | 1
2 Diversification | 2030 | 6 | 53 | 1
2 Diversification | 2030 | 6 | 53.4 | 1
2 Diversification | 2030 | 6 | 53.8 | 2
2 Diversification | 2030 | 6 | 53.9 | 1
2 Diversification | 2030 | 6 | 54.7 | 1
2 Diversification | 2030 | 6 | 55.4 | 1
2 Diversification | 2030 | 6 | 55.6 | 1
2 Diversification | 2030 | 6 | 56 | 1
2 Diversification | 2030 | 6 | 56.2 | 1
2 Diversification | 2030 | 6 | 56.4 | 1
2 Diversification | 2030 | 6 | 57.1 | 1
2 Diversification | 2030 | 6 | 57.2 | 1
2 Diversification | 2030 | 6 | 57.3 | 1
2 Diversification | 2030 | 6 | 57.9 | 1
2 Diversification | 2030 | 6 | 58 | 2
2 Diversification | 2030 | 6 | 58.8 | 1
2 Diversification | 2030 | 6 | 59.8 | 1
2 Diversification | 2030 | 6 | 60.7 | 1
2 Diversification | 2030 | 6 | 61.9 | 1
2 Diversification | 2030 | 6 | 64.3 | 1
2 Diversification | 2030 | 6 | 64.5 | 1
2 Diversification | 2030 | 6 | 70 | 1
2 Diversification | 2030 | 6 | 73.3 | 1
2 Diversification | 2030 | 6 | 76.4 | 1
2 Diversification | 2030 | 6 | 88.1 | 1
2 Diversification | 2030 | 7 | -65.1 | 1
2 Diversification | 2030 | 7 | -62.1 | 1
2 Diversification | 2030 | 7 | -61.9 | 1
2 Diversification | 2030 | 7 | -59.3 | 1
2 Diversification | 2030 | 7 | -57.7 | 1
2 Diversification | 2030 | 7 | -54 | 1
2 Diversification | 2030 | 7 | -52.7 | 1
2 Diversification | 2030 | 7 | -51.6 | 1
2 Diversification | 2030 | 7 | -51.4 | 1
2 Diversification | 2030 | 7 | -51.3 | 1
2 Diversification | 2030 | 7 | -51.1 | 1
2 Diversification | 2030 | 7 | -50.9 | 1
2 Diversification | 2030 | 7 | -49.9 | 1
2 Diversification | 2030 | 7 | -48.6 | 1
2 Diversification | 2030 | 7 | -48.5 | 1
2 Diversification | 2030 | 7 | -47.9 | 1
2 Diversification | 2030 | 7 | -47.6 | 2
2 Diversification | 2030 | 7 | -47.2 | 1
2 Diversification | 2030 | 7 | -46.7 | 1
2 Diversification | 2030 | 7 | -46.6 | 1
2 Diversification | 2030 | 7 | -46.5 | 1
2 Diversification | 2030 | 7 | -46.3 | 1
2 Diversification | 2030 | 7 | -46.1 | 1
2 Diversification | 2030 | 7 | -45.6 | 2
2 Diversification | 2030 | 7 | -45.5 | 1
2 Diversification | 2030 | 7 | -45.1 | 1
2 Diversification | 2030 | 7 | -45 | 1
2 Diversification | 2030 | 7 | -44.5 | 1
2 Diversification | 2030 | 7 | -44.4 | 1
2 Diversification | 2030 | 7 | -44.3 | 1
2 Diversification | 2030 | 7 | -44.2 | 1
2 Diversification | 2030 | 7 | -44.1 | 1
2 Diversification | 2030 | 7 | -43.8 | 1
2 Diversification | 2030 | 7 | -43 | 2
2 Diversification | 2030 | 7 | -42.9 | 1
2 Diversification | 2030 | 7 | -42.6 | 1
2 Diversification | 2030 | 7 | -42.5 | 1
2 Diversification | 2030 | 7 | -42.1 | 1
2 Diversification | 2030 | 7 | -41.7 | 1
2 Diversification | 2030 | 7 | -41.5 | 1
2 Diversification | 2030 | 7 | -41.2 | 1
2 Diversification | 2030 | 7 | -40.8 | 1
2 Diversification | 2030 | 7 | -40.6 | 1
2 Diversification | 2030 | 7 | -40.5 | 2
2 Diversification | 2030 | 7 | -40.4 | 1
2 Diversification | 2030 | 7 | -40.2 | 1
2 Diversification | 2030 | 7 | -39.9 | 1
2 Diversification | 2030 | 7 | -39.7 | 1
2 Diversification | 2030 | 7 | -39.3 | 1
2 Diversification | 2030 | 7 | -39.2 | 1
2 Diversification | 2030 | 7 | -38.7 | 1
2 Diversification | 2030 | 7 | -38.4 | 2
2 Diversification | 2030 | 7 | -38 | 1
2 Diversification | 2030 | 7 | -37.9 | 1
2 Diversification | 2030 | 7 | -37.8 | 1
2 Diversification | 2030 | 7 | -37.7 | 1
2 Diversification | 2030 | 7 | -37.6 | 2
2 Diversification | 2030 | 7 | -37.5 | 2
2 Diversification | 2030 | 7 | -37.3 | 2
2 Diversification | 2030 | 7 | -37.2 | 1
2 Diversification | 2030 | 7 | -37.1 | 1
2 Diversification | 2030 | 7 | -37 | 1
2 Diversification | 2030 | 7 | -36.8 | 2
2 Diversification | 2030 | 7 | -36.2 | 1
2 Diversification | 2030 | 7 | -36.1 | 1
2 Diversification | 2030 | 7 | -35.9 | 1
2 Diversification | 2030 | 7 | -35.6 | 3
2 Diversification | 2030 | 7 | -35.5 | 2
2 Diversification | 2030 | 7 | -35.4 | 1
2 Diversification | 2030 | 7 | -35.2 | 2
2 Diversification | 2030 | 7 | -35.1 | 1
2 Diversification | 2030 | 7 | -34.9 | 1
2 Diversification | 2030 | 7 | -34.8 | 2
2 Diversification | 2030 | 7 | -34.7 | 2
2 Diversification | 2030 | 7 | -34.4 | 1
2 Diversification | 2030 | 7 | -34.3 | 1
2 Diversification | 2030 | 7 | -34.2 | 1
2 Diversification | 2030 | 7 | -33.9 | 2
2 Diversification | 2030 | 7 | -33.7 | 2
2 Diversification | 2030 | 7 | -33.6 | 2
2 Diversification | 2030 | 7 | -33.5 | 1
2 Diversification | 2030 | 7 | -33.4 | 2
2 Diversification | 2030 | 7 | -33.3 | 1
2 Diversification | 2030 | 7 | -33.2 | 1
2 Diversification | 2030 | 7 | -33 | 5
2 Diversification | 2030 | 7 | -32.9 | 1
2 Diversification | 2030 | 7 | -32.8 | 2
2 Diversification | 2030 | 7 | -32.7 | 2
2 Diversification | 2030 | 7 | -32.6 | 1
2 Diversification | 2030 | 7 | -32.5 | 1
2 Diversification | 2030 | 7 | -32.3 | 1
2 Diversification | 2030 | 7 | -32.2 | 2
2 Diversification | 2030 | 7 | -32 | 3
2 Diversification | 2030 | 7 | -31.9 | 1
2 Diversification | 2030 | 7 | -31.7 | 1
2 Diversification | 2030 | 7 | -31.6 | 1
2 Diversification | 2030 | 7 | -31.5 | 2
2 Diversification | 2030 | 7 | -31.4 | 3
2 Diversification | 2030 | 7 | -31.3 | 4
2 Diversification | 2030 | 7 | -31.2 | 2
2 Diversification | 2030 | 7 | -31.1 | 1
2 Diversification | 2030 | 7 | -30.9 | 1
2 Diversification | 2030 | 7 | -30.8 | 2
2 Diversification | 2030 | 7 | -30.7 | 2
2 Diversification | 2030 | 7 | -30.6 | 3
2 Diversification | 2030 | 7 | -30.3 | 4
2 Diversification | 2030 | 7 | -30.1 | 4
2 Diversification | 2030 | 7 | -30 | 1
2 Diversification | 2030 | 7 | -29.9 | 2
2 Diversification | 2030 | 7 | -29.7 | 2
2 Diversification | 2030 | 7 | -29.6 | 1
2 Diversification | 2030 | 7 | -29.5 | 2
2 Diversification | 2030 | 7 | -29.4 | 3
2 Diversification | 2030 | 7 | -29.3 | 2
2 Diversification | 2030 | 7 | -29.2 | 2
2 Diversification | 2030 | 7 | -28.9 | 4
2 Diversification | 2030 | 7 | -28.8 | 2
2 Diversification | 2030 | 7 | -28.7 | 1
2 Diversification | 2030 | 7 | -28.6 | 1
2 Diversification | 2030 | 7 | -28.5 | 1
2 Diversification | 2030 | 7 | -28.3 | 1
2 Diversification | 2030 | 7 | -28.1 | 1
2 Diversification | 2030 | 7 | -27.9 | 1
2 Diversification | 2030 | 7 | -27.8 | 2
2 Diversification | 2030 | 7 | -27.7 | 1
2 Diversification | 2030 | 7 | -27.5 | 4
2 Diversification | 2030 | 7 | -27.4 | 2
2 Diversification | 2030 | 7 | -27.3 | 3
2 Diversification | 2030 | 7 | -27.1 | 3
2 Diversification | 2030 | 7 | -27 | 1
2 Diversification | 2030 | 7 | -26.9 | 2
2 Diversification | 2030 | 7 | -26.8 | 2
2 Diversification | 2030 | 7 | -26.6 | 2
2 Diversification | 2030 | 7 | -26.5 | 2
2 Diversification | 2030 | 7 | -26.4 | 1
2 Diversification | 2030 | 7 | -26.3 | 3
2 Diversification | 2030 | 7 | -26.2 | 3
2 Diversification | 2030 | 7 | -26.1 | 1
2 Diversification | 2030 | 7 | -26 | 1
2 Diversification | 2030 | 7 | -25.9 | 1
2 Diversification | 2030 | 7 | -25.8 | 1
2 Diversification | 2030 | 7 | -25.7 | 2
2 Diversification | 2030 | 7 | -25.6 | 3
2 Diversification | 2030 | 7 | -25.5 | 3
2 Diversification | 2030 | 7 | -25.4 | 1
2 Diversification | 2030 | 7 | -25.3 | 3
2 Diversification | 2030 | 7 | -25.2 | 2
2 Diversification | 2030 | 7 | -25.1 | 1
2 Diversification | 2030 | 7 | -25 | 2
2 Diversification | 2030 | 7 | -24.9 | 4
2 Diversification | 2030 | 7 | -24.8 | 1
2 Diversification | 2030 | 7 | -24.7 | 2
2 Diversification | 2030 | 7 | -24.5 | 2
2 Diversification | 2030 | 7 | -24.4 | 2
2 Diversification | 2030 | 7 | -24.3 | 4
2 Diversification | 2030 | 7 | -24.1 | 2
2 Diversification | 2030 | 7 | -24 | 2
2 Diversification | 2030 | 7 | -23.9 | 1
2 Diversification | 2030 | 7 | -23.8 | 3
2 Diversification | 2030 | 7 | -23.7 | 3
2 Diversification | 2030 | 7 | -23.6 | 3
2 Diversification | 2030 | 7 | -23.5 | 3
2 Diversification | 2030 | 7 | -23.4 | 1
2 Diversification | 2030 | 7 | -23.3 | 3
2 Diversification | 2030 | 7 | -23.2 | 1
2 Diversification | 2030 | 7 | -23.1 | 1
2 Diversification | 2030 | 7 | -23 | 1
2 Diversification | 2030 | 7 | -22.9 | 2
2 Diversification | 2030 | 7 | -22.8 | 4
2 Diversification | 2030 | 7 | -22.7 | 3
2 Diversification | 2030 | 7 | -22.6 | 4
2 Diversification | 2030 | 7 | -22.5 | 2
2 Diversification | 2030 | 7 | -22.4 | 2
2 Diversification | 2030 | 7 | -22.3 | 2
2 Diversification | 2030 | 7 | -22.2 | 1
2 Diversification | 2030 | 7 | -22.1 | 1
2 Diversification | 2030 | 7 | -22 | 2
2 Diversification | 2030 | 7 | -21.9 | 2
2 Diversification | 2030 | 7 | -21.8 | 1
2 Diversification | 2030 | 7 | -21.7 | 2
2 Diversification | 2030 | 7 | -21.6 | 2
2 Diversification | 2030 | 7 | -21.5 | 3
2 Diversification | 2030 | 7 | -21.4 | 4
2 Diversification | 2030 | 7 | -21.3 | 2
2 Diversification | 2030 | 7 | -21.2 | 2
2 Diversification | 2030 | 7 | -21.1 | 3
2 Diversification | 2030 | 7 | -21 | 2
2 Diversification | 2030 | 7 | -20.9 | 4
2 Diversification | 2030 | 7 | -20.8 | 1
2 Diversification | 2030 | 7 | -20.7 | 4
2 Diversification | 2030 | 7 | -20.6 | 2
2 Diversification | 2030 | 7 | -20.5 | 2
2 Diversification | 2030 | 7 | -20.4 | 4
2 Diversification | 2030 | 7 | -20.3 | 5
2 Diversification | 2030 | 7 | -20 | 2
2 Diversification | 2030 | 7 | -19.9 | 3
2 Diversification | 2030 | 7 | -19.8 | 4
2 Diversification | 2030 | 7 | -19.7 | 1
2 Diversification | 2030 | 7 | -19.5 | 6
2 Diversification | 2030 | 7 | -19.4 | 5
2 Diversification | 2030 | 7 | -19.3 | 5
2 Diversification | 2030 | 7 | -19.2 | 3
2 Diversification | 2030 | 7 | -19.1 | 3
2 Diversification | 2030 | 7 | -19 | 2
2 Diversification | 2030 | 7 | -18.9 | 4
2 Diversification | 2030 | 7 | -18.8 | 2
2 Diversification | 2030 | 7 | -18.7 | 1
2 Diversification | 2030 | 7 | -18.6 | 4
2 Diversification | 2030 | 7 | -18.5 | 1
2 Diversification | 2030 | 7 | -18.4 | 2
2 Diversification | 2030 | 7 | -18.3 | 3
2 Diversification | 2030 | 7 | -18.2 | 5
2 Diversification | 2030 | 7 | -18.1 | 1
2 Diversification | 2030 | 7 | -18 | 2
2 Diversification | 2030 | 7 | -17.9 | 3
2 Diversification | 2030 | 7 | -17.8 | 3
2 Diversification | 2030 | 7 | -17.7 | 2
2 Diversification | 2030 | 7 | -17.6 | 4
2 Diversification | 2030 | 7 | -17.4 | 8
2 Diversification | 2030 | 7 | -17.3 | 3
2 Diversification | 2030 | 7 | -17.2 | 1
2 Diversification | 2030 | 7 | -17.1 | 2
2 Diversification | 2030 | 7 | -17 | 4
2 Diversification | 2030 | 7 | -16.9 | 1
2 Diversification | 2030 | 7 | -16.8 | 3
2 Diversification | 2030 | 7 | -16.7 | 3
2 Diversification | 2030 | 7 | -16.6 | 2
2 Diversification | 2030 | 7 | -16.5 | 4
2 Diversification | 2030 | 7 | -16.4 | 4
2 Diversification | 2030 | 7 | -16.3 | 5
2 Diversification | 2030 | 7 | -16.2 | 3
2 Diversification | 2030 | 7 | -16.1 | 2
2 Diversification | 2030 | 7 | -16 | 1
2 Diversification | 2030 | 7 | -15.9 | 3
2 Diversification | 2030 | 7 | -15.8 | 5
2 Diversification | 2030 | 7 | -15.7 | 2
2 Diversification | 2030 | 7 | -15.6 | 2
2 Diversification | 2030 | 7 | -15.5 | 1
2 Diversification | 2030 | 7 | -15.4 | 2
2 Diversification | 2030 | 7 | -15.3 | 1
2 Diversification | 2030 | 7 | -15.2 | 5
2 Diversification | 2030 | 7 | -15.1 | 4
2 Diversification | 2030 | 7 | -15 | 3
2 Diversification | 2030 | 7 | -14.9 | 1
2 Diversification | 2030 | 7 | -14.7 | 1
2 Diversification | 2030 | 7 | -14.6 | 2
2 Diversification | 2030 | 7 | -14.5 | 3
2 Diversification | 2030 | 7 | -14.4 | 4
2 Diversification | 2030 | 7 | -14.3 | 1
2 Diversification | 2030 | 7 | -14 | 2
2 Diversification | 2030 | 7 | -13.9 | 2
2 Diversification | 2030 | 7 | -13.8 | 6
2 Diversification | 2030 | 7 | -13.7 | 2
2 Diversification | 2030 | 7 | -13.6 | 1
2 Diversification | 2030 | 7 | -13.5 | 4
2 Diversification | 2030 | 7 | -13.4 | 4
2 Diversification | 2030 | 7 | -13.3 | 4
2 Diversification | 2030 | 7 | -13.2 | 5
2 Diversification | 2030 | 7 | -13.1 | 1
2 Diversification | 2030 | 7 | -12.7 | 2
2 Diversification | 2030 | 7 | -12.6 | 4
2 Diversification | 2030 | 7 | -12.5 | 2
2 Diversification | 2030 | 7 | -12.4 | 1
2 Diversification | 2030 | 7 | -12.3 | 2
2 Diversification | 2030 | 7 | -12.2 | 2
2 Diversification | 2030 | 7 | -12.1 | 6
2 Diversification | 2030 | 7 | -12 | 2
2 Diversification | 2030 | 7 | -11.9 | 2
2 Diversification | 2030 | 7 | -11.7 | 1
2 Diversification | 2030 | 7 | -11.6 | 5
2 Diversification | 2030 | 7 | -11.5 | 2
2 Diversification | 2030 | 7 | -11.4 | 2
2 Diversification | 2030 | 7 | -11.3 | 2
2 Diversification | 2030 | 7 | -11.2 | 1
2 Diversification | 2030 | 7 | -11 | 2
2 Diversification | 2030 | 7 | -10.9 | 3
2 Diversification | 2030 | 7 | -10.8 | 1
2 Diversification | 2030 | 7 | -10.7 | 1
2 Diversification | 2030 | 7 | -10.6 | 2
2 Diversification | 2030 | 7 | -10.3 | 1
2 Diversification | 2030 | 7 | -10.2 | 2
2 Diversification | 2030 | 7 | -10.1 | 1
2 Diversification | 2030 | 7 | -9.9 | 1
2 Diversification | 2030 | 7 | -9.8 | 1
2 Diversification | 2030 | 7 | -9.7 | 1
2 Diversification | 2030 | 7 | -9.6 | 3
2 Diversification | 2030 | 7 | -9.5 | 1
2 Diversification | 2030 | 7 | -9.4 | 3
2 Diversification | 2030 | 7 | -9.3 | 1
2 Diversification | 2030 | 7 | -9.2 | 1
2 Diversification | 2030 | 7 | -9.1 | 1
2 Diversification | 2030 | 7 | -8.9 | 2
2 Diversification | 2030 | 7 | -8.8 | 2
2 Diversification | 2030 | 7 | -8.7 | 2
2 Diversification | 2030 | 7 | -8.5 | 2
2 Diversification | 2030 | 7 | -8.4 | 2
2 Diversification | 2030 | 7 | -8.2 | 2
2 Diversification | 2030 | 7 | -8.1 | 1
2 Diversification | 2030 | 7 | -8 | 2
2 Diversification | 2030 | 7 | -7.9 | 2
2 Diversification | 2030 | 7 | -7.8 | 1
2 Diversification | 2030 | 7 | -7.6 | 2
2 Diversification | 2030 | 7 | -7.4 | 1
2 Diversification | 2030 | 7 | -7.3 | 3
2 Diversification | 2030 | 7 | -7.2 | 1
2 Diversification | 2030 | 7 | -7.1 | 1
2 Diversification | 2030 | 7 | -7 | 3
2 Diversification | 2030 | 7 | -6.9 | 2
2 Diversification | 2030 | 7 | -6.7 | 2
2 Diversification | 2030 | 7 | -6.6 | 1
2 Diversification | 2030 | 7 | -6.4 | 2
2 Diversification | 2030 | 7 | -6.3 | 1
2 Diversification | 2030 | 7 | -6.1 | 2
2 Diversification | 2030 | 7 | -6 | 1
2 Diversification | 2030 | 7 | -5.8 | 1
2 Diversification | 2030 | 7 | -5.1 | 1
2 Diversification | 2030 | 7 | -5 | 1
2 Diversification | 2030 | 7 | -4.9 | 1
2 Diversification | 2030 | 7 | -4.5 | 1
2 Diversification | 2030 | 7 | -4.4 | 1
2 Diversification | 2030 | 7 | -3.9 | 1
2 Diversification | 2030 | 7 | -3.7 | 2
2 Diversification | 2030 | 7 | -3.6 | 1
2 Diversification | 2030 | 7 | -3.5 | 2
2 Diversification | 2030 | 7 | -3.4 | 1
2 Diversification | 2030 | 7 | -3 | 1
2 Diversification | 2030 | 7 | -2.3 | 1
2 Diversification | 2030 | 7 | -2 | 1
2 Diversification | 2030 | 7 | -1.7 | 1
2 Diversification | 2030 | 7 | -0.9 | 1
2 Diversification | 2030 | 7 | -0.3 | 1
2 Diversification | 2030 | 7 | 3 | 1
2 Diversification | 2030 | 7 | 3.2 | 1
2 Diversification | 2030 | 7 | 3.5 | 1
2 Diversification | 2030 | 7 | 3.6 | 1
2 Diversification | 2030 | 7 | 5.2 | 1
2 Diversification | 2030 | 7 | 5.3 | 1
2 Diversification | 2030 | 7 | 5.7 | 1
2 Diversification | 2030 | 7 | 6.2 | 1
2 Diversification | 2030 | 7 | 6.3 | 1
2 Diversification | 2030 | 7 | 6.4 | 1
2 Diversification | 2030 | 7 | 6.5 | 3
2 Diversification | 2030 | 7 | 6.7 | 1
2 Diversification | 2030 | 7 | 7.1 | 1
2 Diversification | 2030 | 7 | 7.6 | 1
2 Diversification | 2030 | 7 | 7.8 | 2
2 Diversification | 2030 | 7 | 7.9 | 2
2 Diversification | 2030 | 7 | 8 | 2
2 Diversification | 2030 | 7 | 8.1 | 1
2 Diversification | 2030 | 7 | 8.3 | 1
2 Diversification | 2030 | 7 | 8.4 | 3
2 Diversification | 2030 | 7 | 8.7 | 2
2 Diversification | 2030 | 7 | 8.8 | 1
2 Diversification | 2030 | 7 | 8.9 | 2
2 Diversification | 2030 | 7 | 9 | 1
2 Diversification | 2030 | 7 | 9.2 | 2
2 Diversification | 2030 | 7 | 9.4 | 2
2 Diversification | 2030 | 7 | 9.5 | 3
2 Diversification | 2030 | 7 | 9.6 | 1
2 Diversification | 2030 | 7 | 9.7 | 2
2 Diversification | 2030 | 7 | 9.8 | 1
2 Diversification | 2030 | 7 | 10.1 | 1
2 Diversification | 2030 | 7 | 10.3 | 4
2 Diversification | 2030 | 7 | 10.4 | 1
2 Diversification | 2030 | 7 | 10.5 | 1
2 Diversification | 2030 | 7 | 10.7 | 2
2 Diversification | 2030 | 7 | 10.8 | 4
2 Diversification | 2030 | 7 | 10.9 | 1
2 Diversification | 2030 | 7 | 11 | 2
2 Diversification | 2030 | 7 | 11.1 | 5
2 Diversification | 2030 | 7 | 11.3 | 4
2 Diversification | 2030 | 7 | 11.4 | 3
2 Diversification | 2030 | 7 | 11.5 | 1
2 Diversification | 2030 | 7 | 11.6 | 2
2 Diversification | 2030 | 7 | 11.7 | 4
2 Diversification | 2030 | 7 | 11.8 | 1
2 Diversification | 2030 | 7 | 11.9 | 3
2 Diversification | 2030 | 7 | 12 | 1
2 Diversification | 2030 | 7 | 12.1 | 2
2 Diversification | 2030 | 7 | 12.2 | 1
2 Diversification | 2030 | 7 | 12.3 | 1
2 Diversification | 2030 | 7 | 12.4 | 2
2 Diversification | 2030 | 7 | 12.5 | 2
2 Diversification | 2030 | 7 | 12.6 | 2
2 Diversification | 2030 | 7 | 12.7 | 1
2 Diversification | 2030 | 7 | 12.8 | 2
2 Diversification | 2030 | 7 | 13 | 2
2 Diversification | 2030 | 7 | 13.1 | 2
2 Diversification | 2030 | 7 | 13.2 | 2
2 Diversification | 2030 | 7 | 13.4 | 2
2 Diversification | 2030 | 7 | 13.5 | 3
2 Diversification | 2030 | 7 | 13.6 | 2
2 Diversification | 2030 | 7 | 13.7 | 2
2 Diversification | 2030 | 7 | 13.8 | 2
2 Diversification | 2030 | 7 | 13.9 | 1
2 Diversification | 2030 | 7 | 14 | 2
2 Diversification | 2030 | 7 | 14.1 | 2
2 Diversification | 2030 | 7 | 14.2 | 3
2 Diversification | 2030 | 7 | 14.3 | 3
2 Diversification | 2030 | 7 | 14.4 | 1
2 Diversification | 2030 | 7 | 14.5 | 2
2 Diversification | 2030 | 7 | 14.6 | 2
2 Diversification | 2030 | 7 | 14.7 | 1
2 Diversification | 2030 | 7 | 14.8 | 4
2 Diversification | 2030 | 7 | 14.9 | 4
2 Diversification | 2030 | 7 | 15 | 3
2 Diversification | 2030 | 7 | 15.1 | 3
2 Diversification | 2030 | 7 | 15.2 | 3
2 Diversification | 2030 | 7 | 15.3 | 2
2 Diversification | 2030 | 7 | 15.4 | 1
2 Diversification | 2030 | 7 | 15.5 | 5
2 Diversification | 2030 | 7 | 15.6 | 5
2 Diversification | 2030 | 7 | 15.7 | 2
2 Diversification | 2030 | 7 | 15.8 | 3
2 Diversification | 2030 | 7 | 15.9 | 2
2 Diversification | 2030 | 7 | 16 | 3
2 Diversification | 2030 | 7 | 16.1 | 4
2 Diversification | 2030 | 7 | 16.2 | 1
2 Diversification | 2030 | 7 | 16.3 | 1
2 Diversification | 2030 | 7 | 16.4 | 1
2 Diversification | 2030 | 7 | 16.5 | 4
2 Diversification | 2030 | 7 | 16.6 | 2
2 Diversification | 2030 | 7 | 16.7 | 2
2 Diversification | 2030 | 7 | 16.8 | 6
2 Diversification | 2030 | 7 | 16.9 | 3
2 Diversification | 2030 | 7 | 17 | 2
2 Diversification | 2030 | 7 | 17.1 | 1
2 Diversification | 2030 | 7 | 17.2 | 3
2 Diversification | 2030 | 7 | 17.3 | 4
2 Diversification | 2030 | 7 | 17.4 | 1
2 Diversification | 2030 | 7 | 17.5 | 2
2 Diversification | 2030 | 7 | 17.6 | 4
2 Diversification | 2030 | 7 | 17.7 | 2
2 Diversification | 2030 | 7 | 17.8 | 1
2 Diversification | 2030 | 7 | 17.9 | 7
2 Diversification | 2030 | 7 | 18.1 | 2
2 Diversification | 2030 | 7 | 18.2 | 2
2 Diversification | 2030 | 7 | 18.4 | 1
2 Diversification | 2030 | 7 | 18.5 | 1
2 Diversification | 2030 | 7 | 18.6 | 5
2 Diversification | 2030 | 7 | 18.7 | 5
2 Diversification | 2030 | 7 | 18.8 | 5
2 Diversification | 2030 | 7 | 18.9 | 3
2 Diversification | 2030 | 7 | 19 | 1
2 Diversification | 2030 | 7 | 19.1 | 5
2 Diversification | 2030 | 7 | 19.2 | 1
2 Diversification | 2030 | 7 | 19.3 | 2
2 Diversification | 2030 | 7 | 19.4 | 1
2 Diversification | 2030 | 7 | 19.5 | 6
2 Diversification | 2030 | 7 | 19.6 | 4
2 Diversification | 2030 | 7 | 19.7 | 2
2 Diversification | 2030 | 7 | 19.8 | 3
2 Diversification | 2030 | 7 | 19.9 | 3
2 Diversification | 2030 | 7 | 20 | 2
2 Diversification | 2030 | 7 | 20.1 | 2
2 Diversification | 2030 | 7 | 20.2 | 2
2 Diversification | 2030 | 7 | 20.3 | 6
2 Diversification | 2030 | 7 | 20.4 | 3
2 Diversification | 2030 | 7 | 20.6 | 3
2 Diversification | 2030 | 7 | 20.7 | 4
2 Diversification | 2030 | 7 | 20.8 | 1
2 Diversification | 2030 | 7 | 20.9 | 1
2 Diversification | 2030 | 7 | 21 | 2
2 Diversification | 2030 | 7 | 21.1 | 1
2 Diversification | 2030 | 7 | 21.2 | 1
2 Diversification | 2030 | 7 | 21.3 | 2
2 Diversification | 2030 | 7 | 21.5 | 2
2 Diversification | 2030 | 7 | 21.6 | 1
2 Diversification | 2030 | 7 | 21.7 | 1
2 Diversification | 2030 | 7 | 21.9 | 3
2 Diversification | 2030 | 7 | 22 | 1
2 Diversification | 2030 | 7 | 22.1 | 6
2 Diversification | 2030 | 7 | 22.2 | 2
2 Diversification | 2030 | 7 | 22.3 | 3
2 Diversification | 2030 | 7 | 22.4 | 5
2 Diversification | 2030 | 7 | 22.6 | 4
2 Diversification | 2030 | 7 | 22.7 | 2
2 Diversification | 2030 | 7 | 22.8 | 1
2 Diversification | 2030 | 7 | 22.9 | 5
2 Diversification | 2030 | 7 | 23 | 4
2 Diversification | 2030 | 7 | 23.1 | 3
2 Diversification | 2030 | 7 | 23.2 | 3
2 Diversification | 2030 | 7 | 23.3 | 2
2 Diversification | 2030 | 7 | 23.4 | 1
2 Diversification | 2030 | 7 | 23.5 | 5
2 Diversification | 2030 | 7 | 23.6 | 1
2 Diversification | 2030 | 7 | 23.7 | 2
2 Diversification | 2030 | 7 | 23.8 | 6
2 Diversification | 2030 | 7 | 23.9 | 2
2 Diversification | 2030 | 7 | 24 | 1
2 Diversification | 2030 | 7 | 24.1 | 1
2 Diversification | 2030 | 7 | 24.2 | 3
2 Diversification | 2030 | 7 | 24.4 | 2
2 Diversification | 2030 | 7 | 24.5 | 5
2 Diversification | 2030 | 7 | 24.6 | 2
2 Diversification | 2030 | 7 | 24.8 | 2
2 Diversification | 2030 | 7 | 24.9 | 3
2 Diversification | 2030 | 7 | 25.1 | 2
2 Diversification | 2030 | 7 | 25.2 | 4
2 Diversification | 2030 | 7 | 25.3 | 1
2 Diversification | 2030 | 7 | 25.4 | 1
2 Diversification | 2030 | 7 | 25.5 | 6
2 Diversification | 2030 | 7 | 25.7 | 1
2 Diversification | 2030 | 7 | 25.9 | 3
2 Diversification | 2030 | 7 | 26 | 2
2 Diversification | 2030 | 7 | 26.1 | 1
2 Diversification | 2030 | 7 | 26.2 | 1
2 Diversification | 2030 | 7 | 26.3 | 1
2 Diversification | 2030 | 7 | 26.4 | 3
2 Diversification | 2030 | 7 | 26.5 | 1
2 Diversification | 2030 | 7 | 26.6 | 2
2 Diversification | 2030 | 7 | 26.7 | 1
2 Diversification | 2030 | 7 | 26.8 | 3
2 Diversification | 2030 | 7 | 27 | 5
2 Diversification | 2030 | 7 | 27.1 | 1
2 Diversification | 2030 | 7 | 27.2 | 1
2 Diversification | 2030 | 7 | 27.3 | 1
2 Diversification | 2030 | 7 | 27.4 | 2
2 Diversification | 2030 | 7 | 27.6 | 2
2 Diversification | 2030 | 7 | 27.7 | 1
2 Diversification | 2030 | 7 | 27.8 | 1
2 Diversification | 2030 | 7 | 27.9 | 2
2 Diversification | 2030 | 7 | 28.1 | 1
2 Diversification | 2030 | 7 | 28.2 | 3
2 Diversification | 2030 | 7 | 28.3 | 6
2 Diversification | 2030 | 7 | 28.5 | 2
2 Diversification | 2030 | 7 | 28.6 | 2
2 Diversification | 2030 | 7 | 28.7 | 2
2 Diversification | 2030 | 7 | 28.8 | 2
2 Diversification | 2030 | 7 | 28.9 | 4
2 Diversification | 2030 | 7 | 29.1 | 4
2 Diversification | 2030 | 7 | 29.2 | 2
2 Diversification | 2030 | 7 | 29.3 | 1
2 Diversification | 2030 | 7 | 29.4 | 3
2 Diversification | 2030 | 7 | 29.5 | 3
2 Diversification | 2030 | 7 | 29.6 | 2
2 Diversification | 2030 | 7 | 29.7 | 1
2 Diversification | 2030 | 7 | 29.8 | 1
2 Diversification | 2030 | 7 | 30 | 2
2 Diversification | 2030 | 7 | 30.2 | 3
2 Diversification | 2030 | 7 | 30.4 | 2
2 Diversification | 2030 | 7 | 30.5 | 1
2 Diversification | 2030 | 7 | 30.6 | 1
2 Diversification | 2030 | 7 | 30.9 | 3
2 Diversification | 2030 | 7 | 31 | 2
2 Diversification | 2030 | 7 | 31.1 | 1
2 Diversification | 2030 | 7 | 31.2 | 1
2 Diversification | 2030 | 7 | 31.4 | 1
2 Diversification | 2030 | 7 | 31.5 | 2
2 Diversification | 2030 | 7 | 31.6 | 1
2 Diversification | 2030 | 7 | 31.7 | 1
2 Diversification | 2030 | 7 | 31.8 | 1
2 Diversification | 2030 | 7 | 31.9 | 2
2 Diversification | 2030 | 7 | 32 | 2
2 Diversification | 2030 | 7 | 32.2 | 1
2 Diversification | 2030 | 7 | 32.3 | 1
2 Diversification | 2030 | 7 | 32.5 | 1
2 Diversification | 2030 | 7 | 32.6 | 1
2 Diversification | 2030 | 7 | 32.8 | 2
2 Diversification | 2030 | 7 | 32.9 | 2
2 Diversification | 2030 | 7 | 33.3 | 1
2 Diversification | 2030 | 7 | 33.4 | 2
2 Diversification | 2030 | 7 | 33.6 | 4
2 Diversification | 2030 | 7 | 33.7 | 1
2 Diversification | 2030 | 7 | 33.8 | 1
2 Diversification | 2030 | 7 | 33.9 | 2
2 Diversification | 2030 | 7 | 34.1 | 3
2 Diversification | 2030 | 7 | 34.2 | 1
2 Diversification | 2030 | 7 | 34.3 | 1
2 Diversification | 2030 | 7 | 34.4 | 2
2 Diversification | 2030 | 7 | 34.5 | 1
2 Diversification | 2030 | 7 | 34.8 | 2
2 Diversification | 2030 | 7 | 34.9 | 1
2 Diversification | 2030 | 7 | 35 | 3
2 Diversification | 2030 | 7 | 35.2 | 2
2 Diversification | 2030 | 7 | 35.3 | 1
2 Diversification | 2030 | 7 | 35.5 | 2
2 Diversification | 2030 | 7 | 35.8 | 1
2 Diversification | 2030 | 7 | 36 | 1
2 Diversification | 2030 | 7 | 36.1 | 2
2 Diversification | 2030 | 7 | 36.3 | 1
2 Diversification | 2030 | 7 | 36.4 | 3
2 Diversification | 2030 | 7 | 36.5 | 2
2 Diversification | 2030 | 7 | 36.6 | 3
2 Diversification | 2030 | 7 | 36.7 | 1
2 Diversification | 2030 | 7 | 36.9 | 4
2 Diversification | 2030 | 7 | 37.1 | 1
2 Diversification | 2030 | 7 | 37.2 | 2
2 Diversification | 2030 | 7 | 37.3 | 2
2 Diversification | 2030 | 7 | 37.5 | 1
2 Diversification | 2030 | 7 | 37.6 | 1
2 Diversification | 2030 | 7 | 37.7 | 1
2 Diversification | 2030 | 7 | 37.9 | 1
2 Diversification | 2030 | 7 | 38 | 1
2 Diversification | 2030 | 7 | 38.4 | 1
2 Diversification | 2030 | 7 | 38.5 | 1
2 Diversification | 2030 | 7 | 38.9 | 1
2 Diversification | 2030 | 7 | 39 | 1
2 Diversification | 2030 | 7 | 39.1 | 1
2 Diversification | 2030 | 7 | 39.3 | 1
2 Diversification | 2030 | 7 | 39.5 | 1
2 Diversification | 2030 | 7 | 39.9 | 1
2 Diversification | 2030 | 7 | 40 | 1
2 Diversification | 2030 | 7 | 40.1 | 1
2 Diversification | 2030 | 7 | 40.4 | 1
2 Diversification | 2030 | 7 | 40.5 | 1
2 Diversification | 2030 | 7 | 41 | 1
2 Diversification | 2030 | 7 | 41.3 | 1
2 Diversification | 2030 | 7 | 41.4 | 2
2 Diversification | 2030 | 7 | 41.9 | 1
2 Diversification | 2030 | 7 | 42 | 1
2 Diversification | 2030 | 7 | 43 | 3
2 Diversification | 2030 | 7 | 43.2 | 1
2 Diversification | 2030 | 7 | 43.3 | 1
2 Diversification | 2030 | 7 | 43.4 | 1
2 Diversification | 2030 | 7 | 43.5 | 1
2 Diversification | 2030 | 7 | 44 | 1
2 Diversification | 2030 | 7 | 44.2 | 1
2 Diversification | 2030 | 7 | 44.5 | 1
2 Diversification | 2030 | 7 | 44.7 | 2
2 Diversification | 2030 | 7 | 45.1 | 2
2 Diversification | 2030 | 7 | 45.2 | 1
2 Diversification | 2030 | 7 | 45.4 | 1
2 Diversification | 2030 | 7 | 45.7 | 1
2 Diversification | 2030 | 7 | 46.9 | 1
2 Diversification | 2030 | 7 | 47 | 2
2 Diversification | 2030 | 7 | 47.4 | 1
2 Diversification | 2030 | 7 | 47.5 | 1
2 Diversification | 2030 | 7 | 47.6 | 1
2 Diversification | 2030 | 7 | 47.7 | 1
2 Diversification | 2030 | 7 | 48 | 2
2 Diversification | 2030 | 7 | 48.1 | 1
2 Diversification | 2030 | 7 | 48.4 | 1
2 Diversification | 2030 | 7 | 48.7 | 1
2 Diversification | 2030 | 7 | 48.9 | 1
2 Diversification | 2030 | 7 | 49.2 | 2
2 Diversification | 2030 | 7 | 50.2 | 1
2 Diversification | 2030 | 7 | 50.3 | 2
2 Diversification | 2030 | 7 | 50.8 | 1
2 Diversification | 2030 | 7 | 51.3 | 1
2 Diversification | 2030 | 7 | 51.4 | 1
2 Diversification | 2030 | 7 | 52.1 | 1
2 Diversification | 2030 | 7 | 53 | 1
2 Diversification | 2030 | 7 | 53.1 | 1
2 Diversification | 2030 | 7 | 53.3 | 1
2 Diversification | 2030 | 7 | 53.4 | 1
2 Diversification | 2030 | 7 | 53.7 | 1
2 Diversification | 2030 | 7 | 53.8 | 1
2 Diversification | 2030 | 7 | 55.2 | 1
2 Diversification | 2030 | 7 | 55.4 | 1
2 Diversification | 2030 | 7 | 55.7 | 1
2 Diversification | 2030 | 7 | 55.9 | 1
2 Diversification | 2030 | 7 | 56.3 | 1
2 Diversification | 2030 | 7 | 57 | 1
2 Diversification | 2030 | 7 | 58.1 | 1
2 Diversification | 2030 | 7 | 62.1 | 1
2 Diversification | 2030 | 7 | 62.8 | 1
2 Diversification | 2030 | 7 | 63.6 | 2
2 Diversification | 2030 | 7 | 85.1 | 1
2 Diversification | 2030 | 7 | 89.4 | 1
2 Diversification | 2030 | 7 | 99.6 | 1
2 Diversification | 2030 | 7 | 683.4 | 1
2 Diversification | 2030 | 8 | -85.3 | 1
2 Diversification | 2030 | 8 | -78.4 | 1
2 Diversification | 2030 | 8 | -62.9 | 1
2 Diversification | 2030 | 8 | -61.7 | 1
2 Diversification | 2030 | 8 | -59.9 | 1
2 Diversification | 2030 | 8 | -58.8 | 1
2 Diversification | 2030 | 8 | -58.5 | 1
2 Diversification | 2030 | 8 | -57 | 1
2 Diversification | 2030 | 8 | -56.9 | 1
2 Diversification | 2030 | 8 | -55.8 | 1
2 Diversification | 2030 | 8 | -55 | 1
2 Diversification | 2030 | 8 | -54.9 | 1
2 Diversification | 2030 | 8 | -53.4 | 1
2 Diversification | 2030 | 8 | -52.9 | 1
2 Diversification | 2030 | 8 | -52 | 1
2 Diversification | 2030 | 8 | -51.6 | 1
2 Diversification | 2030 | 8 | -51.4 | 2
2 Diversification | 2030 | 8 | -51.1 | 1
2 Diversification | 2030 | 8 | -50.7 | 1
2 Diversification | 2030 | 8 | -50.6 | 1
2 Diversification | 2030 | 8 | -50.2 | 1
2 Diversification | 2030 | 8 | -50 | 1
2 Diversification | 2030 | 8 | -49.9 | 2
2 Diversification | 2030 | 8 | -49.5 | 1
2 Diversification | 2030 | 8 | -49.4 | 1
2 Diversification | 2030 | 8 | -49.2 | 1
2 Diversification | 2030 | 8 | -49.1 | 1
2 Diversification | 2030 | 8 | -47.9 | 1
2 Diversification | 2030 | 8 | -47.7 | 1
2 Diversification | 2030 | 8 | -47 | 2
2 Diversification | 2030 | 8 | -46.8 | 1
2 Diversification | 2030 | 8 | -46.6 | 2
2 Diversification | 2030 | 8 | -46 | 1
2 Diversification | 2030 | 8 | -45.4 | 1
2 Diversification | 2030 | 8 | -45.3 | 1
2 Diversification | 2030 | 8 | -45.1 | 1
2 Diversification | 2030 | 8 | -44.4 | 1
2 Diversification | 2030 | 8 | -44 | 2
2 Diversification | 2030 | 8 | -43.9 | 1
2 Diversification | 2030 | 8 | -43.7 | 1
2 Diversification | 2030 | 8 | -43.4 | 1
2 Diversification | 2030 | 8 | -43.2 | 1
2 Diversification | 2030 | 8 | -43.1 | 1
2 Diversification | 2030 | 8 | -43 | 1
2 Diversification | 2030 | 8 | -42.9 | 2
2 Diversification | 2030 | 8 | -42.8 | 3
2 Diversification | 2030 | 8 | -42.7 | 1
2 Diversification | 2030 | 8 | -42 | 3
2 Diversification | 2030 | 8 | -41.9 | 2
2 Diversification | 2030 | 8 | -41.4 | 3
2 Diversification | 2030 | 8 | -41.3 | 1
2 Diversification | 2030 | 8 | -41 | 1
2 Diversification | 2030 | 8 | -40 | 1
2 Diversification | 2030 | 8 | -39.9 | 1
2 Diversification | 2030 | 8 | -39.8 | 1
2 Diversification | 2030 | 8 | -39.1 | 1
2 Diversification | 2030 | 8 | -38.5 | 1
2 Diversification | 2030 | 8 | -38.2 | 2
2 Diversification | 2030 | 8 | -38.1 | 3
2 Diversification | 2030 | 8 | -37.9 | 1
2 Diversification | 2030 | 8 | -37.6 | 1
2 Diversification | 2030 | 8 | -37.5 | 1
2 Diversification | 2030 | 8 | -37.4 | 1
2 Diversification | 2030 | 8 | -37.3 | 2
2 Diversification | 2030 | 8 | -37 | 1
2 Diversification | 2030 | 8 | -36.7 | 2
2 Diversification | 2030 | 8 | -36.5 | 2
2 Diversification | 2030 | 8 | -36.4 | 1
2 Diversification | 2030 | 8 | -36.3 | 1
2 Diversification | 2030 | 8 | -35.8 | 2
2 Diversification | 2030 | 8 | -35.7 | 1
2 Diversification | 2030 | 8 | -35.4 | 2
2 Diversification | 2030 | 8 | -35.1 | 1
2 Diversification | 2030 | 8 | -35 | 1
2 Diversification | 2030 | 8 | -34.9 | 1
2 Diversification | 2030 | 8 | -34.8 | 1
2 Diversification | 2030 | 8 | -34.7 | 1
2 Diversification | 2030 | 8 | -34.6 | 2
2 Diversification | 2030 | 8 | -34.4 | 1
2 Diversification | 2030 | 8 | -34.3 | 1
2 Diversification | 2030 | 8 | -34 | 1
2 Diversification | 2030 | 8 | -33.8 | 1
2 Diversification | 2030 | 8 | -33.7 | 2
2 Diversification | 2030 | 8 | -33.6 | 1
2 Diversification | 2030 | 8 | -33.5 | 2
2 Diversification | 2030 | 8 | -33.3 | 2
2 Diversification | 2030 | 8 | -33.2 | 1
2 Diversification | 2030 | 8 | -33 | 1
2 Diversification | 2030 | 8 | -32.9 | 1
2 Diversification | 2030 | 8 | -32.7 | 2
2 Diversification | 2030 | 8 | -32.6 | 1
2 Diversification | 2030 | 8 | -32.1 | 3
2 Diversification | 2030 | 8 | -31.9 | 2
2 Diversification | 2030 | 8 | -31.6 | 3
2 Diversification | 2030 | 8 | -31.5 | 2
2 Diversification | 2030 | 8 | -31.4 | 2
2 Diversification | 2030 | 8 | -31.3 | 2
2 Diversification | 2030 | 8 | -31.2 | 2
2 Diversification | 2030 | 8 | -31.1 | 1
2 Diversification | 2030 | 8 | -30.9 | 2
2 Diversification | 2030 | 8 | -30.7 | 1
2 Diversification | 2030 | 8 | -30.3 | 1
2 Diversification | 2030 | 8 | -30.2 | 1
2 Diversification | 2030 | 8 | -30.1 | 1
2 Diversification | 2030 | 8 | -29.8 | 3
2 Diversification | 2030 | 8 | -29.7 | 1
2 Diversification | 2030 | 8 | -29.6 | 1
2 Diversification | 2030 | 8 | -29.5 | 4
2 Diversification | 2030 | 8 | -29.4 | 1
2 Diversification | 2030 | 8 | -29.3 | 1
2 Diversification | 2030 | 8 | -29.1 | 1
2 Diversification | 2030 | 8 | -28.9 | 3
2 Diversification | 2030 | 8 | -28.8 | 1
2 Diversification | 2030 | 8 | -28.7 | 1
2 Diversification | 2030 | 8 | -28.6 | 2
2 Diversification | 2030 | 8 | -28.5 | 1
2 Diversification | 2030 | 8 | -28.4 | 2
2 Diversification | 2030 | 8 | -28.2 | 4
2 Diversification | 2030 | 8 | -28.1 | 2
2 Diversification | 2030 | 8 | -28 | 2
2 Diversification | 2030 | 8 | -27.9 | 1
2 Diversification | 2030 | 8 | -27.8 | 1
2 Diversification | 2030 | 8 | -27.7 | 3
2 Diversification | 2030 | 8 | -27.6 | 3
2 Diversification | 2030 | 8 | -27.5 | 2
2 Diversification | 2030 | 8 | -27.4 | 2
2 Diversification | 2030 | 8 | -27.3 | 1
2 Diversification | 2030 | 8 | -27.2 | 1
2 Diversification | 2030 | 8 | -27.1 | 1
2 Diversification | 2030 | 8 | -27 | 3
2 Diversification | 2030 | 8 | -26.9 | 1
2 Diversification | 2030 | 8 | -26.8 | 2
2 Diversification | 2030 | 8 | -26.7 | 2
2 Diversification | 2030 | 8 | -26.6 | 1
2 Diversification | 2030 | 8 | -26.5 | 1
2 Diversification | 2030 | 8 | -26.3 | 1
2 Diversification | 2030 | 8 | -26 | 2
2 Diversification | 2030 | 8 | -25.9 | 2
2 Diversification | 2030 | 8 | -25.8 | 1
2 Diversification | 2030 | 8 | -25.7 | 2
2 Diversification | 2030 | 8 | -25.5 | 1
2 Diversification | 2030 | 8 | -25.2 | 1
2 Diversification | 2030 | 8 | -25.1 | 3
2 Diversification | 2030 | 8 | -25 | 1
2 Diversification | 2030 | 8 | -24.9 | 3
2 Diversification | 2030 | 8 | -24.7 | 1
2 Diversification | 2030 | 8 | -24.5 | 1
2 Diversification | 2030 | 8 | -24.2 | 2
2 Diversification | 2030 | 8 | -24.1 | 3
2 Diversification | 2030 | 8 | -24 | 2
2 Diversification | 2030 | 8 | -23.8 | 3
2 Diversification | 2030 | 8 | -23.6 | 3
2 Diversification | 2030 | 8 | -23.5 | 2
2 Diversification | 2030 | 8 | -23.4 | 3
2 Diversification | 2030 | 8 | -23.3 | 4
2 Diversification | 2030 | 8 | -23.2 | 2
2 Diversification | 2030 | 8 | -23.1 | 1
2 Diversification | 2030 | 8 | -23 | 1
2 Diversification | 2030 | 8 | -22.9 | 3
2 Diversification | 2030 | 8 | -22.8 | 1
2 Diversification | 2030 | 8 | -22.7 | 3
2 Diversification | 2030 | 8 | -22.5 | 1
2 Diversification | 2030 | 8 | -22.4 | 1
2 Diversification | 2030 | 8 | -22.3 | 2
2 Diversification | 2030 | 8 | -22.2 | 2
2 Diversification | 2030 | 8 | -22.1 | 1
2 Diversification | 2030 | 8 | -22 | 2
2 Diversification | 2030 | 8 | -21.8 | 4
2 Diversification | 2030 | 8 | -21.7 | 1
2 Diversification | 2030 | 8 | -21.6 | 1
2 Diversification | 2030 | 8 | -21.5 | 4
2 Diversification | 2030 | 8 | -21.4 | 1
2 Diversification | 2030 | 8 | -21.3 | 3
2 Diversification | 2030 | 8 | -21.2 | 1
2 Diversification | 2030 | 8 | -21.1 | 3
2 Diversification | 2030 | 8 | -20.9 | 4
2 Diversification | 2030 | 8 | -20.8 | 3
2 Diversification | 2030 | 8 | -20.6 | 3
2 Diversification | 2030 | 8 | -20.5 | 1
2 Diversification | 2030 | 8 | -20.4 | 2
2 Diversification | 2030 | 8 | -20.3 | 1
2 Diversification | 2030 | 8 | -20.2 | 3
2 Diversification | 2030 | 8 | -20.1 | 2
2 Diversification | 2030 | 8 | -20 | 3
2 Diversification | 2030 | 8 | -19.9 | 2
2 Diversification | 2030 | 8 | -19.7 | 4
2 Diversification | 2030 | 8 | -19.6 | 3
2 Diversification | 2030 | 8 | -19.5 | 3
2 Diversification | 2030 | 8 | -19.4 | 2
2 Diversification | 2030 | 8 | -19.2 | 3
2 Diversification | 2030 | 8 | -19 | 2
2 Diversification | 2030 | 8 | -18.9 | 2
2 Diversification | 2030 | 8 | -18.8 | 3
2 Diversification | 2030 | 8 | -18.7 | 1
2 Diversification | 2030 | 8 | -18.6 | 2
2 Diversification | 2030 | 8 | -18.5 | 4
2 Diversification | 2030 | 8 | -18.3 | 2
2 Diversification | 2030 | 8 | -18.2 | 2
2 Diversification | 2030 | 8 | -18.1 | 1
2 Diversification | 2030 | 8 | -17.9 | 2
2 Diversification | 2030 | 8 | -17.8 | 1
2 Diversification | 2030 | 8 | -17.7 | 5
2 Diversification | 2030 | 8 | -17.6 | 1
2 Diversification | 2030 | 8 | -17.5 | 2
2 Diversification | 2030 | 8 | -17.4 | 3
2 Diversification | 2030 | 8 | -17.2 | 3
2 Diversification | 2030 | 8 | -17.1 | 1
2 Diversification | 2030 | 8 | -17 | 1
2 Diversification | 2030 | 8 | -16.9 | 1
2 Diversification | 2030 | 8 | -16.7 | 1
2 Diversification | 2030 | 8 | -16.5 | 4
2 Diversification | 2030 | 8 | -16.4 | 3
2 Diversification | 2030 | 8 | -16.3 | 5
2 Diversification | 2030 | 8 | -16.1 | 2
2 Diversification | 2030 | 8 | -16 | 2
2 Diversification | 2030 | 8 | -15.9 | 2
2 Diversification | 2030 | 8 | -15.8 | 2
2 Diversification | 2030 | 8 | -15.7 | 1
2 Diversification | 2030 | 8 | -15.6 | 2
2 Diversification | 2030 | 8 | -15.5 | 2
2 Diversification | 2030 | 8 | -15.4 | 1
2 Diversification | 2030 | 8 | -15.3 | 3
2 Diversification | 2030 | 8 | -15.2 | 2
2 Diversification | 2030 | 8 | -15.1 | 1
2 Diversification | 2030 | 8 | -14.8 | 1
2 Diversification | 2030 | 8 | -14.7 | 1
2 Diversification | 2030 | 8 | -14.6 | 1
2 Diversification | 2030 | 8 | -14.5 | 4
2 Diversification | 2030 | 8 | -14.4 | 2
2 Diversification | 2030 | 8 | -14.1 | 1
2 Diversification | 2030 | 8 | -14 | 2
2 Diversification | 2030 | 8 | -13.9 | 3
2 Diversification | 2030 | 8 | -13.8 | 4
2 Diversification | 2030 | 8 | -13.6 | 1
2 Diversification | 2030 | 8 | -13.4 | 2
2 Diversification | 2030 | 8 | -13.3 | 2
2 Diversification | 2030 | 8 | -13.1 | 2
2 Diversification | 2030 | 8 | -12.7 | 3
2 Diversification | 2030 | 8 | -12.6 | 1
2 Diversification | 2030 | 8 | -12.4 | 2
2 Diversification | 2030 | 8 | -12.3 | 2
2 Diversification | 2030 | 8 | -12.2 | 2
2 Diversification | 2030 | 8 | -12.1 | 1
2 Diversification | 2030 | 8 | -12 | 1
2 Diversification | 2030 | 8 | -11.9 | 1
2 Diversification | 2030 | 8 | -11.8 | 2
2 Diversification | 2030 | 8 | -11.7 | 1
2 Diversification | 2030 | 8 | -11.6 | 1
2 Diversification | 2030 | 8 | -11.3 | 2
2 Diversification | 2030 | 8 | -11.2 | 3
2 Diversification | 2030 | 8 | -11.1 | 2
2 Diversification | 2030 | 8 | -10.9 | 3
2 Diversification | 2030 | 8 | -10.8 | 1
2 Diversification | 2030 | 8 | -10.5 | 3
2 Diversification | 2030 | 8 | -10.4 | 2
2 Diversification | 2030 | 8 | -10.2 | 1
2 Diversification | 2030 | 8 | -10.1 | 1
2 Diversification | 2030 | 8 | -10 | 1
2 Diversification | 2030 | 8 | -9.9 | 1
2 Diversification | 2030 | 8 | -9.8 | 4
2 Diversification | 2030 | 8 | -9.7 | 1
2 Diversification | 2030 | 8 | -9.5 | 1
2 Diversification | 2030 | 8 | -9.3 | 1
2 Diversification | 2030 | 8 | -8.8 | 1
2 Diversification | 2030 | 8 | -8.6 | 1
2 Diversification | 2030 | 8 | -8.5 | 2
2 Diversification | 2030 | 8 | -8.3 | 1
2 Diversification | 2030 | 8 | -8.1 | 1
2 Diversification | 2030 | 8 | -7.9 | 2
2 Diversification | 2030 | 8 | -7.8 | 2
2 Diversification | 2030 | 8 | -7.6 | 1
2 Diversification | 2030 | 8 | -7.5 | 3
2 Diversification | 2030 | 8 | -7.2 | 1
2 Diversification | 2030 | 8 | -7 | 2
2 Diversification | 2030 | 8 | -6.8 | 1
2 Diversification | 2030 | 8 | -6.6 | 1
2 Diversification | 2030 | 8 | -6.4 | 1
2 Diversification | 2030 | 8 | -6 | 1
2 Diversification | 2030 | 8 | -5.6 | 1
2 Diversification | 2030 | 8 | -4.4 | 1
2 Diversification | 2030 | 8 | -3.3 | 1
2 Diversification | 2030 | 8 | -0.7 | 1
2 Diversification | 2030 | 8 | -0.2 | 1
2 Diversification | 2030 | 8 | 2.2 | 1
2 Diversification | 2030 | 8 | 3.8 | 1
2 Diversification | 2030 | 8 | 4.8 | 1
2 Diversification | 2030 | 8 | 5.3 | 2
2 Diversification | 2030 | 8 | 5.4 | 1
2 Diversification | 2030 | 8 | 6.5 | 2
2 Diversification | 2030 | 8 | 6.7 | 1
2 Diversification | 2030 | 8 | 6.8 | 1
2 Diversification | 2030 | 8 | 7 | 1
2 Diversification | 2030 | 8 | 7.1 | 1
2 Diversification | 2030 | 8 | 7.3 | 1
2 Diversification | 2030 | 8 | 7.8 | 1
2 Diversification | 2030 | 8 | 8 | 1
2 Diversification | 2030 | 8 | 8.2 | 1
2 Diversification | 2030 | 8 | 8.4 | 1
2 Diversification | 2030 | 8 | 8.5 | 1
2 Diversification | 2030 | 8 | 8.6 | 1
2 Diversification | 2030 | 8 | 8.8 | 1
2 Diversification | 2030 | 8 | 8.9 | 2
2 Diversification | 2030 | 8 | 9 | 1
2 Diversification | 2030 | 8 | 9.3 | 3
2 Diversification | 2030 | 8 | 10.1 | 1
2 Diversification | 2030 | 8 | 10.2 | 2
2 Diversification | 2030 | 8 | 10.3 | 1
2 Diversification | 2030 | 8 | 10.4 | 1
2 Diversification | 2030 | 8 | 10.8 | 1
2 Diversification | 2030 | 8 | 10.9 | 2
2 Diversification | 2030 | 8 | 11.1 | 2
2 Diversification | 2030 | 8 | 11.4 | 2
2 Diversification | 2030 | 8 | 11.5 | 1
2 Diversification | 2030 | 8 | 11.6 | 3
2 Diversification | 2030 | 8 | 11.7 | 2
2 Diversification | 2030 | 8 | 11.8 | 1
2 Diversification | 2030 | 8 | 12.2 | 2
2 Diversification | 2030 | 8 | 12.3 | 2
2 Diversification | 2030 | 8 | 12.5 | 1
2 Diversification | 2030 | 8 | 12.6 | 1
2 Diversification | 2030 | 8 | 12.7 | 1
2 Diversification | 2030 | 8 | 12.8 | 3
2 Diversification | 2030 | 8 | 12.9 | 2
2 Diversification | 2030 | 8 | 13.3 | 3
2 Diversification | 2030 | 8 | 13.4 | 4
2 Diversification | 2030 | 8 | 13.5 | 1
2 Diversification | 2030 | 8 | 13.6 | 3
2 Diversification | 2030 | 8 | 13.7 | 1
2 Diversification | 2030 | 8 | 13.9 | 5
2 Diversification | 2030 | 8 | 14 | 1
2 Diversification | 2030 | 8 | 14.1 | 1
2 Diversification | 2030 | 8 | 14.2 | 3
2 Diversification | 2030 | 8 | 14.3 | 2
2 Diversification | 2030 | 8 | 14.5 | 1
2 Diversification | 2030 | 8 | 14.7 | 3
2 Diversification | 2030 | 8 | 14.8 | 1
2 Diversification | 2030 | 8 | 14.9 | 1
2 Diversification | 2030 | 8 | 15 | 1
2 Diversification | 2030 | 8 | 15.1 | 3
2 Diversification | 2030 | 8 | 15.2 | 4
2 Diversification | 2030 | 8 | 15.3 | 1
2 Diversification | 2030 | 8 | 15.4 | 3
2 Diversification | 2030 | 8 | 15.5 | 3
2 Diversification | 2030 | 8 | 15.6 | 1
2 Diversification | 2030 | 8 | 15.7 | 5
2 Diversification | 2030 | 8 | 15.8 | 1
2 Diversification | 2030 | 8 | 16 | 1
2 Diversification | 2030 | 8 | 16.2 | 2
2 Diversification | 2030 | 8 | 16.3 | 1
2 Diversification | 2030 | 8 | 16.4 | 1
2 Diversification | 2030 | 8 | 16.5 | 1
2 Diversification | 2030 | 8 | 16.6 | 1
2 Diversification | 2030 | 8 | 16.7 | 2
2 Diversification | 2030 | 8 | 16.8 | 1
2 Diversification | 2030 | 8 | 17.2 | 3
2 Diversification | 2030 | 8 | 17.3 | 1
2 Diversification | 2030 | 8 | 17.5 | 4
2 Diversification | 2030 | 8 | 17.6 | 3
2 Diversification | 2030 | 8 | 17.9 | 4
2 Diversification | 2030 | 8 | 18 | 4
2 Diversification | 2030 | 8 | 18.1 | 1
2 Diversification | 2030 | 8 | 18.2 | 3
2 Diversification | 2030 | 8 | 18.4 | 1
2 Diversification | 2030 | 8 | 18.5 | 2
2 Diversification | 2030 | 8 | 18.6 | 3
2 Diversification | 2030 | 8 | 18.7 | 1
2 Diversification | 2030 | 8 | 18.9 | 1
2 Diversification | 2030 | 8 | 19 | 1
2 Diversification | 2030 | 8 | 19.1 | 1
2 Diversification | 2030 | 8 | 19.2 | 5
2 Diversification | 2030 | 8 | 19.3 | 3
2 Diversification | 2030 | 8 | 19.4 | 2
2 Diversification | 2030 | 8 | 19.6 | 1
2 Diversification | 2030 | 8 | 19.7 | 1
2 Diversification | 2030 | 8 | 19.8 | 3
2 Diversification | 2030 | 8 | 20 | 2
2 Diversification | 2030 | 8 | 20.1 | 2
2 Diversification | 2030 | 8 | 20.2 | 2
2 Diversification | 2030 | 8 | 20.3 | 3
2 Diversification | 2030 | 8 | 20.4 | 1
2 Diversification | 2030 | 8 | 20.5 | 1
2 Diversification | 2030 | 8 | 20.6 | 1
2 Diversification | 2030 | 8 | 20.7 | 2
2 Diversification | 2030 | 8 | 20.9 | 1
2 Diversification | 2030 | 8 | 21 | 2
2 Diversification | 2030 | 8 | 21.1 | 2
2 Diversification | 2030 | 8 | 21.2 | 1
2 Diversification | 2030 | 8 | 21.5 | 3
2 Diversification | 2030 | 8 | 21.6 | 1
2 Diversification | 2030 | 8 | 21.7 | 2
2 Diversification | 2030 | 8 | 21.8 | 3
2 Diversification | 2030 | 8 | 21.9 | 1
2 Diversification | 2030 | 8 | 22 | 2
2 Diversification | 2030 | 8 | 22.3 | 1
2 Diversification | 2030 | 8 | 22.4 | 2
2 Diversification | 2030 | 8 | 22.5 | 1
2 Diversification | 2030 | 8 | 22.6 | 3
2 Diversification | 2030 | 8 | 22.7 | 3
2 Diversification | 2030 | 8 | 22.8 | 1
2 Diversification | 2030 | 8 | 22.9 | 1
2 Diversification | 2030 | 8 | 23 | 1
2 Diversification | 2030 | 8 | 23.1 | 2
2 Diversification | 2030 | 8 | 23.2 | 1
2 Diversification | 2030 | 8 | 23.3 | 2
2 Diversification | 2030 | 8 | 23.4 | 4
2 Diversification | 2030 | 8 | 23.5 | 2
2 Diversification | 2030 | 8 | 23.6 | 1
2 Diversification | 2030 | 8 | 23.7 | 1
2 Diversification | 2030 | 8 | 23.8 | 3
2 Diversification | 2030 | 8 | 23.9 | 4
2 Diversification | 2030 | 8 | 24.1 | 4
2 Diversification | 2030 | 8 | 24.2 | 1
2 Diversification | 2030 | 8 | 24.3 | 4
2 Diversification | 2030 | 8 | 24.4 | 1
2 Diversification | 2030 | 8 | 24.5 | 1
2 Diversification | 2030 | 8 | 24.6 | 1
2 Diversification | 2030 | 8 | 24.7 | 2
2 Diversification | 2030 | 8 | 24.9 | 4
2 Diversification | 2030 | 8 | 25 | 1
2 Diversification | 2030 | 8 | 25.1 | 1
2 Diversification | 2030 | 8 | 25.2 | 3
2 Diversification | 2030 | 8 | 25.4 | 2
2 Diversification | 2030 | 8 | 25.5 | 3
2 Diversification | 2030 | 8 | 25.6 | 1
2 Diversification | 2030 | 8 | 25.7 | 2
2 Diversification | 2030 | 8 | 25.8 | 1
2 Diversification | 2030 | 8 | 25.9 | 3
2 Diversification | 2030 | 8 | 26.1 | 1
2 Diversification | 2030 | 8 | 26.2 | 3
2 Diversification | 2030 | 8 | 26.3 | 2
2 Diversification | 2030 | 8 | 26.5 | 2
2 Diversification | 2030 | 8 | 26.6 | 1
2 Diversification | 2030 | 8 | 26.7 | 3
2 Diversification | 2030 | 8 | 26.8 | 3
2 Diversification | 2030 | 8 | 26.9 | 2
2 Diversification | 2030 | 8 | 27 | 1
2 Diversification | 2030 | 8 | 27.1 | 1
2 Diversification | 2030 | 8 | 27.2 | 1
2 Diversification | 2030 | 8 | 27.4 | 1
2 Diversification | 2030 | 8 | 27.6 | 2
2 Diversification | 2030 | 8 | 27.7 | 1
2 Diversification | 2030 | 8 | 27.8 | 1
2 Diversification | 2030 | 8 | 27.9 | 1
2 Diversification | 2030 | 8 | 28 | 3
2 Diversification | 2030 | 8 | 28.1 | 4
2 Diversification | 2030 | 8 | 28.2 | 2
2 Diversification | 2030 | 8 | 28.6 | 2
2 Diversification | 2030 | 8 | 28.7 | 4
2 Diversification | 2030 | 8 | 28.9 | 2
2 Diversification | 2030 | 8 | 29.2 | 1
2 Diversification | 2030 | 8 | 29.3 | 2
2 Diversification | 2030 | 8 | 29.4 | 1
2 Diversification | 2030 | 8 | 29.5 | 2
2 Diversification | 2030 | 8 | 29.8 | 3
2 Diversification | 2030 | 8 | 29.9 | 1
2 Diversification | 2030 | 8 | 30.2 | 2
2 Diversification | 2030 | 8 | 30.3 | 1
2 Diversification | 2030 | 8 | 30.5 | 3
2 Diversification | 2030 | 8 | 30.7 | 1
2 Diversification | 2030 | 8 | 30.8 | 2
2 Diversification | 2030 | 8 | 31 | 1
2 Diversification | 2030 | 8 | 31.1 | 1
2 Diversification | 2030 | 8 | 31.3 | 1
2 Diversification | 2030 | 8 | 31.5 | 1
2 Diversification | 2030 | 8 | 31.9 | 2
2 Diversification | 2030 | 8 | 32 | 1
2 Diversification | 2030 | 8 | 32.1 | 1
2 Diversification | 2030 | 8 | 32.2 | 1
2 Diversification | 2030 | 8 | 32.3 | 2
2 Diversification | 2030 | 8 | 32.4 | 2
2 Diversification | 2030 | 8 | 32.5 | 2
2 Diversification | 2030 | 8 | 32.7 | 1
2 Diversification | 2030 | 8 | 32.8 | 1
2 Diversification | 2030 | 8 | 32.9 | 1
2 Diversification | 2030 | 8 | 33.2 | 1
2 Diversification | 2030 | 8 | 33.3 | 1
2 Diversification | 2030 | 8 | 33.4 | 1
2 Diversification | 2030 | 8 | 33.7 | 1
2 Diversification | 2030 | 8 | 34.1 | 1
2 Diversification | 2030 | 8 | 34.2 | 2
2 Diversification | 2030 | 8 | 34.4 | 1
2 Diversification | 2030 | 8 | 34.5 | 1
2 Diversification | 2030 | 8 | 34.6 | 3
2 Diversification | 2030 | 8 | 34.7 | 1
2 Diversification | 2030 | 8 | 34.8 | 4
2 Diversification | 2030 | 8 | 34.9 | 1
2 Diversification | 2030 | 8 | 35.1 | 1
2 Diversification | 2030 | 8 | 35.2 | 1
2 Diversification | 2030 | 8 | 35.4 | 2
2 Diversification | 2030 | 8 | 35.6 | 2
2 Diversification | 2030 | 8 | 35.9 | 1
2 Diversification | 2030 | 8 | 36 | 3
2 Diversification | 2030 | 8 | 36.1 | 1
2 Diversification | 2030 | 8 | 36.2 | 1
2 Diversification | 2030 | 8 | 36.3 | 1
2 Diversification | 2030 | 8 | 36.7 | 2
2 Diversification | 2030 | 8 | 36.8 | 1
2 Diversification | 2030 | 8 | 36.9 | 1
2 Diversification | 2030 | 8 | 37.4 | 1
2 Diversification | 2030 | 8 | 37.6 | 1
2 Diversification | 2030 | 8 | 37.7 | 1
2 Diversification | 2030 | 8 | 37.8 | 1
2 Diversification | 2030 | 8 | 38 | 1
2 Diversification | 2030 | 8 | 38.1 | 2
2 Diversification | 2030 | 8 | 38.3 | 1
2 Diversification | 2030 | 8 | 38.4 | 1
2 Diversification | 2030 | 8 | 38.5 | 2
2 Diversification | 2030 | 8 | 38.8 | 2
2 Diversification | 2030 | 8 | 39 | 4
2 Diversification | 2030 | 8 | 39.2 | 1
2 Diversification | 2030 | 8 | 39.4 | 1
2 Diversification | 2030 | 8 | 39.9 | 2
2 Diversification | 2030 | 8 | 40.1 | 2
2 Diversification | 2030 | 8 | 40.2 | 1
2 Diversification | 2030 | 8 | 40.7 | 1
2 Diversification | 2030 | 8 | 41.1 | 1
2 Diversification | 2030 | 8 | 41.4 | 1
2 Diversification | 2030 | 8 | 42 | 1
2 Diversification | 2030 | 8 | 42.1 | 1
2 Diversification | 2030 | 8 | 42.3 | 1
2 Diversification | 2030 | 8 | 42.6 | 3
2 Diversification | 2030 | 8 | 42.7 | 2
2 Diversification | 2030 | 8 | 42.8 | 1
2 Diversification | 2030 | 8 | 42.9 | 2
2 Diversification | 2030 | 8 | 43.2 | 1
2 Diversification | 2030 | 8 | 43.3 | 2
2 Diversification | 2030 | 8 | 43.7 | 1
2 Diversification | 2030 | 8 | 43.8 | 2
2 Diversification | 2030 | 8 | 44 | 1
2 Diversification | 2030 | 8 | 44.3 | 1
2 Diversification | 2030 | 8 | 44.5 | 1
2 Diversification | 2030 | 8 | 44.8 | 1
2 Diversification | 2030 | 8 | 45.8 | 1
2 Diversification | 2030 | 8 | 45.9 | 1
2 Diversification | 2030 | 8 | 46.1 | 2
2 Diversification | 2030 | 8 | 46.4 | 1
2 Diversification | 2030 | 8 | 47.5 | 1
2 Diversification | 2030 | 8 | 47.6 | 1
2 Diversification | 2030 | 8 | 47.7 | 1
2 Diversification | 2030 | 8 | 47.8 | 1
2 Diversification | 2030 | 8 | 48.1 | 2
2 Diversification | 2030 | 8 | 48.3 | 3
2 Diversification | 2030 | 8 | 49.1 | 1
2 Diversification | 2030 | 8 | 49.2 | 1
2 Diversification | 2030 | 8 | 49.7 | 1
2 Diversification | 2030 | 8 | 50.8 | 1
2 Diversification | 2030 | 8 | 51.1 | 1
2 Diversification | 2030 | 8 | 51.4 | 1
2 Diversification | 2030 | 8 | 51.8 | 1
2 Diversification | 2030 | 8 | 52 | 1
2 Diversification | 2030 | 8 | 52.1 | 2
2 Diversification | 2030 | 8 | 53.3 | 1
2 Diversification | 2030 | 8 | 55.7 | 1
2 Diversification | 2030 | 8 | 56.8 | 1
2 Diversification | 2030 | 8 | 57.4 | 1
2 Diversification | 2030 | 8 | 57.7 | 1
2 Diversification | 2030 | 8 | 58.8 | 1
2 Diversification | 2030 | 8 | 58.9 | 1
2 Diversification | 2030 | 8 | 63.1 | 1
2 Diversification | 2030 | 8 | 63.7 | 1
2 Diversification | 2030 | 8 | 65.5 | 1
2 Diversification | 2030 | 8 | 65.8 | 1
2 Diversification | 2030 | 8 | 70.1 | 1
2 Diversification | 2030 | 8 | 70.8 | 1
2 Diversification | 2030 | 8 | 76.9 | 1
2 Diversification | 2030 | 8 | 77.5 | 1
2 Diversification | 2030 | 8 | 79.2 | 1
2 Diversification | 2030 | 8 | 82.5 | 1
2 Diversification | 2030 | 8 | 85.5 | 1
2 Diversification | 2030 | 8 | 107 | 1
2 Diversification | 2030 | 8 | 280.2 | 1
2 Diversification | 2030 | 9 | -135.1 | 1
2 Diversification | 2030 | 9 | -98 | 1
2 Diversification | 2030 | 9 | -70.3 | 1
2 Diversification | 2030 | 9 | -66.9 | 1
2 Diversification | 2030 | 9 | -64.3 | 1
2 Diversification | 2030 | 9 | -63.2 | 1
2 Diversification | 2030 | 9 | -58.7 | 1
2 Diversification | 2030 | 9 | -58.6 | 1
2 Diversification | 2030 | 9 | -58.1 | 1
2 Diversification | 2030 | 9 | -55.5 | 1
2 Diversification | 2030 | 9 | -55.1 | 1
2 Diversification | 2030 | 9 | -54.1 | 1
2 Diversification | 2030 | 9 | -53.1 | 1
2 Diversification | 2030 | 9 | -52.9 | 1
2 Diversification | 2030 | 9 | -52.4 | 1
2 Diversification | 2030 | 9 | -52.2 | 1
2 Diversification | 2030 | 9 | -51.2 | 1
2 Diversification | 2030 | 9 | -49.9 | 1
2 Diversification | 2030 | 9 | -48.4 | 1
2 Diversification | 2030 | 9 | -47.9 | 1
2 Diversification | 2030 | 9 | -47.5 | 2
2 Diversification | 2030 | 9 | -47.3 | 1
2 Diversification | 2030 | 9 | -46.6 | 1
2 Diversification | 2030 | 9 | -46.1 | 2
2 Diversification | 2030 | 9 | -45.9 | 1
2 Diversification | 2030 | 9 | -45.3 | 1
2 Diversification | 2030 | 9 | -44.5 | 1
2 Diversification | 2030 | 9 | -44.3 | 1
2 Diversification | 2030 | 9 | -44.2 | 1
2 Diversification | 2030 | 9 | -44.1 | 1
2 Diversification | 2030 | 9 | -43.7 | 1
2 Diversification | 2030 | 9 | -43.6 | 2
2 Diversification | 2030 | 9 | -43.4 | 1
2 Diversification | 2030 | 9 | -42.9 | 1
2 Diversification | 2030 | 9 | -42.4 | 1
2 Diversification | 2030 | 9 | -42.2 | 2
2 Diversification | 2030 | 9 | -42.1 | 1
2 Diversification | 2030 | 9 | -41.9 | 1
2 Diversification | 2030 | 9 | -41.3 | 1
2 Diversification | 2030 | 9 | -41.1 | 2
2 Diversification | 2030 | 9 | -40.8 | 1
2 Diversification | 2030 | 9 | -40.7 | 1
2 Diversification | 2030 | 9 | -40.5 | 1
2 Diversification | 2030 | 9 | -40.4 | 3
2 Diversification | 2030 | 9 | -40.3 | 1
2 Diversification | 2030 | 9 | -40.2 | 2
2 Diversification | 2030 | 9 | -40.1 | 1
2 Diversification | 2030 | 9 | -39.9 | 1
2 Diversification | 2030 | 9 | -39.6 | 1
2 Diversification | 2030 | 9 | -39.5 | 1
2 Diversification | 2030 | 9 | -39.3 | 1
2 Diversification | 2030 | 9 | -39.2 | 2
2 Diversification | 2030 | 9 | -39.1 | 2
2 Diversification | 2030 | 9 | -38.8 | 3
2 Diversification | 2030 | 9 | -38.4 | 2
2 Diversification | 2030 | 9 | -38.2 | 1
2 Diversification | 2030 | 9 | -38.1 | 1
2 Diversification | 2030 | 9 | -37.7 | 1
2 Diversification | 2030 | 9 | -37.2 | 1
2 Diversification | 2030 | 9 | -36.9 | 1
2 Diversification | 2030 | 9 | -36.8 | 1
2 Diversification | 2030 | 9 | -36.7 | 1
2 Diversification | 2030 | 9 | -36.4 | 1
2 Diversification | 2030 | 9 | -36 | 1
2 Diversification | 2030 | 9 | -35.9 | 1
2 Diversification | 2030 | 9 | -35.6 | 1
2 Diversification | 2030 | 9 | -35.5 | 1
2 Diversification | 2030 | 9 | -35.4 | 1
2 Diversification | 2030 | 9 | -35.3 | 1
2 Diversification | 2030 | 9 | -35.1 | 1
2 Diversification | 2030 | 9 | -35 | 1
2 Diversification | 2030 | 9 | -34.9 | 3
2 Diversification | 2030 | 9 | -34.8 | 2
2 Diversification | 2030 | 9 | -34.6 | 3
2 Diversification | 2030 | 9 | -34.3 | 1
2 Diversification | 2030 | 9 | -34.1 | 1
2 Diversification | 2030 | 9 | -34 | 1
2 Diversification | 2030 | 9 | -33.9 | 2
2 Diversification | 2030 | 9 | -33.8 | 2
2 Diversification | 2030 | 9 | -33.7 | 3
2 Diversification | 2030 | 9 | -33.3 | 2
2 Diversification | 2030 | 9 | -33.1 | 3
2 Diversification | 2030 | 9 | -32.6 | 1
2 Diversification | 2030 | 9 | -32.1 | 3
2 Diversification | 2030 | 9 | -31.9 | 1
2 Diversification | 2030 | 9 | -31.7 | 2
2 Diversification | 2030 | 9 | -31.5 | 2
2 Diversification | 2030 | 9 | -31.3 | 1
2 Diversification | 2030 | 9 | -31.2 | 3
2 Diversification | 2030 | 9 | -31 | 1
2 Diversification | 2030 | 9 | -30.9 | 3
2 Diversification | 2030 | 9 | -30.8 | 1
2 Diversification | 2030 | 9 | -30.7 | 1
2 Diversification | 2030 | 9 | -30.6 | 1
2 Diversification | 2030 | 9 | -30.5 | 1
2 Diversification | 2030 | 9 | -30.3 | 1
2 Diversification | 2030 | 9 | -30.1 | 3
2 Diversification | 2030 | 9 | -30 | 1
2 Diversification | 2030 | 9 | -29.7 | 2
2 Diversification | 2030 | 9 | -29.6 | 1
2 Diversification | 2030 | 9 | -29.5 | 1
2 Diversification | 2030 | 9 | -29.4 | 3
2 Diversification | 2030 | 9 | -29.3 | 1
2 Diversification | 2030 | 9 | -29.2 | 1
2 Diversification | 2030 | 9 | -29.1 | 1
2 Diversification | 2030 | 9 | -29 | 3
2 Diversification | 2030 | 9 | -28.7 | 1
2 Diversification | 2030 | 9 | -28.6 | 2
2 Diversification | 2030 | 9 | -28.5 | 2
2 Diversification | 2030 | 9 | -28.4 | 1
2 Diversification | 2030 | 9 | -28.2 | 1
2 Diversification | 2030 | 9 | -28.1 | 1
2 Diversification | 2030 | 9 | -27.9 | 1
2 Diversification | 2030 | 9 | -27.7 | 1
2 Diversification | 2030 | 9 | -27.6 | 2
2 Diversification | 2030 | 9 | -27.5 | 1
2 Diversification | 2030 | 9 | -27.3 | 1
2 Diversification | 2030 | 9 | -26.9 | 1
2 Diversification | 2030 | 9 | -26.7 | 4
2 Diversification | 2030 | 9 | -26.6 | 3
2 Diversification | 2030 | 9 | -26.5 | 1
2 Diversification | 2030 | 9 | -26.3 | 3
2 Diversification | 2030 | 9 | -26.2 | 1
2 Diversification | 2030 | 9 | -26.1 | 1
2 Diversification | 2030 | 9 | -26 | 1
2 Diversification | 2030 | 9 | -25.9 | 2
2 Diversification | 2030 | 9 | -25.8 | 1
2 Diversification | 2030 | 9 | -25.6 | 1
2 Diversification | 2030 | 9 | -25.5 | 3
2 Diversification | 2030 | 9 | -25.4 | 5
2 Diversification | 2030 | 9 | -25.1 | 1
2 Diversification | 2030 | 9 | -25 | 1
2 Diversification | 2030 | 9 | -24.9 | 1
2 Diversification | 2030 | 9 | -24.8 | 1
2 Diversification | 2030 | 9 | -24.7 | 2
2 Diversification | 2030 | 9 | -24.6 | 3
2 Diversification | 2030 | 9 | -24.5 | 2
2 Diversification | 2030 | 9 | -24.4 | 2
2 Diversification | 2030 | 9 | -24.3 | 1
2 Diversification | 2030 | 9 | -24.2 | 3
2 Diversification | 2030 | 9 | -24.1 | 2
2 Diversification | 2030 | 9 | -24 | 1
2 Diversification | 2030 | 9 | -23.9 | 1
2 Diversification | 2030 | 9 | -23.8 | 2
2 Diversification | 2030 | 9 | -23.6 | 2
2 Diversification | 2030 | 9 | -23.5 | 1
2 Diversification | 2030 | 9 | -23.3 | 2
2 Diversification | 2030 | 9 | -23.2 | 1
2 Diversification | 2030 | 9 | -23.1 | 2
2 Diversification | 2030 | 9 | -23 | 1
2 Diversification | 2030 | 9 | -22.8 | 1
2 Diversification | 2030 | 9 | -22.6 | 2
2 Diversification | 2030 | 9 | -22.5 | 1
2 Diversification | 2030 | 9 | -22.4 | 2
2 Diversification | 2030 | 9 | -22.2 | 1
2 Diversification | 2030 | 9 | -22.1 | 1
2 Diversification | 2030 | 9 | -22 | 2
2 Diversification | 2030 | 9 | -21.9 | 2
2 Diversification | 2030 | 9 | -21.8 | 1
2 Diversification | 2030 | 9 | -21.7 | 1
2 Diversification | 2030 | 9 | -21.6 | 2
2 Diversification | 2030 | 9 | -21.5 | 3
2 Diversification | 2030 | 9 | -21.4 | 2
2 Diversification | 2030 | 9 | -21.3 | 3
2 Diversification | 2030 | 9 | -21.2 | 2
2 Diversification | 2030 | 9 | -21.1 | 1
2 Diversification | 2030 | 9 | -20.9 | 1
2 Diversification | 2030 | 9 | -20.8 | 1
2 Diversification | 2030 | 9 | -20.7 | 2
2 Diversification | 2030 | 9 | -20.6 | 3
2 Diversification | 2030 | 9 | -20.5 | 5
2 Diversification | 2030 | 9 | -20.2 | 2
2 Diversification | 2030 | 9 | -20 | 1
2 Diversification | 2030 | 9 | -19.9 | 2
2 Diversification | 2030 | 9 | -19.8 | 1
2 Diversification | 2030 | 9 | -19.7 | 1
2 Diversification | 2030 | 9 | -19.5 | 2
2 Diversification | 2030 | 9 | -19.4 | 1
2 Diversification | 2030 | 9 | -19.3 | 1
2 Diversification | 2030 | 9 | -19.2 | 1
2 Diversification | 2030 | 9 | -19 | 2
2 Diversification | 2030 | 9 | -18.9 | 4
2 Diversification | 2030 | 9 | -18.8 | 2
2 Diversification | 2030 | 9 | -18.7 | 1
2 Diversification | 2030 | 9 | -18.6 | 3
2 Diversification | 2030 | 9 | -18.3 | 1
2 Diversification | 2030 | 9 | -18.2 | 1
2 Diversification | 2030 | 9 | -18.1 | 3
2 Diversification | 2030 | 9 | -18 | 1
2 Diversification | 2030 | 9 | -17.9 | 1
2 Diversification | 2030 | 9 | -17.8 | 1
2 Diversification | 2030 | 9 | -17.7 | 4
2 Diversification | 2030 | 9 | -17.5 | 3
2 Diversification | 2030 | 9 | -17.4 | 1
2 Diversification | 2030 | 9 | -17.3 | 2
2 Diversification | 2030 | 9 | -17.2 | 1
2 Diversification | 2030 | 9 | -17.1 | 1
2 Diversification | 2030 | 9 | -16.9 | 1
2 Diversification | 2030 | 9 | -16.8 | 2
2 Diversification | 2030 | 9 | -16.7 | 3
2 Diversification | 2030 | 9 | -16.6 | 2
2 Diversification | 2030 | 9 | -16.5 | 1
2 Diversification | 2030 | 9 | -16.3 | 2
2 Diversification | 2030 | 9 | -16.2 | 1
2 Diversification | 2030 | 9 | -16.1 | 1
2 Diversification | 2030 | 9 | -16 | 3
2 Diversification | 2030 | 9 | -15.9 | 1
2 Diversification | 2030 | 9 | -15.8 | 2
2 Diversification | 2030 | 9 | -15.7 | 2
2 Diversification | 2030 | 9 | -15.6 | 2
2 Diversification | 2030 | 9 | -15.4 | 2
2 Diversification | 2030 | 9 | -15.3 | 5
2 Diversification | 2030 | 9 | -15.2 | 2
2 Diversification | 2030 | 9 | -14.9 | 1
2 Diversification | 2030 | 9 | -14.8 | 1
2 Diversification | 2030 | 9 | -14.4 | 1
2 Diversification | 2030 | 9 | -14.3 | 1
2 Diversification | 2030 | 9 | -14.2 | 1
2 Diversification | 2030 | 9 | -14 | 1
2 Diversification | 2030 | 9 | -13.4 | 2
2 Diversification | 2030 | 9 | -13.2 | 2
2 Diversification | 2030 | 9 | -13.1 | 2
2 Diversification | 2030 | 9 | -13 | 4
2 Diversification | 2030 | 9 | -12.9 | 1
2 Diversification | 2030 | 9 | -12.8 | 2
2 Diversification | 2030 | 9 | -12.6 | 2
2 Diversification | 2030 | 9 | -12.5 | 1
2 Diversification | 2030 | 9 | -12.3 | 1
2 Diversification | 2030 | 9 | -12.1 | 1
2 Diversification | 2030 | 9 | -12 | 2
2 Diversification | 2030 | 9 | -11.9 | 1
2 Diversification | 2030 | 9 | -11.6 | 1
2 Diversification | 2030 | 9 | -11.4 | 1
2 Diversification | 2030 | 9 | -11.3 | 2
2 Diversification | 2030 | 9 | -11.2 | 1
2 Diversification | 2030 | 9 | -11 | 2
2 Diversification | 2030 | 9 | -10.8 | 1
2 Diversification | 2030 | 9 | -10.7 | 1
2 Diversification | 2030 | 9 | -10.4 | 2
2 Diversification | 2030 | 9 | -10.3 | 2
2 Diversification | 2030 | 9 | -9.8 | 1
2 Diversification | 2030 | 9 | -9.1 | 1
2 Diversification | 2030 | 9 | -8.6 | 3
2 Diversification | 2030 | 9 | -8.2 | 1
2 Diversification | 2030 | 9 | -8.1 | 1
2 Diversification | 2030 | 9 | -7.1 | 1
2 Diversification | 2030 | 9 | -2.6 | 1
2 Diversification | 2030 | 9 | 5.8 | 1
2 Diversification | 2030 | 9 | 5.9 | 1
2 Diversification | 2030 | 9 | 6.3 | 1
2 Diversification | 2030 | 9 | 7 | 1
2 Diversification | 2030 | 9 | 7.6 | 1
2 Diversification | 2030 | 9 | 7.7 | 1
2 Diversification | 2030 | 9 | 7.8 | 2
2 Diversification | 2030 | 9 | 8.2 | 1
2 Diversification | 2030 | 9 | 8.8 | 1
2 Diversification | 2030 | 9 | 8.9 | 2
2 Diversification | 2030 | 9 | 9.4 | 1
2 Diversification | 2030 | 9 | 9.8 | 2
2 Diversification | 2030 | 9 | 10 | 1
2 Diversification | 2030 | 9 | 10.3 | 2
2 Diversification | 2030 | 9 | 10.5 | 1
2 Diversification | 2030 | 9 | 10.7 | 1
2 Diversification | 2030 | 9 | 11 | 1
2 Diversification | 2030 | 9 | 11.1 | 3
2 Diversification | 2030 | 9 | 11.2 | 2
2 Diversification | 2030 | 9 | 11.4 | 1
2 Diversification | 2030 | 9 | 11.7 | 1
2 Diversification | 2030 | 9 | 11.9 | 3
2 Diversification | 2030 | 9 | 12.2 | 1
2 Diversification | 2030 | 9 | 12.3 | 1
2 Diversification | 2030 | 9 | 12.4 | 1
2 Diversification | 2030 | 9 | 12.7 | 2
2 Diversification | 2030 | 9 | 12.8 | 2
2 Diversification | 2030 | 9 | 13.4 | 2
2 Diversification | 2030 | 9 | 13.6 | 1
2 Diversification | 2030 | 9 | 13.8 | 1
2 Diversification | 2030 | 9 | 14.3 | 2
2 Diversification | 2030 | 9 | 14.4 | 1
2 Diversification | 2030 | 9 | 14.5 | 2
2 Diversification | 2030 | 9 | 14.7 | 1
2 Diversification | 2030 | 9 | 14.9 | 2
2 Diversification | 2030 | 9 | 15 | 1
2 Diversification | 2030 | 9 | 15.1 | 1
2 Diversification | 2030 | 9 | 15.3 | 3
2 Diversification | 2030 | 9 | 15.4 | 1
2 Diversification | 2030 | 9 | 15.5 | 1
2 Diversification | 2030 | 9 | 15.6 | 2
2 Diversification | 2030 | 9 | 15.7 | 1
2 Diversification | 2030 | 9 | 15.9 | 1
2 Diversification | 2030 | 9 | 16 | 3
2 Diversification | 2030 | 9 | 16.1 | 2
2 Diversification | 2030 | 9 | 16.2 | 2
2 Diversification | 2030 | 9 | 16.3 | 1
2 Diversification | 2030 | 9 | 16.4 | 1
2 Diversification | 2030 | 9 | 16.5 | 1
2 Diversification | 2030 | 9 | 16.6 | 3
2 Diversification | 2030 | 9 | 17 | 2
2 Diversification | 2030 | 9 | 17.1 | 1
2 Diversification | 2030 | 9 | 17.4 | 2
2 Diversification | 2030 | 9 | 17.6 | 1
2 Diversification | 2030 | 9 | 17.9 | 2
2 Diversification | 2030 | 9 | 18 | 1
2 Diversification | 2030 | 9 | 18.1 | 1
2 Diversification | 2030 | 9 | 18.3 | 1
2 Diversification | 2030 | 9 | 18.4 | 1
2 Diversification | 2030 | 9 | 18.6 | 2
2 Diversification | 2030 | 9 | 18.8 | 2
2 Diversification | 2030 | 9 | 19 | 1
2 Diversification | 2030 | 9 | 19.1 | 1
2 Diversification | 2030 | 9 | 19.2 | 2
2 Diversification | 2030 | 9 | 19.3 | 1
2 Diversification | 2030 | 9 | 19.4 | 2
2 Diversification | 2030 | 9 | 19.5 | 1
2 Diversification | 2030 | 9 | 19.6 | 1
2 Diversification | 2030 | 9 | 19.7 | 4
2 Diversification | 2030 | 9 | 19.8 | 1
2 Diversification | 2030 | 9 | 19.9 | 3
2 Diversification | 2030 | 9 | 20 | 2
2 Diversification | 2030 | 9 | 20.1 | 5
2 Diversification | 2030 | 9 | 20.3 | 3
2 Diversification | 2030 | 9 | 20.4 | 1
2 Diversification | 2030 | 9 | 20.6 | 1
2 Diversification | 2030 | 9 | 20.7 | 1
2 Diversification | 2030 | 9 | 20.8 | 1
2 Diversification | 2030 | 9 | 21 | 1
2 Diversification | 2030 | 9 | 21.1 | 1
2 Diversification | 2030 | 9 | 21.2 | 2
2 Diversification | 2030 | 9 | 21.3 | 2
2 Diversification | 2030 | 9 | 21.5 | 1
2 Diversification | 2030 | 9 | 21.6 | 1
2 Diversification | 2030 | 9 | 21.9 | 1
2 Diversification | 2030 | 9 | 22.1 | 3
2 Diversification | 2030 | 9 | 22.2 | 1
2 Diversification | 2030 | 9 | 22.3 | 1
2 Diversification | 2030 | 9 | 22.5 | 2
2 Diversification | 2030 | 9 | 22.7 | 1
2 Diversification | 2030 | 9 | 22.8 | 1
2 Diversification | 2030 | 9 | 22.9 | 2
2 Diversification | 2030 | 9 | 23 | 1
2 Diversification | 2030 | 9 | 23.2 | 2
2 Diversification | 2030 | 9 | 23.3 | 3
2 Diversification | 2030 | 9 | 23.5 | 1
2 Diversification | 2030 | 9 | 23.6 | 2
2 Diversification | 2030 | 9 | 23.7 | 3
2 Diversification | 2030 | 9 | 23.9 | 2
2 Diversification | 2030 | 9 | 24 | 1
2 Diversification | 2030 | 9 | 24.1 | 1
2 Diversification | 2030 | 9 | 24.2 | 1
2 Diversification | 2030 | 9 | 24.3 | 1
2 Diversification | 2030 | 9 | 24.4 | 1
2 Diversification | 2030 | 9 | 24.7 | 1
2 Diversification | 2030 | 9 | 25 | 1
2 Diversification | 2030 | 9 | 25.2 | 2
2 Diversification | 2030 | 9 | 25.3 | 1
2 Diversification | 2030 | 9 | 25.4 | 1
2 Diversification | 2030 | 9 | 25.5 | 1
2 Diversification | 2030 | 9 | 25.6 | 1
2 Diversification | 2030 | 9 | 25.7 | 1
2 Diversification | 2030 | 9 | 25.8 | 3
2 Diversification | 2030 | 9 | 25.9 | 2
2 Diversification | 2030 | 9 | 26 | 2
2 Diversification | 2030 | 9 | 26.3 | 1
2 Diversification | 2030 | 9 | 26.5 | 3
2 Diversification | 2030 | 9 | 26.6 | 1
2 Diversification | 2030 | 9 | 26.7 | 2
2 Diversification | 2030 | 9 | 26.8 | 1
2 Diversification | 2030 | 9 | 26.9 | 2
2 Diversification | 2030 | 9 | 27 | 2
2 Diversification | 2030 | 9 | 27.1 | 2
2 Diversification | 2030 | 9 | 27.2 | 1
2 Diversification | 2030 | 9 | 27.3 | 1
2 Diversification | 2030 | 9 | 27.4 | 1
2 Diversification | 2030 | 9 | 27.6 | 1
2 Diversification | 2030 | 9 | 27.7 | 2
2 Diversification | 2030 | 9 | 27.8 | 1
2 Diversification | 2030 | 9 | 27.9 | 1
2 Diversification | 2030 | 9 | 28.3 | 2
2 Diversification | 2030 | 9 | 28.4 | 1
2 Diversification | 2030 | 9 | 28.5 | 1
2 Diversification | 2030 | 9 | 28.6 | 3
2 Diversification | 2030 | 9 | 28.7 | 1
2 Diversification | 2030 | 9 | 28.8 | 1
2 Diversification | 2030 | 9 | 28.9 | 2
2 Diversification | 2030 | 9 | 29 | 1
2 Diversification | 2030 | 9 | 29.1 | 2
2 Diversification | 2030 | 9 | 29.2 | 1
2 Diversification | 2030 | 9 | 29.3 | 1
2 Diversification | 2030 | 9 | 29.6 | 1
2 Diversification | 2030 | 9 | 29.9 | 1
2 Diversification | 2030 | 9 | 30 | 1
2 Diversification | 2030 | 9 | 30.1 | 4
2 Diversification | 2030 | 9 | 30.4 | 1
2 Diversification | 2030 | 9 | 31 | 1
2 Diversification | 2030 | 9 | 31.4 | 1
2 Diversification | 2030 | 9 | 31.5 | 2
2 Diversification | 2030 | 9 | 31.6 | 3
2 Diversification | 2030 | 9 | 31.7 | 1
2 Diversification | 2030 | 9 | 31.8 | 1
2 Diversification | 2030 | 9 | 31.9 | 2
2 Diversification | 2030 | 9 | 32 | 1
2 Diversification | 2030 | 9 | 32.4 | 1
2 Diversification | 2030 | 9 | 32.5 | 1
2 Diversification | 2030 | 9 | 32.6 | 1
2 Diversification | 2030 | 9 | 32.7 | 1
2 Diversification | 2030 | 9 | 33 | 2
2 Diversification | 2030 | 9 | 33.2 | 1
2 Diversification | 2030 | 9 | 33.3 | 2
2 Diversification | 2030 | 9 | 33.5 | 1
2 Diversification | 2030 | 9 | 33.7 | 1
2 Diversification | 2030 | 9 | 33.8 | 2
2 Diversification | 2030 | 9 | 34 | 3
2 Diversification | 2030 | 9 | 34.5 | 2
2 Diversification | 2030 | 9 | 34.7 | 2
2 Diversification | 2030 | 9 | 34.8 | 2
2 Diversification | 2030 | 9 | 34.9 | 1
2 Diversification | 2030 | 9 | 35.1 | 2
2 Diversification | 2030 | 9 | 35.4 | 1
2 Diversification | 2030 | 9 | 35.5 | 2
2 Diversification | 2030 | 9 | 35.6 | 1
2 Diversification | 2030 | 9 | 35.7 | 1
2 Diversification | 2030 | 9 | 35.9 | 2
2 Diversification | 2030 | 9 | 36.3 | 1
2 Diversification | 2030 | 9 | 36.5 | 2
2 Diversification | 2030 | 9 | 36.6 | 1
2 Diversification | 2030 | 9 | 36.7 | 3
2 Diversification | 2030 | 9 | 36.8 | 1
2 Diversification | 2030 | 9 | 36.9 | 2
2 Diversification | 2030 | 9 | 37 | 2
2 Diversification | 2030 | 9 | 37.1 | 1
2 Diversification | 2030 | 9 | 37.4 | 1
2 Diversification | 2030 | 9 | 37.5 | 1
2 Diversification | 2030 | 9 | 37.7 | 1
2 Diversification | 2030 | 9 | 38.3 | 1
2 Diversification | 2030 | 9 | 38.4 | 1
2 Diversification | 2030 | 9 | 38.5 | 1
2 Diversification | 2030 | 9 | 38.6 | 1
2 Diversification | 2030 | 9 | 38.7 | 2
2 Diversification | 2030 | 9 | 38.9 | 1
2 Diversification | 2030 | 9 | 39 | 1
2 Diversification | 2030 | 9 | 39.1 | 3
2 Diversification | 2030 | 9 | 39.2 | 1
2 Diversification | 2030 | 9 | 39.3 | 1
2 Diversification | 2030 | 9 | 39.8 | 1
2 Diversification | 2030 | 9 | 40.4 | 1
2 Diversification | 2030 | 9 | 40.5 | 1
2 Diversification | 2030 | 9 | 40.6 | 1
2 Diversification | 2030 | 9 | 41.2 | 1
2 Diversification | 2030 | 9 | 41.3 | 1
2 Diversification | 2030 | 9 | 41.4 | 1
2 Diversification | 2030 | 9 | 41.5 | 1
2 Diversification | 2030 | 9 | 42.2 | 1
2 Diversification | 2030 | 9 | 42.3 | 3
2 Diversification | 2030 | 9 | 42.6 | 1
2 Diversification | 2030 | 9 | 42.9 | 3
2 Diversification | 2030 | 9 | 43 | 1
2 Diversification | 2030 | 9 | 43.5 | 1
2 Diversification | 2030 | 9 | 43.7 | 1
2 Diversification | 2030 | 9 | 43.8 | 1
2 Diversification | 2030 | 9 | 44.2 | 1
2 Diversification | 2030 | 9 | 44.3 | 3
2 Diversification | 2030 | 9 | 44.9 | 1
2 Diversification | 2030 | 9 | 45.2 | 1
2 Diversification | 2030 | 9 | 45.6 | 1
2 Diversification | 2030 | 9 | 45.7 | 1
2 Diversification | 2030 | 9 | 46 | 1
2 Diversification | 2030 | 9 | 47.1 | 1
2 Diversification | 2030 | 9 | 47.6 | 1
2 Diversification | 2030 | 9 | 48 | 1
2 Diversification | 2030 | 9 | 49 | 1
2 Diversification | 2030 | 9 | 49.1 | 1
2 Diversification | 2030 | 9 | 50.1 | 1
2 Diversification | 2030 | 9 | 50.6 | 1
2 Diversification | 2030 | 9 | 50.7 | 1
2 Diversification | 2030 | 9 | 50.8 | 1
2 Diversification | 2030 | 9 | 51.2 | 2
2 Diversification | 2030 | 9 | 51.4 | 1
2 Diversification | 2030 | 9 | 51.7 | 1
2 Diversification | 2030 | 9 | 51.8 | 1
2 Diversification | 2030 | 9 | 52.1 | 1
2 Diversification | 2030 | 9 | 52.9 | 1
2 Diversification | 2030 | 9 | 53.6 | 1
2 Diversification | 2030 | 9 | 55.1 | 1
2 Diversification | 2030 | 9 | 55.4 | 1
2 Diversification | 2030 | 9 | 58.2 | 1
2 Diversification | 2030 | 9 | 60.3 | 1
2 Diversification | 2030 | 9 | 62.3 | 1
2 Diversification | 2030 | 9 | 67.4 | 1
2 Diversification | 2030 | 9 | 68.7 | 1
2 Diversification | 2030 | 9 | 69.6 | 1
2 Diversification | 2030 | 9 | 71.9 | 1
2 Diversification | 2030 | 9 | 76.5 | 1
2 Diversification | 2030 | 9 | 77.4 | 1
2 Diversification | 2030 | 9 | 78.2 | 1
2 Diversification | 2030 | 9 | 119.3 | 1
2 Diversification | 2030 | 10 | -128.9 | 1
2 Diversification | 2030 | 10 | -90.6 | 1
2 Diversification | 2030 | 10 | -83.3 | 1
2 Diversification | 2030 | 10 | -74.3 | 1
2 Diversification | 2030 | 10 | -72.8 | 1
2 Diversification | 2030 | 10 | -68.4 | 1
2 Diversification | 2030 | 10 | -66.3 | 1
2 Diversification | 2030 | 10 | -65.8 | 1
2 Diversification | 2030 | 10 | -64.9 | 2
2 Diversification | 2030 | 10 | -61.8 | 1
2 Diversification | 2030 | 10 | -60.2 | 1
2 Diversification | 2030 | 10 | -57.7 | 1
2 Diversification | 2030 | 10 | -55.2 | 1
2 Diversification | 2030 | 10 | -55 | 1
2 Diversification | 2030 | 10 | -54.5 | 1
2 Diversification | 2030 | 10 | -54.3 | 1
2 Diversification | 2030 | 10 | -53.8 | 1
2 Diversification | 2030 | 10 | -53.7 | 1
2 Diversification | 2030 | 10 | -52.8 | 1
2 Diversification | 2030 | 10 | -52.6 | 1
2 Diversification | 2030 | 10 | -52.3 | 1
2 Diversification | 2030 | 10 | -51.4 | 1
2 Diversification | 2030 | 10 | -51.3 | 1
2 Diversification | 2030 | 10 | -51.2 | 1
2 Diversification | 2030 | 10 | -50.8 | 1
2 Diversification | 2030 | 10 | -50.2 | 1
2 Diversification | 2030 | 10 | -48.8 | 1
2 Diversification | 2030 | 10 | -48 | 2
2 Diversification | 2030 | 10 | -47.6 | 1
2 Diversification | 2030 | 10 | -46.7 | 1
2 Diversification | 2030 | 10 | -46.4 | 1
2 Diversification | 2030 | 10 | -45.9 | 1
2 Diversification | 2030 | 10 | -45.5 | 1
2 Diversification | 2030 | 10 | -44.2 | 2
2 Diversification | 2030 | 10 | -42.9 | 2
2 Diversification | 2030 | 10 | -42.8 | 1
2 Diversification | 2030 | 10 | -42.7 | 1
2 Diversification | 2030 | 10 | -42.5 | 1
2 Diversification | 2030 | 10 | -42.2 | 1
2 Diversification | 2030 | 10 | -42 | 1
2 Diversification | 2030 | 10 | -41.8 | 1
2 Diversification | 2030 | 10 | -41.7 | 1
2 Diversification | 2030 | 10 | -41.5 | 1
2 Diversification | 2030 | 10 | -41.4 | 1
2 Diversification | 2030 | 10 | -41.1 | 1
2 Diversification | 2030 | 10 | -41 | 1
2 Diversification | 2030 | 10 | -40.9 | 1
2 Diversification | 2030 | 10 | -40.4 | 1
2 Diversification | 2030 | 10 | -40.2 | 2
2 Diversification | 2030 | 10 | -40.1 | 4
2 Diversification | 2030 | 10 | -40 | 2
2 Diversification | 2030 | 10 | -39.9 | 1
2 Diversification | 2030 | 10 | -39.8 | 1
2 Diversification | 2030 | 10 | -39.4 | 1
2 Diversification | 2030 | 10 | -39.1 | 1
2 Diversification | 2030 | 10 | -38.9 | 1
2 Diversification | 2030 | 10 | -38.4 | 1
2 Diversification | 2030 | 10 | -38.3 | 1
2 Diversification | 2030 | 10 | -38 | 1
2 Diversification | 2030 | 10 | -37.8 | 2
2 Diversification | 2030 | 10 | -37.4 | 1
2 Diversification | 2030 | 10 | -37.1 | 1
2 Diversification | 2030 | 10 | -37 | 2
2 Diversification | 2030 | 10 | -36.9 | 1
2 Diversification | 2030 | 10 | -36.8 | 1
2 Diversification | 2030 | 10 | -36.7 | 1
2 Diversification | 2030 | 10 | -36.2 | 1
2 Diversification | 2030 | 10 | -36.1 | 2
2 Diversification | 2030 | 10 | -35.1 | 1
2 Diversification | 2030 | 10 | -35 | 1
2 Diversification | 2030 | 10 | -34.8 | 1
2 Diversification | 2030 | 10 | -34.5 | 2
2 Diversification | 2030 | 10 | -34.4 | 2
2 Diversification | 2030 | 10 | -34.2 | 3
2 Diversification | 2030 | 10 | -34.1 | 1
2 Diversification | 2030 | 10 | -33.9 | 1
2 Diversification | 2030 | 10 | -33.8 | 1
2 Diversification | 2030 | 10 | -33.4 | 1
2 Diversification | 2030 | 10 | -33.3 | 1
2 Diversification | 2030 | 10 | -33 | 1
2 Diversification | 2030 | 10 | -32.8 | 1
2 Diversification | 2030 | 10 | -32.7 | 1
2 Diversification | 2030 | 10 | -32.3 | 1
2 Diversification | 2030 | 10 | -32.2 | 3
2 Diversification | 2030 | 10 | -32.1 | 2
2 Diversification | 2030 | 10 | -32 | 1
2 Diversification | 2030 | 10 | -31.6 | 1
2 Diversification | 2030 | 10 | -31.5 | 2
2 Diversification | 2030 | 10 | -31.4 | 3
2 Diversification | 2030 | 10 | -31.3 | 1
2 Diversification | 2030 | 10 | -31.2 | 1
2 Diversification | 2030 | 10 | -31.1 | 1
2 Diversification | 2030 | 10 | -30.4 | 1
2 Diversification | 2030 | 10 | -30.3 | 2
2 Diversification | 2030 | 10 | -30.1 | 2
2 Diversification | 2030 | 10 | -30 | 1
2 Diversification | 2030 | 10 | -29.9 | 2
2 Diversification | 2030 | 10 | -29.8 | 1
2 Diversification | 2030 | 10 | -29.5 | 1
2 Diversification | 2030 | 10 | -29.3 | 2
2 Diversification | 2030 | 10 | -29.2 | 1
2 Diversification | 2030 | 10 | -29 | 1
2 Diversification | 2030 | 10 | -28.8 | 1
2 Diversification | 2030 | 10 | -28.7 | 2
2 Diversification | 2030 | 10 | -28.6 | 1
2 Diversification | 2030 | 10 | -28.5 | 3
2 Diversification | 2030 | 10 | -28.4 | 2
2 Diversification | 2030 | 10 | -28.3 | 2
2 Diversification | 2030 | 10 | -28.1 | 2
2 Diversification | 2030 | 10 | -27.7 | 1
2 Diversification | 2030 | 10 | -27.6 | 2
2 Diversification | 2030 | 10 | -27.5 | 1
2 Diversification | 2030 | 10 | -27.4 | 1
2 Diversification | 2030 | 10 | -26.8 | 2
2 Diversification | 2030 | 10 | -26.7 | 1
2 Diversification | 2030 | 10 | -26.3 | 1
2 Diversification | 2030 | 10 | -25.9 | 2
2 Diversification | 2030 | 10 | -25.8 | 2
2 Diversification | 2030 | 10 | -25.5 | 1
2 Diversification | 2030 | 10 | -25.4 | 2
2 Diversification | 2030 | 10 | -25.3 | 1
2 Diversification | 2030 | 10 | -25 | 1
2 Diversification | 2030 | 10 | -24.8 | 3
2 Diversification | 2030 | 10 | -24.7 | 2
2 Diversification | 2030 | 10 | -24.6 | 1
2 Diversification | 2030 | 10 | -24.4 | 2
2 Diversification | 2030 | 10 | -24.3 | 3
2 Diversification | 2030 | 10 | -24.1 | 1
2 Diversification | 2030 | 10 | -24 | 1
2 Diversification | 2030 | 10 | -23.9 | 2
2 Diversification | 2030 | 10 | -23.8 | 3
2 Diversification | 2030 | 10 | -23.6 | 2
2 Diversification | 2030 | 10 | -23.4 | 3
2 Diversification | 2030 | 10 | -23.3 | 2
2 Diversification | 2030 | 10 | -23.1 | 2
2 Diversification | 2030 | 10 | -23 | 1
2 Diversification | 2030 | 10 | -22.9 | 1
2 Diversification | 2030 | 10 | -22.8 | 1
2 Diversification | 2030 | 10 | -22.7 | 3
2 Diversification | 2030 | 10 | -22.5 | 1
2 Diversification | 2030 | 10 | -22.4 | 1
2 Diversification | 2030 | 10 | -22.3 | 2
2 Diversification | 2030 | 10 | -22.2 | 1
2 Diversification | 2030 | 10 | -22.1 | 2
2 Diversification | 2030 | 10 | -22 | 1
2 Diversification | 2030 | 10 | -21.9 | 1
2 Diversification | 2030 | 10 | -21.7 | 2
2 Diversification | 2030 | 10 | -21.6 | 2
2 Diversification | 2030 | 10 | -21.3 | 1
2 Diversification | 2030 | 10 | -21.2 | 3
2 Diversification | 2030 | 10 | -21.1 | 1
2 Diversification | 2030 | 10 | -21 | 1
2 Diversification | 2030 | 10 | -20.9 | 4
2 Diversification | 2030 | 10 | -20.8 | 2
2 Diversification | 2030 | 10 | -20.6 | 3
2 Diversification | 2030 | 10 | -20.5 | 1
2 Diversification | 2030 | 10 | -20.3 | 1
2 Diversification | 2030 | 10 | -20.2 | 1
2 Diversification | 2030 | 10 | -20.1 | 2
2 Diversification | 2030 | 10 | -20 | 1
2 Diversification | 2030 | 10 | -19.8 | 1
2 Diversification | 2030 | 10 | -19.6 | 2
2 Diversification | 2030 | 10 | -19.5 | 3
2 Diversification | 2030 | 10 | -19.3 | 1
2 Diversification | 2030 | 10 | -19.2 | 2
2 Diversification | 2030 | 10 | -19.1 | 2
2 Diversification | 2030 | 10 | -18.9 | 3
2 Diversification | 2030 | 10 | -18.8 | 1
2 Diversification | 2030 | 10 | -18.6 | 1
2 Diversification | 2030 | 10 | -18.5 | 1
2 Diversification | 2030 | 10 | -18.4 | 3
2 Diversification | 2030 | 10 | -18.3 | 1
2 Diversification | 2030 | 10 | -18.2 | 1
2 Diversification | 2030 | 10 | -17.9 | 1
2 Diversification | 2030 | 10 | -17.7 | 4
2 Diversification | 2030 | 10 | -17.5 | 2
2 Diversification | 2030 | 10 | -17.2 | 2
2 Diversification | 2030 | 10 | -17.1 | 1
2 Diversification | 2030 | 10 | -17 | 2
2 Diversification | 2030 | 10 | -16.9 | 1
2 Diversification | 2030 | 10 | -16.8 | 1
2 Diversification | 2030 | 10 | -16.6 | 1
2 Diversification | 2030 | 10 | -16.4 | 1
2 Diversification | 2030 | 10 | -16.1 | 1
2 Diversification | 2030 | 10 | -16 | 1
2 Diversification | 2030 | 10 | -15.8 | 1
2 Diversification | 2030 | 10 | -15.6 | 1
2 Diversification | 2030 | 10 | -15.3 | 1
2 Diversification | 2030 | 10 | -14.7 | 1
2 Diversification | 2030 | 10 | -14.6 | 1
2 Diversification | 2030 | 10 | -14.4 | 1
2 Diversification | 2030 | 10 | -13.9 | 2
2 Diversification | 2030 | 10 | -13.7 | 1
2 Diversification | 2030 | 10 | -13.6 | 1
2 Diversification | 2030 | 10 | -13.3 | 1
2 Diversification | 2030 | 10 | -12.8 | 1
2 Diversification | 2030 | 10 | -12.6 | 2
2 Diversification | 2030 | 10 | -12.5 | 1
2 Diversification | 2030 | 10 | -11.5 | 2
2 Diversification | 2030 | 10 | -11.4 | 1
2 Diversification | 2030 | 10 | -11.3 | 1
2 Diversification | 2030 | 10 | -10.2 | 1
2 Diversification | 2030 | 10 | -10.1 | 1
2 Diversification | 2030 | 10 | -10 | 1
2 Diversification | 2030 | 10 | -9.7 | 1
2 Diversification | 2030 | 10 | -9.6 | 1
2 Diversification | 2030 | 10 | -9.4 | 2
2 Diversification | 2030 | 10 | -9.1 | 1
2 Diversification | 2030 | 10 | -8.9 | 1
2 Diversification | 2030 | 10 | -7.7 | 1
2 Diversification | 2030 | 10 | -5.8 | 1
2 Diversification | 2030 | 10 | -4.3 | 1
2 Diversification | 2030 | 10 | -1.8 | 1
2 Diversification | 2030 | 10 | 6.8 | 1
2 Diversification | 2030 | 10 | 7.4 | 1
2 Diversification | 2030 | 10 | 8.3 | 2
2 Diversification | 2030 | 10 | 8.4 | 1
2 Diversification | 2030 | 10 | 9.7 | 1
2 Diversification | 2030 | 10 | 9.8 | 1
2 Diversification | 2030 | 10 | 10.2 | 1
2 Diversification | 2030 | 10 | 10.4 | 1
2 Diversification | 2030 | 10 | 11.2 | 1
2 Diversification | 2030 | 10 | 11.3 | 1
2 Diversification | 2030 | 10 | 11.6 | 1
2 Diversification | 2030 | 10 | 12.3 | 2
2 Diversification | 2030 | 10 | 12.6 | 1
2 Diversification | 2030 | 10 | 12.9 | 2
2 Diversification | 2030 | 10 | 13 | 1
2 Diversification | 2030 | 10 | 13.1 | 1
2 Diversification | 2030 | 10 | 13.2 | 2
2 Diversification | 2030 | 10 | 13.3 | 1
2 Diversification | 2030 | 10 | 13.4 | 1
2 Diversification | 2030 | 10 | 13.6 | 1
2 Diversification | 2030 | 10 | 13.8 | 1
2 Diversification | 2030 | 10 | 14.1 | 1
2 Diversification | 2030 | 10 | 14.2 | 2
2 Diversification | 2030 | 10 | 14.3 | 2
2 Diversification | 2030 | 10 | 14.4 | 2
2 Diversification | 2030 | 10 | 14.5 | 1
2 Diversification | 2030 | 10 | 14.6 | 3
2 Diversification | 2030 | 10 | 14.9 | 1
2 Diversification | 2030 | 10 | 15.2 | 1
2 Diversification | 2030 | 10 | 15.3 | 2
2 Diversification | 2030 | 10 | 15.4 | 1
2 Diversification | 2030 | 10 | 15.5 | 1
2 Diversification | 2030 | 10 | 15.7 | 2
2 Diversification | 2030 | 10 | 15.8 | 1
2 Diversification | 2030 | 10 | 16 | 1
2 Diversification | 2030 | 10 | 16.1 | 2
2 Diversification | 2030 | 10 | 16.2 | 2
2 Diversification | 2030 | 10 | 16.3 | 1
2 Diversification | 2030 | 10 | 16.4 | 1
2 Diversification | 2030 | 10 | 16.5 | 1
2 Diversification | 2030 | 10 | 16.7 | 3
2 Diversification | 2030 | 10 | 16.9 | 2
2 Diversification | 2030 | 10 | 17.1 | 1
2 Diversification | 2030 | 10 | 17.5 | 1
2 Diversification | 2030 | 10 | 17.6 | 1
2 Diversification | 2030 | 10 | 17.8 | 1
2 Diversification | 2030 | 10 | 18 | 1
2 Diversification | 2030 | 10 | 18.3 | 1
2 Diversification | 2030 | 10 | 18.4 | 2
2 Diversification | 2030 | 10 | 18.5 | 1
2 Diversification | 2030 | 10 | 18.8 | 2
2 Diversification | 2030 | 10 | 19 | 2
2 Diversification | 2030 | 10 | 19.2 | 1
2 Diversification | 2030 | 10 | 19.3 | 1
2 Diversification | 2030 | 10 | 19.6 | 2
2 Diversification | 2030 | 10 | 19.7 | 1
2 Diversification | 2030 | 10 | 19.8 | 1
2 Diversification | 2030 | 10 | 19.9 | 3
2 Diversification | 2030 | 10 | 20 | 1
2 Diversification | 2030 | 10 | 20.2 | 3
2 Diversification | 2030 | 10 | 20.5 | 1
2 Diversification | 2030 | 10 | 20.6 | 1
2 Diversification | 2030 | 10 | 20.8 | 1
2 Diversification | 2030 | 10 | 20.9 | 4
2 Diversification | 2030 | 10 | 21 | 2
2 Diversification | 2030 | 10 | 21.1 | 2
2 Diversification | 2030 | 10 | 21.2 | 2
2 Diversification | 2030 | 10 | 21.3 | 1
2 Diversification | 2030 | 10 | 21.4 | 1
2 Diversification | 2030 | 10 | 21.5 | 2
2 Diversification | 2030 | 10 | 21.6 | 1
2 Diversification | 2030 | 10 | 21.7 | 1
2 Diversification | 2030 | 10 | 21.8 | 1
2 Diversification | 2030 | 10 | 21.9 | 1
2 Diversification | 2030 | 10 | 22.1 | 1
2 Diversification | 2030 | 10 | 22.4 | 1
2 Diversification | 2030 | 10 | 22.6 | 2
2 Diversification | 2030 | 10 | 22.7 | 2
2 Diversification | 2030 | 10 | 22.8 | 1
2 Diversification | 2030 | 10 | 22.9 | 1
2 Diversification | 2030 | 10 | 23 | 1
2 Diversification | 2030 | 10 | 23.1 | 1
2 Diversification | 2030 | 10 | 23.6 | 1
2 Diversification | 2030 | 10 | 23.8 | 1
2 Diversification | 2030 | 10 | 24 | 2
2 Diversification | 2030 | 10 | 24.2 | 1
2 Diversification | 2030 | 10 | 24.3 | 1
2 Diversification | 2030 | 10 | 24.4 | 1
2 Diversification | 2030 | 10 | 24.5 | 1
2 Diversification | 2030 | 10 | 24.6 | 2
2 Diversification | 2030 | 10 | 24.7 | 1
2 Diversification | 2030 | 10 | 24.8 | 2
2 Diversification | 2030 | 10 | 24.9 | 2
2 Diversification | 2030 | 10 | 25 | 2
2 Diversification | 2030 | 10 | 25.2 | 2
2 Diversification | 2030 | 10 | 25.3 | 1
2 Diversification | 2030 | 10 | 25.4 | 1
2 Diversification | 2030 | 10 | 25.5 | 1
2 Diversification | 2030 | 10 | 25.6 | 1
2 Diversification | 2030 | 10 | 26.6 | 3
2 Diversification | 2030 | 10 | 26.7 | 1
2 Diversification | 2030 | 10 | 26.8 | 3
2 Diversification | 2030 | 10 | 26.9 | 3
2 Diversification | 2030 | 10 | 27 | 1
2 Diversification | 2030 | 10 | 27.1 | 1
2 Diversification | 2030 | 10 | 27.2 | 3
2 Diversification | 2030 | 10 | 27.3 | 1
2 Diversification | 2030 | 10 | 27.4 | 2
2 Diversification | 2030 | 10 | 27.6 | 1
2 Diversification | 2030 | 10 | 27.7 | 1
2 Diversification | 2030 | 10 | 28.2 | 1
2 Diversification | 2030 | 10 | 28.3 | 1
2 Diversification | 2030 | 10 | 28.7 | 2
2 Diversification | 2030 | 10 | 29.1 | 1
2 Diversification | 2030 | 10 | 29.2 | 1
2 Diversification | 2030 | 10 | 29.4 | 2
2 Diversification | 2030 | 10 | 29.5 | 1
2 Diversification | 2030 | 10 | 29.6 | 1
2 Diversification | 2030 | 10 | 29.9 | 2
2 Diversification | 2030 | 10 | 30 | 2
2 Diversification | 2030 | 10 | 30.1 | 1
2 Diversification | 2030 | 10 | 30.3 | 2
2 Diversification | 2030 | 10 | 30.7 | 1
2 Diversification | 2030 | 10 | 32 | 2
2 Diversification | 2030 | 10 | 32.4 | 1
2 Diversification | 2030 | 10 | 32.5 | 1
2 Diversification | 2030 | 10 | 32.8 | 1
2 Diversification | 2030 | 10 | 32.9 | 1
2 Diversification | 2030 | 10 | 33.2 | 1
2 Diversification | 2030 | 10 | 33.4 | 1
2 Diversification | 2030 | 10 | 33.6 | 1
2 Diversification | 2030 | 10 | 33.7 | 1
2 Diversification | 2030 | 10 | 33.8 | 1
2 Diversification | 2030 | 10 | 33.9 | 1
2 Diversification | 2030 | 10 | 34.1 | 1
2 Diversification | 2030 | 10 | 35 | 1
2 Diversification | 2030 | 10 | 35.1 | 2
2 Diversification | 2030 | 10 | 35.2 | 1
2 Diversification | 2030 | 10 | 35.6 | 1
2 Diversification | 2030 | 10 | 35.7 | 1
2 Diversification | 2030 | 10 | 36.2 | 1
2 Diversification | 2030 | 10 | 36.6 | 3
2 Diversification | 2030 | 10 | 36.9 | 1
2 Diversification | 2030 | 10 | 37.1 | 2
2 Diversification | 2030 | 10 | 37.4 | 1
2 Diversification | 2030 | 10 | 37.6 | 2
2 Diversification | 2030 | 10 | 38 | 1
2 Diversification | 2030 | 10 | 38.4 | 1
2 Diversification | 2030 | 10 | 38.6 | 1
2 Diversification | 2030 | 10 | 39 | 2
2 Diversification | 2030 | 10 | 39.1 | 2
2 Diversification | 2030 | 10 | 39.2 | 1
2 Diversification | 2030 | 10 | 39.4 | 2
2 Diversification | 2030 | 10 | 39.5 | 2
2 Diversification | 2030 | 10 | 39.7 | 2
2 Diversification | 2030 | 10 | 39.9 | 1
2 Diversification | 2030 | 10 | 40 | 2
2 Diversification | 2030 | 10 | 40.1 | 1
2 Diversification | 2030 | 10 | 40.2 | 3
2 Diversification | 2030 | 10 | 40.3 | 1
2 Diversification | 2030 | 10 | 40.7 | 1
2 Diversification | 2030 | 10 | 41 | 1
2 Diversification | 2030 | 10 | 41.2 | 1
2 Diversification | 2030 | 10 | 41.7 | 1
2 Diversification | 2030 | 10 | 41.8 | 2
2 Diversification | 2030 | 10 | 42.1 | 1
2 Diversification | 2030 | 10 | 42.3 | 1
2 Diversification | 2030 | 10 | 42.7 | 2
2 Diversification | 2030 | 10 | 43.3 | 1
2 Diversification | 2030 | 10 | 43.8 | 1
2 Diversification | 2030 | 10 | 44.3 | 1
2 Diversification | 2030 | 10 | 45.1 | 1
2 Diversification | 2030 | 10 | 45.3 | 1
2 Diversification | 2030 | 10 | 45.6 | 1
2 Diversification | 2030 | 10 | 46 | 1
2 Diversification | 2030 | 10 | 46.3 | 1
2 Diversification | 2030 | 10 | 46.7 | 1
2 Diversification | 2030 | 10 | 48 | 1
2 Diversification | 2030 | 10 | 48.5 | 1
2 Diversification | 2030 | 10 | 48.6 | 2
2 Diversification | 2030 | 10 | 49.7 | 1
2 Diversification | 2030 | 10 | 51 | 1
2 Diversification | 2030 | 10 | 52.1 | 1
2 Diversification | 2030 | 10 | 52.3 | 1
2 Diversification | 2030 | 10 | 52.8 | 2
2 Diversification | 2030 | 10 | 53.6 | 1
2 Diversification | 2030 | 10 | 54.1 | 1
2 Diversification | 2030 | 10 | 54.6 | 1
2 Diversification | 2030 | 10 | 56.5 | 1
2 Diversification | 2030 | 10 | 56.6 | 2
2 Diversification | 2030 | 10 | 58.5 | 1
2 Diversification | 2030 | 10 | 59.4 | 1
2 Diversification | 2030 | 10 | 59.5 | 1
2 Diversification | 2030 | 10 | 60.8 | 1
2 Diversification | 2030 | 10 | 61.2 | 1
2 Diversification | 2030 | 10 | 63.2 | 1
2 Diversification | 2030 | 10 | 63.6 | 1
2 Diversification | 2030 | 10 | 63.7 | 1
2 Diversification | 2030 | 10 | 64.7 | 1
2 Diversification | 2030 | 10 | 64.8 | 1
2 Diversification | 2030 | 10 | 68.9 | 1
2 Diversification | 2030 | 10 | 75.4 | 1
2 Diversification | 2030 | 10 | 81.2 | 1
2 Diversification | 2030 | 10 | 124.8 | 1
2 Diversification | 2030 | 10 | 156.7 | 1
2 Diversification | 2030 | 10 | 413.4 | 1
2 Diversification | 2030 | 11 | -110.6 | 1
2 Diversification | 2030 | 11 | -68 | 1
2 Diversification | 2030 | 11 | -65.2 | 1
2 Diversification | 2030 | 11 | -63 | 1
2 Diversification | 2030 | 11 | -62.3 | 1
2 Diversification | 2030 | 11 | -61.8 | 1
2 Diversification | 2030 | 11 | -56.7 | 1
2 Diversification | 2030 | 11 | -56.3 | 1
2 Diversification | 2030 | 11 | -55.4 | 1
2 Diversification | 2030 | 11 | -54.9 | 1
2 Diversification | 2030 | 11 | -54.3 | 1
2 Diversification | 2030 | 11 | -53.3 | 1
2 Diversification | 2030 | 11 | -53.1 | 1
2 Diversification | 2030 | 11 | -52.2 | 1
2 Diversification | 2030 | 11 | -52.1 | 1
2 Diversification | 2030 | 11 | -51.8 | 1
2 Diversification | 2030 | 11 | -51.5 | 1
2 Diversification | 2030 | 11 | -51.3 | 1
2 Diversification | 2030 | 11 | -50.8 | 1
2 Diversification | 2030 | 11 | -50.4 | 1
2 Diversification | 2030 | 11 | -50.1 | 2
2 Diversification | 2030 | 11 | -48.9 | 1
2 Diversification | 2030 | 11 | -47.5 | 1
2 Diversification | 2030 | 11 | -47.4 | 1
2 Diversification | 2030 | 11 | -47.1 | 1
2 Diversification | 2030 | 11 | -47 | 1
2 Diversification | 2030 | 11 | -46.9 | 1
2 Diversification | 2030 | 11 | -46.7 | 1
2 Diversification | 2030 | 11 | -46.2 | 1
2 Diversification | 2030 | 11 | -45.4 | 1
2 Diversification | 2030 | 11 | -45 | 1
2 Diversification | 2030 | 11 | -44.9 | 2
2 Diversification | 2030 | 11 | -44.4 | 1
2 Diversification | 2030 | 11 | -44.3 | 1
2 Diversification | 2030 | 11 | -42.1 | 1
2 Diversification | 2030 | 11 | -41.6 | 1
2 Diversification | 2030 | 11 | -41.3 | 1
2 Diversification | 2030 | 11 | -40.5 | 1
2 Diversification | 2030 | 11 | -40.1 | 1
2 Diversification | 2030 | 11 | -40 | 1
2 Diversification | 2030 | 11 | -39.4 | 1
2 Diversification | 2030 | 11 | -39.3 | 2
2 Diversification | 2030 | 11 | -39.1 | 1
2 Diversification | 2030 | 11 | -38.7 | 1
2 Diversification | 2030 | 11 | -38.6 | 1
2 Diversification | 2030 | 11 | -38.5 | 1
2 Diversification | 2030 | 11 | -38.4 | 1
2 Diversification | 2030 | 11 | -38.1 | 1
2 Diversification | 2030 | 11 | -37.6 | 2
2 Diversification | 2030 | 11 | -37.2 | 1
2 Diversification | 2030 | 11 | -36.6 | 1
2 Diversification | 2030 | 11 | -36.3 | 1
2 Diversification | 2030 | 11 | -35.9 | 3
2 Diversification | 2030 | 11 | -35.8 | 2
2 Diversification | 2030 | 11 | -35.7 | 4
2 Diversification | 2030 | 11 | -35.6 | 1
2 Diversification | 2030 | 11 | -35.3 | 1
2 Diversification | 2030 | 11 | -34.9 | 1
2 Diversification | 2030 | 11 | -34.7 | 2
2 Diversification | 2030 | 11 | -34.6 | 1
2 Diversification | 2030 | 11 | -34.4 | 1
2 Diversification | 2030 | 11 | -34.1 | 1
2 Diversification | 2030 | 11 | -33.9 | 1
2 Diversification | 2030 | 11 | -33.8 | 1
2 Diversification | 2030 | 11 | -33.5 | 2
2 Diversification | 2030 | 11 | -33.2 | 1
2 Diversification | 2030 | 11 | -33.1 | 1
2 Diversification | 2030 | 11 | -32.9 | 1
2 Diversification | 2030 | 11 | -32.8 | 1
2 Diversification | 2030 | 11 | -32.7 | 1
2 Diversification | 2030 | 11 | -32.5 | 1
2 Diversification | 2030 | 11 | -32.1 | 2
2 Diversification | 2030 | 11 | -32 | 1
2 Diversification | 2030 | 11 | -31.5 | 1
2 Diversification | 2030 | 11 | -31.4 | 2
2 Diversification | 2030 | 11 | -31.2 | 1
2 Diversification | 2030 | 11 | -31.1 | 2
2 Diversification | 2030 | 11 | -31 | 1
2 Diversification | 2030 | 11 | -30.8 | 1
2 Diversification | 2030 | 11 | -30.7 | 1
2 Diversification | 2030 | 11 | -30.6 | 1
2 Diversification | 2030 | 11 | -30.3 | 1
2 Diversification | 2030 | 11 | -29.7 | 1
2 Diversification | 2030 | 11 | -29.4 | 1
2 Diversification | 2030 | 11 | -29.3 | 1
2 Diversification | 2030 | 11 | -29.2 | 3
2 Diversification | 2030 | 11 | -28.8 | 1
2 Diversification | 2030 | 11 | -28.7 | 1
2 Diversification | 2030 | 11 | -28.5 | 1
2 Diversification | 2030 | 11 | -28.1 | 3
2 Diversification | 2030 | 11 | -27.8 | 1
2 Diversification | 2030 | 11 | -27.6 | 1
2 Diversification | 2030 | 11 | -27.5 | 1
2 Diversification | 2030 | 11 | -27.4 | 1
2 Diversification | 2030 | 11 | -27 | 1
2 Diversification | 2030 | 11 | -26.8 | 1
2 Diversification | 2030 | 11 | -26.4 | 1
2 Diversification | 2030 | 11 | -26.3 | 2
2 Diversification | 2030 | 11 | -26.2 | 1
2 Diversification | 2030 | 11 | -25.8 | 1
2 Diversification | 2030 | 11 | -25.7 | 1
2 Diversification | 2030 | 11 | -25.5 | 1
2 Diversification | 2030 | 11 | -25.4 | 4
2 Diversification | 2030 | 11 | -25.2 | 1
2 Diversification | 2030 | 11 | -25.1 | 1
2 Diversification | 2030 | 11 | -24.9 | 1
2 Diversification | 2030 | 11 | -24.8 | 1
2 Diversification | 2030 | 11 | -24.5 | 4
2 Diversification | 2030 | 11 | -24.4 | 2
2 Diversification | 2030 | 11 | -24.3 | 1
2 Diversification | 2030 | 11 | -24.2 | 1
2 Diversification | 2030 | 11 | -23.9 | 1
2 Diversification | 2030 | 11 | -23.8 | 2
2 Diversification | 2030 | 11 | -23.7 | 1
2 Diversification | 2030 | 11 | -23.6 | 1
2 Diversification | 2030 | 11 | -23.5 | 1
2 Diversification | 2030 | 11 | -23.3 | 3
2 Diversification | 2030 | 11 | -23 | 1
2 Diversification | 2030 | 11 | -22.9 | 1
2 Diversification | 2030 | 11 | -22.7 | 1
2 Diversification | 2030 | 11 | -22.3 | 3
2 Diversification | 2030 | 11 | -22 | 1
2 Diversification | 2030 | 11 | -21.2 | 1
2 Diversification | 2030 | 11 | -21.1 | 2
2 Diversification | 2030 | 11 | -21 | 1
2 Diversification | 2030 | 11 | -20.9 | 4
2 Diversification | 2030 | 11 | -20.6 | 2
2 Diversification | 2030 | 11 | -20.4 | 1
2 Diversification | 2030 | 11 | -20.2 | 1
2 Diversification | 2030 | 11 | -20.1 | 1
2 Diversification | 2030 | 11 | -19.5 | 1
2 Diversification | 2030 | 11 | -19.4 | 1
2 Diversification | 2030 | 11 | -19.2 | 3
2 Diversification | 2030 | 11 | -18.8 | 1
2 Diversification | 2030 | 11 | -18.7 | 1
2 Diversification | 2030 | 11 | -18.6 | 2
2 Diversification | 2030 | 11 | -18.5 | 1
2 Diversification | 2030 | 11 | -18.3 | 2
2 Diversification | 2030 | 11 | -18.2 | 1
2 Diversification | 2030 | 11 | -17.9 | 1
2 Diversification | 2030 | 11 | -17.8 | 1
2 Diversification | 2030 | 11 | -17.6 | 1
2 Diversification | 2030 | 11 | -17.5 | 1
2 Diversification | 2030 | 11 | -17.2 | 1
2 Diversification | 2030 | 11 | -16.9 | 2
2 Diversification | 2030 | 11 | -16.8 | 2
2 Diversification | 2030 | 11 | -16.7 | 1
2 Diversification | 2030 | 11 | -16.4 | 1
2 Diversification | 2030 | 11 | -16.3 | 1
2 Diversification | 2030 | 11 | -16.2 | 1
2 Diversification | 2030 | 11 | -16 | 2
2 Diversification | 2030 | 11 | -15.9 | 1
2 Diversification | 2030 | 11 | -15.5 | 1
2 Diversification | 2030 | 11 | -15.4 | 1
2 Diversification | 2030 | 11 | -15 | 1
2 Diversification | 2030 | 11 | -14.6 | 1
2 Diversification | 2030 | 11 | -14.4 | 1
2 Diversification | 2030 | 11 | -13.9 | 1
2 Diversification | 2030 | 11 | -13.6 | 1
2 Diversification | 2030 | 11 | -13.5 | 1
2 Diversification | 2030 | 11 | -12.3 | 1
2 Diversification | 2030 | 11 | -12.2 | 2
2 Diversification | 2030 | 11 | -12.1 | 1
2 Diversification | 2030 | 11 | -11.8 | 1
2 Diversification | 2030 | 11 | -9.6 | 1
2 Diversification | 2030 | 11 | -9.4 | 1
2 Diversification | 2030 | 11 | -8.3 | 1
2 Diversification | 2030 | 11 | -6.6 | 1
2 Diversification | 2030 | 11 | 7.4 | 1
2 Diversification | 2030 | 11 | 8.5 | 1
2 Diversification | 2030 | 11 | 9.6 | 1
2 Diversification | 2030 | 11 | 11.2 | 1
2 Diversification | 2030 | 11 | 11.4 | 2
2 Diversification | 2030 | 11 | 12.1 | 1
2 Diversification | 2030 | 11 | 13 | 1
2 Diversification | 2030 | 11 | 13.2 | 2
2 Diversification | 2030 | 11 | 13.5 | 2
2 Diversification | 2030 | 11 | 13.7 | 2
2 Diversification | 2030 | 11 | 13.8 | 1
2 Diversification | 2030 | 11 | 13.9 | 1
2 Diversification | 2030 | 11 | 14.2 | 1
2 Diversification | 2030 | 11 | 14.3 | 1
2 Diversification | 2030 | 11 | 14.4 | 2
2 Diversification | 2030 | 11 | 14.6 | 2
2 Diversification | 2030 | 11 | 15 | 1
2 Diversification | 2030 | 11 | 15.1 | 1
2 Diversification | 2030 | 11 | 15.2 | 2
2 Diversification | 2030 | 11 | 15.3 | 1
2 Diversification | 2030 | 11 | 15.9 | 1
2 Diversification | 2030 | 11 | 16.1 | 2
2 Diversification | 2030 | 11 | 16.3 | 1
2 Diversification | 2030 | 11 | 16.5 | 1
2 Diversification | 2030 | 11 | 16.6 | 1
2 Diversification | 2030 | 11 | 16.7 | 1
2 Diversification | 2030 | 11 | 16.8 | 1
2 Diversification | 2030 | 11 | 17.2 | 1
2 Diversification | 2030 | 11 | 17.3 | 1
2 Diversification | 2030 | 11 | 17.7 | 1
2 Diversification | 2030 | 11 | 17.8 | 1
2 Diversification | 2030 | 11 | 17.9 | 2
2 Diversification | 2030 | 11 | 18.2 | 1
2 Diversification | 2030 | 11 | 18.5 | 2
2 Diversification | 2030 | 11 | 18.6 | 1
2 Diversification | 2030 | 11 | 18.7 | 1
2 Diversification | 2030 | 11 | 19 | 1
2 Diversification | 2030 | 11 | 19.1 | 1
2 Diversification | 2030 | 11 | 19.4 | 3
2 Diversification | 2030 | 11 | 19.5 | 1
2 Diversification | 2030 | 11 | 19.7 | 1
2 Diversification | 2030 | 11 | 20.1 | 3
2 Diversification | 2030 | 11 | 20.2 | 1
2 Diversification | 2030 | 11 | 20.6 | 1
2 Diversification | 2030 | 11 | 20.7 | 3
2 Diversification | 2030 | 11 | 20.8 | 2
2 Diversification | 2030 | 11 | 20.9 | 1
2 Diversification | 2030 | 11 | 21 | 1
2 Diversification | 2030 | 11 | 21.2 | 2
2 Diversification | 2030 | 11 | 21.5 | 1
2 Diversification | 2030 | 11 | 22 | 1
2 Diversification | 2030 | 11 | 22.2 | 1
2 Diversification | 2030 | 11 | 22.4 | 1
2 Diversification | 2030 | 11 | 22.5 | 2
2 Diversification | 2030 | 11 | 22.6 | 2
2 Diversification | 2030 | 11 | 22.8 | 1
2 Diversification | 2030 | 11 | 22.9 | 1
2 Diversification | 2030 | 11 | 23 | 2
2 Diversification | 2030 | 11 | 23.1 | 1
2 Diversification | 2030 | 11 | 23.6 | 2
2 Diversification | 2030 | 11 | 23.8 | 2
2 Diversification | 2030 | 11 | 24 | 2
2 Diversification | 2030 | 11 | 24.1 | 2
2 Diversification | 2030 | 11 | 24.3 | 1
2 Diversification | 2030 | 11 | 24.6 | 1
2 Diversification | 2030 | 11 | 24.9 | 1
2 Diversification | 2030 | 11 | 25 | 1
2 Diversification | 2030 | 11 | 25.2 | 2
2 Diversification | 2030 | 11 | 25.3 | 2
2 Diversification | 2030 | 11 | 25.7 | 1
2 Diversification | 2030 | 11 | 25.9 | 1
2 Diversification | 2030 | 11 | 26.1 | 2
2 Diversification | 2030 | 11 | 26.5 | 1
2 Diversification | 2030 | 11 | 26.6 | 1
2 Diversification | 2030 | 11 | 26.8 | 1
2 Diversification | 2030 | 11 | 27 | 1
2 Diversification | 2030 | 11 | 27.3 | 1
2 Diversification | 2030 | 11 | 27.4 | 3
2 Diversification | 2030 | 11 | 27.5 | 1
2 Diversification | 2030 | 11 | 27.8 | 1
2 Diversification | 2030 | 11 | 27.9 | 1
2 Diversification | 2030 | 11 | 28 | 2
2 Diversification | 2030 | 11 | 28.2 | 3
2 Diversification | 2030 | 11 | 28.3 | 1
2 Diversification | 2030 | 11 | 28.4 | 2
2 Diversification | 2030 | 11 | 28.5 | 1
2 Diversification | 2030 | 11 | 29.1 | 1
2 Diversification | 2030 | 11 | 29.2 | 1
2 Diversification | 2030 | 11 | 29.4 | 1
2 Diversification | 2030 | 11 | 29.6 | 1
2 Diversification | 2030 | 11 | 30 | 1
2 Diversification | 2030 | 11 | 30.2 | 1
2 Diversification | 2030 | 11 | 30.4 | 1
2 Diversification | 2030 | 11 | 30.5 | 1
2 Diversification | 2030 | 11 | 30.6 | 2
2 Diversification | 2030 | 11 | 30.9 | 2
2 Diversification | 2030 | 11 | 31 | 1
2 Diversification | 2030 | 11 | 31.1 | 1
2 Diversification | 2030 | 11 | 31.2 | 1
2 Diversification | 2030 | 11 | 31.3 | 1
2 Diversification | 2030 | 11 | 31.4 | 2
2 Diversification | 2030 | 11 | 31.9 | 1
2 Diversification | 2030 | 11 | 32.1 | 1
2 Diversification | 2030 | 11 | 32.6 | 1
2 Diversification | 2030 | 11 | 32.7 | 1
2 Diversification | 2030 | 11 | 32.8 | 1
2 Diversification | 2030 | 11 | 32.9 | 1
2 Diversification | 2030 | 11 | 33 | 1
2 Diversification | 2030 | 11 | 33.2 | 1
2 Diversification | 2030 | 11 | 33.3 | 1
2 Diversification | 2030 | 11 | 33.5 | 3
2 Diversification | 2030 | 11 | 33.6 | 3
2 Diversification | 2030 | 11 | 34 | 1
2 Diversification | 2030 | 11 | 34.1 | 2
2 Diversification | 2030 | 11 | 34.2 | 1
2 Diversification | 2030 | 11 | 34.5 | 1
2 Diversification | 2030 | 11 | 34.6 | 1
2 Diversification | 2030 | 11 | 34.8 | 2
2 Diversification | 2030 | 11 | 34.9 | 2
2 Diversification | 2030 | 11 | 35.2 | 2
2 Diversification | 2030 | 11 | 35.3 | 1
2 Diversification | 2030 | 11 | 35.6 | 2
2 Diversification | 2030 | 11 | 36.2 | 2
2 Diversification | 2030 | 11 | 36.4 | 1
2 Diversification | 2030 | 11 | 36.5 | 1
2 Diversification | 2030 | 11 | 36.8 | 1
2 Diversification | 2030 | 11 | 37.5 | 1
2 Diversification | 2030 | 11 | 38 | 2
2 Diversification | 2030 | 11 | 38.2 | 2
2 Diversification | 2030 | 11 | 38.3 | 1
2 Diversification | 2030 | 11 | 38.4 | 2
2 Diversification | 2030 | 11 | 38.5 | 2
2 Diversification | 2030 | 11 | 38.6 | 1
2 Diversification | 2030 | 11 | 38.8 | 1
2 Diversification | 2030 | 11 | 39 | 1
2 Diversification | 2030 | 11 | 39.1 | 1
2 Diversification | 2030 | 11 | 39.7 | 1
2 Diversification | 2030 | 11 | 39.8 | 1
2 Diversification | 2030 | 11 | 40 | 2
2 Diversification | 2030 | 11 | 40.1 | 1
2 Diversification | 2030 | 11 | 40.2 | 1
2 Diversification | 2030 | 11 | 40.3 | 1
2 Diversification | 2030 | 11 | 40.4 | 1
2 Diversification | 2030 | 11 | 40.6 | 1
2 Diversification | 2030 | 11 | 41 | 1
2 Diversification | 2030 | 11 | 41.1 | 1
2 Diversification | 2030 | 11 | 41.2 | 1
2 Diversification | 2030 | 11 | 42.1 | 1
2 Diversification | 2030 | 11 | 42.2 | 1
2 Diversification | 2030 | 11 | 42.3 | 1
2 Diversification | 2030 | 11 | 46 | 1
2 Diversification | 2030 | 11 | 46.1 | 1
2 Diversification | 2030 | 11 | 46.7 | 1
2 Diversification | 2030 | 11 | 47.9 | 1
2 Diversification | 2030 | 11 | 48.4 | 1
2 Diversification | 2030 | 11 | 48.6 | 1
2 Diversification | 2030 | 11 | 49.5 | 1
2 Diversification | 2030 | 11 | 49.6 | 1
2 Diversification | 2030 | 11 | 50.6 | 1
2 Diversification | 2030 | 11 | 51 | 1
2 Diversification | 2030 | 11 | 51.6 | 1
2 Diversification | 2030 | 11 | 51.7 | 1
2 Diversification | 2030 | 11 | 52.3 | 1
2 Diversification | 2030 | 11 | 52.4 | 1
2 Diversification | 2030 | 11 | 52.6 | 1
2 Diversification | 2030 | 11 | 52.9 | 1
2 Diversification | 2030 | 11 | 54.1 | 1
2 Diversification | 2030 | 11 | 54.5 | 1
2 Diversification | 2030 | 11 | 55 | 1
2 Diversification | 2030 | 11 | 57.6 | 1
2 Diversification | 2030 | 11 | 58.2 | 1
2 Diversification | 2030 | 11 | 59.5 | 1
2 Diversification | 2030 | 11 | 60.1 | 1
2 Diversification | 2030 | 11 | 61.4 | 1
2 Diversification | 2030 | 11 | 62 | 1
2 Diversification | 2030 | 11 | 62.8 | 1
2 Diversification | 2030 | 11 | 63.9 | 1
2 Diversification | 2030 | 11 | 70.6 | 1
2 Diversification | 2030 | 11 | 76.6 | 1
2 Diversification | 2030 | 11 | 76.9 | 1
2 Diversification | 2030 | 11 | 78.8 | 1
2 Diversification | 2030 | 11 | 80.2 | 1
2 Diversification | 2030 | 11 | 90.9 | 1
2 Diversification | 2030 | 11 | 100.7 | 1
2 Diversification | 2030 | 11 | 123.1 | 1
2 Diversification | 2030 | 12 | -77.8 | 1
2 Diversification | 2030 | 12 | -71.9 | 1
2 Diversification | 2030 | 12 | -70.4 | 1
2 Diversification | 2030 | 12 | -69.1 | 1
2 Diversification | 2030 | 12 | -68.7 | 1
2 Diversification | 2030 | 12 | -65.8 | 1
2 Diversification | 2030 | 12 | -65.3 | 1
2 Diversification | 2030 | 12 | -63.3 | 1
2 Diversification | 2030 | 12 | -60.7 | 1
2 Diversification | 2030 | 12 | -59.7 | 1
2 Diversification | 2030 | 12 | -56.6 | 1
2 Diversification | 2030 | 12 | -55.6 | 2
2 Diversification | 2030 | 12 | -55.4 | 1
2 Diversification | 2030 | 12 | -55.3 | 1
2 Diversification | 2030 | 12 | -55.2 | 1
2 Diversification | 2030 | 12 | -53.7 | 1
2 Diversification | 2030 | 12 | -53.4 | 1
2 Diversification | 2030 | 12 | -52.7 | 1
2 Diversification | 2030 | 12 | -52.2 | 1
2 Diversification | 2030 | 12 | -50.5 | 1
2 Diversification | 2030 | 12 | -49.6 | 1
2 Diversification | 2030 | 12 | -49.5 | 1
2 Diversification | 2030 | 12 | -49.2 | 1
2 Diversification | 2030 | 12 | -48.6 | 3
2 Diversification | 2030 | 12 | -47.9 | 1
2 Diversification | 2030 | 12 | -47.2 | 1
2 Diversification | 2030 | 12 | -47.1 | 1
2 Diversification | 2030 | 12 | -46.6 | 1
2 Diversification | 2030 | 12 | -46.4 | 1
2 Diversification | 2030 | 12 | -46.2 | 1
2 Diversification | 2030 | 12 | -46.1 | 1
2 Diversification | 2030 | 12 | -46 | 1
2 Diversification | 2030 | 12 | -45.4 | 1
2 Diversification | 2030 | 12 | -45.1 | 1
2 Diversification | 2030 | 12 | -44.3 | 1
2 Diversification | 2030 | 12 | -44.2 | 1
2 Diversification | 2030 | 12 | -44 | 1
2 Diversification | 2030 | 12 | -43.9 | 1
2 Diversification | 2030 | 12 | -43.5 | 2
2 Diversification | 2030 | 12 | -43.3 | 2
2 Diversification | 2030 | 12 | -43.1 | 2
2 Diversification | 2030 | 12 | -42.5 | 1
2 Diversification | 2030 | 12 | -41.8 | 2
2 Diversification | 2030 | 12 | -41.6 | 2
2 Diversification | 2030 | 12 | -41.5 | 1
2 Diversification | 2030 | 12 | -41.4 | 1
2 Diversification | 2030 | 12 | -41.2 | 1
2 Diversification | 2030 | 12 | -41.1 | 1
2 Diversification | 2030 | 12 | -41 | 2
2 Diversification | 2030 | 12 | -40.9 | 2
2 Diversification | 2030 | 12 | -40.6 | 1
2 Diversification | 2030 | 12 | -40.5 | 1
2 Diversification | 2030 | 12 | -40.1 | 2
2 Diversification | 2030 | 12 | -39.6 | 1
2 Diversification | 2030 | 12 | -39.4 | 1
2 Diversification | 2030 | 12 | -38.6 | 1
2 Diversification | 2030 | 12 | -38.5 | 1
2 Diversification | 2030 | 12 | -38.3 | 1
2 Diversification | 2030 | 12 | -38 | 1
2 Diversification | 2030 | 12 | -37.9 | 1
2 Diversification | 2030 | 12 | -37.7 | 1
2 Diversification | 2030 | 12 | -37.6 | 1
2 Diversification | 2030 | 12 | -37.4 | 3
2 Diversification | 2030 | 12 | -37.3 | 1
2 Diversification | 2030 | 12 | -37.2 | 1
2 Diversification | 2030 | 12 | -36.8 | 1
2 Diversification | 2030 | 12 | -36.7 | 2
2 Diversification | 2030 | 12 | -36.5 | 1
2 Diversification | 2030 | 12 | -36.4 | 1
2 Diversification | 2030 | 12 | -36.2 | 1
2 Diversification | 2030 | 12 | -36.1 | 1
2 Diversification | 2030 | 12 | -36 | 1
2 Diversification | 2030 | 12 | -35.9 | 1
2 Diversification | 2030 | 12 | -35.7 | 1
2 Diversification | 2030 | 12 | -35.6 | 3
2 Diversification | 2030 | 12 | -35.5 | 1
2 Diversification | 2030 | 12 | -35.3 | 1
2 Diversification | 2030 | 12 | -35 | 1
2 Diversification | 2030 | 12 | -34.9 | 1
2 Diversification | 2030 | 12 | -34.7 | 1
2 Diversification | 2030 | 12 | -34.6 | 2
2 Diversification | 2030 | 12 | -33.8 | 2
2 Diversification | 2030 | 12 | -33.7 | 1
2 Diversification | 2030 | 12 | -33.3 | 1
2 Diversification | 2030 | 12 | -33.2 | 1
2 Diversification | 2030 | 12 | -33 | 2
2 Diversification | 2030 | 12 | -32.7 | 1
2 Diversification | 2030 | 12 | -32.6 | 1
2 Diversification | 2030 | 12 | -32.5 | 3
2 Diversification | 2030 | 12 | -32.3 | 1
2 Diversification | 2030 | 12 | -32.2 | 1
2 Diversification | 2030 | 12 | -32 | 2
2 Diversification | 2030 | 12 | -31.8 | 1
2 Diversification | 2030 | 12 | -31.6 | 1
2 Diversification | 2030 | 12 | -31.5 | 1
2 Diversification | 2030 | 12 | -31.2 | 1
2 Diversification | 2030 | 12 | -30.9 | 1
2 Diversification | 2030 | 12 | -30.7 | 1
2 Diversification | 2030 | 12 | -30.6 | 1
2 Diversification | 2030 | 12 | -30.3 | 1
2 Diversification | 2030 | 12 | -30.2 | 1
2 Diversification | 2030 | 12 | -29.8 | 1
2 Diversification | 2030 | 12 | -29.7 | 1
2 Diversification | 2030 | 12 | -29.3 | 1
2 Diversification | 2030 | 12 | -29.1 | 1
2 Diversification | 2030 | 12 | -28.5 | 2
2 Diversification | 2030 | 12 | -28.3 | 1
2 Diversification | 2030 | 12 | -28.1 | 1
2 Diversification | 2030 | 12 | -27.5 | 1
2 Diversification | 2030 | 12 | -27.4 | 2
2 Diversification | 2030 | 12 | -27 | 2
2 Diversification | 2030 | 12 | -26.7 | 1
2 Diversification | 2030 | 12 | -26.4 | 2
2 Diversification | 2030 | 12 | -26.2 | 1
2 Diversification | 2030 | 12 | -25.8 | 1
2 Diversification | 2030 | 12 | -25.7 | 1
2 Diversification | 2030 | 12 | -25.6 | 1
2 Diversification | 2030 | 12 | -25.5 | 1
2 Diversification | 2030 | 12 | -25.4 | 2
2 Diversification | 2030 | 12 | -25.3 | 1
2 Diversification | 2030 | 12 | -25.1 | 1
2 Diversification | 2030 | 12 | -24.9 | 1
2 Diversification | 2030 | 12 | -24.8 | 1
2 Diversification | 2030 | 12 | -24.7 | 1
2 Diversification | 2030 | 12 | -24.6 | 1
2 Diversification | 2030 | 12 | -24.2 | 2
2 Diversification | 2030 | 12 | -24 | 3
2 Diversification | 2030 | 12 | -23.9 | 1
2 Diversification | 2030 | 12 | -23.8 | 1
2 Diversification | 2030 | 12 | -23.5 | 2
2 Diversification | 2030 | 12 | -23.4 | 3
2 Diversification | 2030 | 12 | -23.2 | 1
2 Diversification | 2030 | 12 | -23 | 1
2 Diversification | 2030 | 12 | -22.6 | 1
2 Diversification | 2030 | 12 | -22.4 | 1
2 Diversification | 2030 | 12 | -22.3 | 1
2 Diversification | 2030 | 12 | -21.9 | 1
2 Diversification | 2030 | 12 | -21.8 | 2
2 Diversification | 2030 | 12 | -21.6 | 1
2 Diversification | 2030 | 12 | -20.7 | 1
2 Diversification | 2030 | 12 | -20.6 | 1
2 Diversification | 2030 | 12 | -20.2 | 1
2 Diversification | 2030 | 12 | -19.8 | 1
2 Diversification | 2030 | 12 | -19.7 | 2
2 Diversification | 2030 | 12 | -19.6 | 1
2 Diversification | 2030 | 12 | -19.3 | 2
2 Diversification | 2030 | 12 | -19.2 | 1
2 Diversification | 2030 | 12 | -19.1 | 1
2 Diversification | 2030 | 12 | -19 | 1
2 Diversification | 2030 | 12 | -18.3 | 2
2 Diversification | 2030 | 12 | -18 | 1
2 Diversification | 2030 | 12 | -17.5 | 2
2 Diversification | 2030 | 12 | -17 | 1
2 Diversification | 2030 | 12 | -16.9 | 2
2 Diversification | 2030 | 12 | -16.7 | 1
2 Diversification | 2030 | 12 | -16.4 | 2
2 Diversification | 2030 | 12 | -15.9 | 1
2 Diversification | 2030 | 12 | -15.8 | 1
2 Diversification | 2030 | 12 | -15.7 | 1
2 Diversification | 2030 | 12 | -15.5 | 1
2 Diversification | 2030 | 12 | -15.4 | 1
2 Diversification | 2030 | 12 | -15.3 | 2
2 Diversification | 2030 | 12 | -14.3 | 1
2 Diversification | 2030 | 12 | -14.2 | 2
2 Diversification | 2030 | 12 | -14.1 | 1
2 Diversification | 2030 | 12 | -13.8 | 1
2 Diversification | 2030 | 12 | -13.6 | 1
2 Diversification | 2030 | 12 | -12.8 | 1
2 Diversification | 2030 | 12 | -12.2 | 1
2 Diversification | 2030 | 12 | -12.1 | 1
2 Diversification | 2030 | 12 | -11.4 | 1
2 Diversification | 2030 | 12 | -10.6 | 1
2 Diversification | 2030 | 12 | -10.5 | 2
2 Diversification | 2030 | 12 | -10.4 | 1
2 Diversification | 2030 | 12 | -9.1 | 1
2 Diversification | 2030 | 12 | -9 | 1
2 Diversification | 2030 | 12 | -7.6 | 1
2 Diversification | 2030 | 12 | 9.1 | 1
2 Diversification | 2030 | 12 | 9.2 | 1
2 Diversification | 2030 | 12 | 9.4 | 1
2 Diversification | 2030 | 12 | 9.9 | 1
2 Diversification | 2030 | 12 | 11.4 | 2
2 Diversification | 2030 | 12 | 12.3 | 1
2 Diversification | 2030 | 12 | 12.6 | 1
2 Diversification | 2030 | 12 | 12.7 | 1
2 Diversification | 2030 | 12 | 12.8 | 1
2 Diversification | 2030 | 12 | 13.6 | 1
2 Diversification | 2030 | 12 | 13.8 | 1
2 Diversification | 2030 | 12 | 14 | 1
2 Diversification | 2030 | 12 | 14.7 | 2
2 Diversification | 2030 | 12 | 15 | 2
2 Diversification | 2030 | 12 | 15.3 | 1
2 Diversification | 2030 | 12 | 15.5 | 1
2 Diversification | 2030 | 12 | 15.7 | 1
2 Diversification | 2030 | 12 | 15.8 | 1
2 Diversification | 2030 | 12 | 15.9 | 1
2 Diversification | 2030 | 12 | 16 | 1
2 Diversification | 2030 | 12 | 16.1 | 1
2 Diversification | 2030 | 12 | 16.3 | 2
2 Diversification | 2030 | 12 | 16.5 | 2
2 Diversification | 2030 | 12 | 17.1 | 1
2 Diversification | 2030 | 12 | 17.2 | 3
2 Diversification | 2030 | 12 | 17.4 | 2
2 Diversification | 2030 | 12 | 17.5 | 1
2 Diversification | 2030 | 12 | 17.7 | 1
2 Diversification | 2030 | 12 | 18.2 | 1
2 Diversification | 2030 | 12 | 18.4 | 1
2 Diversification | 2030 | 12 | 18.6 | 2
2 Diversification | 2030 | 12 | 18.8 | 1
2 Diversification | 2030 | 12 | 19.2 | 1
2 Diversification | 2030 | 12 | 19.4 | 2
2 Diversification | 2030 | 12 | 19.5 | 1
2 Diversification | 2030 | 12 | 19.6 | 1
2 Diversification | 2030 | 12 | 19.7 | 1
2 Diversification | 2030 | 12 | 20 | 1
2 Diversification | 2030 | 12 | 20.1 | 1
2 Diversification | 2030 | 12 | 20.2 | 1
2 Diversification | 2030 | 12 | 20.5 | 1
2 Diversification | 2030 | 12 | 20.6 | 1
2 Diversification | 2030 | 12 | 20.7 | 1
2 Diversification | 2030 | 12 | 21 | 1
2 Diversification | 2030 | 12 | 21.1 | 1
2 Diversification | 2030 | 12 | 21.4 | 1
2 Diversification | 2030 | 12 | 21.5 | 2
2 Diversification | 2030 | 12 | 21.6 | 2
2 Diversification | 2030 | 12 | 21.7 | 2
2 Diversification | 2030 | 12 | 21.9 | 1
2 Diversification | 2030 | 12 | 22 | 1
2 Diversification | 2030 | 12 | 22.1 | 1
2 Diversification | 2030 | 12 | 22.2 | 1
2 Diversification | 2030 | 12 | 22.3 | 3
2 Diversification | 2030 | 12 | 22.4 | 1
2 Diversification | 2030 | 12 | 22.6 | 1
2 Diversification | 2030 | 12 | 22.7 | 2
2 Diversification | 2030 | 12 | 22.8 | 3
2 Diversification | 2030 | 12 | 22.9 | 1
2 Diversification | 2030 | 12 | 23.1 | 1
2 Diversification | 2030 | 12 | 23.7 | 1
2 Diversification | 2030 | 12 | 23.8 | 1
2 Diversification | 2030 | 12 | 23.9 | 2
2 Diversification | 2030 | 12 | 24 | 2
2 Diversification | 2030 | 12 | 24.3 | 1
2 Diversification | 2030 | 12 | 24.4 | 1
2 Diversification | 2030 | 12 | 24.5 | 3
2 Diversification | 2030 | 12 | 24.6 | 1
2 Diversification | 2030 | 12 | 24.8 | 1
2 Diversification | 2030 | 12 | 24.9 | 3
2 Diversification | 2030 | 12 | 25.5 | 2
2 Diversification | 2030 | 12 | 25.6 | 1
2 Diversification | 2030 | 12 | 25.9 | 1
2 Diversification | 2030 | 12 | 26.5 | 1
2 Diversification | 2030 | 12 | 26.7 | 1
2 Diversification | 2030 | 12 | 26.8 | 2
2 Diversification | 2030 | 12 | 27.3 | 1
2 Diversification | 2030 | 12 | 27.4 | 1
2 Diversification | 2030 | 12 | 27.6 | 3
2 Diversification | 2030 | 12 | 27.7 | 1
2 Diversification | 2030 | 12 | 27.9 | 2
2 Diversification | 2030 | 12 | 28.1 | 1
2 Diversification | 2030 | 12 | 28.4 | 1
2 Diversification | 2030 | 12 | 28.8 | 1
2 Diversification | 2030 | 12 | 29.1 | 2
2 Diversification | 2030 | 12 | 29.3 | 1
2 Diversification | 2030 | 12 | 29.4 | 1
2 Diversification | 2030 | 12 | 29.5 | 1
2 Diversification | 2030 | 12 | 29.7 | 1
2 Diversification | 2030 | 12 | 29.9 | 1
2 Diversification | 2030 | 12 | 30.1 | 1
2 Diversification | 2030 | 12 | 30.3 | 1
2 Diversification | 2030 | 12 | 30.8 | 3
2 Diversification | 2030 | 12 | 30.9 | 1
2 Diversification | 2030 | 12 | 31 | 2
2 Diversification | 2030 | 12 | 31.3 | 1
2 Diversification | 2030 | 12 | 31.4 | 1
2 Diversification | 2030 | 12 | 31.5 | 2
2 Diversification | 2030 | 12 | 31.6 | 1
2 Diversification | 2030 | 12 | 31.9 | 1
2 Diversification | 2030 | 12 | 32.1 | 1
2 Diversification | 2030 | 12 | 32.3 | 1
2 Diversification | 2030 | 12 | 32.7 | 1
2 Diversification | 2030 | 12 | 33.1 | 3
2 Diversification | 2030 | 12 | 33.2 | 1
2 Diversification | 2030 | 12 | 33.3 | 1
2 Diversification | 2030 | 12 | 33.6 | 1
2 Diversification | 2030 | 12 | 34 | 1
2 Diversification | 2030 | 12 | 34.2 | 1
2 Diversification | 2030 | 12 | 34.6 | 1
2 Diversification | 2030 | 12 | 34.7 | 1
2 Diversification | 2030 | 12 | 34.9 | 1
2 Diversification | 2030 | 12 | 35.1 | 1
2 Diversification | 2030 | 12 | 35.2 | 2
2 Diversification | 2030 | 12 | 35.5 | 3
2 Diversification | 2030 | 12 | 35.7 | 1
2 Diversification | 2030 | 12 | 35.8 | 1
2 Diversification | 2030 | 12 | 36.2 | 1
2 Diversification | 2030 | 12 | 36.9 | 1
2 Diversification | 2030 | 12 | 37.2 | 1
2 Diversification | 2030 | 12 | 37.4 | 2
2 Diversification | 2030 | 12 | 37.6 | 1
2 Diversification | 2030 | 12 | 37.7 | 2
2 Diversification | 2030 | 12 | 38.3 | 2
2 Diversification | 2030 | 12 | 38.4 | 1
2 Diversification | 2030 | 12 | 38.6 | 1
2 Diversification | 2030 | 12 | 38.9 | 1
2 Diversification | 2030 | 12 | 39.6 | 1
2 Diversification | 2030 | 12 | 40.2 | 1
2 Diversification | 2030 | 12 | 40.7 | 1
2 Diversification | 2030 | 12 | 42.1 | 1
2 Diversification | 2030 | 12 | 42.4 | 1
2 Diversification | 2030 | 12 | 42.5 | 1
2 Diversification | 2030 | 12 | 42.6 | 1
2 Diversification | 2030 | 12 | 43.5 | 1
2 Diversification | 2030 | 12 | 44.1 | 1
2 Diversification | 2030 | 12 | 44.8 | 1
2 Diversification | 2030 | 12 | 45.2 | 1
2 Diversification | 2030 | 12 | 45.5 | 1
2 Diversification | 2030 | 12 | 45.6 | 1
2 Diversification | 2030 | 12 | 45.9 | 1
2 Diversification | 2030 | 12 | 46.5 | 1
2 Diversification | 2030 | 12 | 47.1 | 1
2 Diversification | 2030 | 12 | 47.3 | 1
2 Diversification | 2030 | 12 | 47.4 | 1
2 Diversification | 2030 | 12 | 47.5 | 1
2 Diversification | 2030 | 12 | 47.9 | 1
2 Diversification | 2030 | 12 | 48 | 1
2 Diversification | 2030 | 12 | 48.1 | 1
2 Diversification | 2030 | 12 | 48.6 | 1
2 Diversification | 2030 | 12 | 49 | 2
2 Diversification | 2030 | 12 | 51.2 | 1
2 Diversification | 2030 | 12 | 51.5 | 1
2 Diversification | 2030 | 12 | 53.3 | 1
2 Diversification | 2030 | 12 | 53.4 | 1
2 Diversification | 2030 | 12 | 53.6 | 1
2 Diversification | 2030 | 12 | 53.7 | 1
2 Diversification | 2030 | 12 | 54.2 | 1
2 Diversification | 2030 | 12 | 54.3 | 1
2 Diversification | 2030 | 12 | 54.7 | 1
2 Diversification | 2030 | 12 | 56.2 | 1
2 Diversification | 2030 | 12 | 56.3 | 1
2 Diversification | 2030 | 12 | 57.1 | 1
2 Diversification | 2030 | 12 | 57.4 | 1
2 Diversification | 2030 | 12 | 58.2 | 1
2 Diversification | 2030 | 12 | 62.6 | 1
2 Diversification | 2030 | 12 | 64.5 | 1
2 Diversification | 2030 | 12 | 65.5 | 1
2 Diversification | 2030 | 12 | 68.2 | 1
2 Diversification | 2030 | 12 | 71 | 1
2 Diversification | 2030 | 12 | 71.1 | 1
2 Diversification | 2030 | 12 | 72.2 | 1
2 Diversification | 2030 | 12 | 72.8 | 1
2 Diversification | 2030 | 12 | 76.2 | 1
2 Diversification | 2030 | 12 | 98.6 | 1
2 Diversification | 2030 | 12 | 137.5 | 1
2 Diversification | 2030 | 12 | 141.4 | 1
2 Diversification | 2030 | 13 | -130.6 | 1
2 Diversification | 2030 | 13 | -113.4 | 1
2 Diversification | 2030 | 13 | -95.1 | 1
2 Diversification | 2030 | 13 | -89 | 1
2 Diversification | 2030 | 13 | -85.5 | 1
2 Diversification | 2030 | 13 | -76.7 | 1
2 Diversification | 2030 | 13 | -73.8 | 1
2 Diversification | 2030 | 13 | -68.2 | 1
2 Diversification | 2030 | 13 | -67.8 | 1
2 Diversification | 2030 | 13 | -67.2 | 1
2 Diversification | 2030 | 13 | -64.4 | 1
2 Diversification | 2030 | 13 | -63 | 1
2 Diversification | 2030 | 13 | -62.2 | 1
2 Diversification | 2030 | 13 | -61.8 | 1
2 Diversification | 2030 | 13 | -60.4 | 1
2 Diversification | 2030 | 13 | -60.3 | 2
2 Diversification | 2030 | 13 | -59.9 | 1
2 Diversification | 2030 | 13 | -59.5 | 1
2 Diversification | 2030 | 13 | -58.2 | 1
2 Diversification | 2030 | 13 | -57.7 | 1
2 Diversification | 2030 | 13 | -57.1 | 1
2 Diversification | 2030 | 13 | -56.6 | 2
2 Diversification | 2030 | 13 | -55.7 | 1
2 Diversification | 2030 | 13 | -55.5 | 1
2 Diversification | 2030 | 13 | -55.1 | 2
2 Diversification | 2030 | 13 | -53.7 | 1
2 Diversification | 2030 | 13 | -52.9 | 1
2 Diversification | 2030 | 13 | -52.6 | 1
2 Diversification | 2030 | 13 | -52.5 | 1
2 Diversification | 2030 | 13 | -51.9 | 1
2 Diversification | 2030 | 13 | -51.8 | 1
2 Diversification | 2030 | 13 | -51 | 1
2 Diversification | 2030 | 13 | -49.1 | 1
2 Diversification | 2030 | 13 | -48.7 | 1
2 Diversification | 2030 | 13 | -47.9 | 1
2 Diversification | 2030 | 13 | -47.5 | 1
2 Diversification | 2030 | 13 | -47.1 | 1
2 Diversification | 2030 | 13 | -46.5 | 1
2 Diversification | 2030 | 13 | -46 | 2
2 Diversification | 2030 | 13 | -45.6 | 1
2 Diversification | 2030 | 13 | -44.5 | 1
2 Diversification | 2030 | 13 | -44 | 1
2 Diversification | 2030 | 13 | -43.4 | 2
2 Diversification | 2030 | 13 | -43.2 | 1
2 Diversification | 2030 | 13 | -43 | 1
2 Diversification | 2030 | 13 | -42.9 | 1
2 Diversification | 2030 | 13 | -42.5 | 1
2 Diversification | 2030 | 13 | -42.3 | 1
2 Diversification | 2030 | 13 | -42.1 | 2
2 Diversification | 2030 | 13 | -42 | 1
2 Diversification | 2030 | 13 | -41.7 | 1
2 Diversification | 2030 | 13 | -41.6 | 1
2 Diversification | 2030 | 13 | -41.4 | 1
2 Diversification | 2030 | 13 | -41.3 | 2
2 Diversification | 2030 | 13 | -41 | 1
2 Diversification | 2030 | 13 | -40.6 | 1
2 Diversification | 2030 | 13 | -40 | 1
2 Diversification | 2030 | 13 | -39.8 | 1
2 Diversification | 2030 | 13 | -39.7 | 1
2 Diversification | 2030 | 13 | -38.8 | 1
2 Diversification | 2030 | 13 | -38.5 | 1
2 Diversification | 2030 | 13 | -38.4 | 1
2 Diversification | 2030 | 13 | -38.3 | 2
2 Diversification | 2030 | 13 | -38.1 | 2
2 Diversification | 2030 | 13 | -37.5 | 1
2 Diversification | 2030 | 13 | -37.3 | 1
2 Diversification | 2030 | 13 | -37.1 | 1
2 Diversification | 2030 | 13 | -37 | 1
2 Diversification | 2030 | 13 | -36.5 | 1
2 Diversification | 2030 | 13 | -36.4 | 1
2 Diversification | 2030 | 13 | -35.9 | 2
2 Diversification | 2030 | 13 | -35.7 | 1
2 Diversification | 2030 | 13 | -35.5 | 2
2 Diversification | 2030 | 13 | -35.3 | 1
2 Diversification | 2030 | 13 | -35.2 | 3
2 Diversification | 2030 | 13 | -34.7 | 1
2 Diversification | 2030 | 13 | -34.5 | 1
2 Diversification | 2030 | 13 | -34.3 | 2
2 Diversification | 2030 | 13 | -33.8 | 2
2 Diversification | 2030 | 13 | -33.7 | 1
2 Diversification | 2030 | 13 | -33.4 | 1
2 Diversification | 2030 | 13 | -32.9 | 1
2 Diversification | 2030 | 13 | -32.7 | 1
2 Diversification | 2030 | 13 | -32.4 | 1
2 Diversification | 2030 | 13 | -31.9 | 2
2 Diversification | 2030 | 13 | -31.6 | 1
2 Diversification | 2030 | 13 | -31.5 | 1
2 Diversification | 2030 | 13 | -31 | 2
2 Diversification | 2030 | 13 | -30.9 | 1
2 Diversification | 2030 | 13 | -30.6 | 1
2 Diversification | 2030 | 13 | -30.5 | 1
2 Diversification | 2030 | 13 | -30.4 | 1
2 Diversification | 2030 | 13 | -30 | 2
2 Diversification | 2030 | 13 | -29.8 | 1
2 Diversification | 2030 | 13 | -29.7 | 1
2 Diversification | 2030 | 13 | -29.4 | 1
2 Diversification | 2030 | 13 | -29.3 | 1
2 Diversification | 2030 | 13 | -29.2 | 1
2 Diversification | 2030 | 13 | -28.9 | 1
2 Diversification | 2030 | 13 | -28.8 | 1
2 Diversification | 2030 | 13 | -28.7 | 1
2 Diversification | 2030 | 13 | -28.4 | 1
2 Diversification | 2030 | 13 | -28 | 1
2 Diversification | 2030 | 13 | -27.9 | 1
2 Diversification | 2030 | 13 | -27.7 | 1
2 Diversification | 2030 | 13 | -27.6 | 1
2 Diversification | 2030 | 13 | -27.5 | 1
2 Diversification | 2030 | 13 | -27 | 1
2 Diversification | 2030 | 13 | -26.9 | 1
2 Diversification | 2030 | 13 | -26.7 | 1
2 Diversification | 2030 | 13 | -26.6 | 1
2 Diversification | 2030 | 13 | -26.5 | 1
2 Diversification | 2030 | 13 | -26.3 | 1
2 Diversification | 2030 | 13 | -25.5 | 1
2 Diversification | 2030 | 13 | -25.3 | 1
2 Diversification | 2030 | 13 | -25.2 | 2
2 Diversification | 2030 | 13 | -25.1 | 2
2 Diversification | 2030 | 13 | -25 | 1
2 Diversification | 2030 | 13 | -24.7 | 1
2 Diversification | 2030 | 13 | -24.5 | 1
2 Diversification | 2030 | 13 | -23.6 | 1
2 Diversification | 2030 | 13 | -23.2 | 2
2 Diversification | 2030 | 13 | -23.1 | 1
2 Diversification | 2030 | 13 | -22.9 | 2
2 Diversification | 2030 | 13 | -22.8 | 1
2 Diversification | 2030 | 13 | -22.3 | 1
2 Diversification | 2030 | 13 | -21.9 | 1
2 Diversification | 2030 | 13 | -21.5 | 1
2 Diversification | 2030 | 13 | -21.2 | 1
2 Diversification | 2030 | 13 | -21 | 1
2 Diversification | 2030 | 13 | -19.6 | 3
2 Diversification | 2030 | 13 | -19.3 | 1
2 Diversification | 2030 | 13 | -19.1 | 2
2 Diversification | 2030 | 13 | -18.7 | 1
2 Diversification | 2030 | 13 | -18.6 | 2
2 Diversification | 2030 | 13 | -18.4 | 1
2 Diversification | 2030 | 13 | -18 | 1
2 Diversification | 2030 | 13 | -17.6 | 1
2 Diversification | 2030 | 13 | -17.2 | 1
2 Diversification | 2030 | 13 | -16.9 | 1
2 Diversification | 2030 | 13 | -16.7 | 1
2 Diversification | 2030 | 13 | -16 | 1
2 Diversification | 2030 | 13 | -15 | 1
2 Diversification | 2030 | 13 | -14.5 | 2
2 Diversification | 2030 | 13 | -14.2 | 1
2 Diversification | 2030 | 13 | -13.3 | 1
2 Diversification | 2030 | 13 | -13.1 | 1
2 Diversification | 2030 | 13 | -12.5 | 1
2 Diversification | 2030 | 13 | -11.9 | 1
2 Diversification | 2030 | 13 | -11.6 | 1
2 Diversification | 2030 | 13 | -10.7 | 1
2 Diversification | 2030 | 13 | 8.6 | 1
2 Diversification | 2030 | 13 | 10 | 1
2 Diversification | 2030 | 13 | 10.8 | 2
2 Diversification | 2030 | 13 | 12.4 | 1
2 Diversification | 2030 | 13 | 13.2 | 1
2 Diversification | 2030 | 13 | 13.3 | 2
2 Diversification | 2030 | 13 | 14.2 | 1
2 Diversification | 2030 | 13 | 15.8 | 1
2 Diversification | 2030 | 13 | 16.2 | 2
2 Diversification | 2030 | 13 | 16.6 | 1
2 Diversification | 2030 | 13 | 17.3 | 1
2 Diversification | 2030 | 13 | 17.8 | 1
2 Diversification | 2030 | 13 | 18 | 1
2 Diversification | 2030 | 13 | 18.1 | 1
2 Diversification | 2030 | 13 | 18.3 | 1
2 Diversification | 2030 | 13 | 18.4 | 1
2 Diversification | 2030 | 13 | 18.5 | 1
2 Diversification | 2030 | 13 | 18.6 | 1
2 Diversification | 2030 | 13 | 18.7 | 1
2 Diversification | 2030 | 13 | 19 | 1
2 Diversification | 2030 | 13 | 19.1 | 1
2 Diversification | 2030 | 13 | 19.2 | 1
2 Diversification | 2030 | 13 | 19.3 | 1
2 Diversification | 2030 | 13 | 19.4 | 1
2 Diversification | 2030 | 13 | 19.5 | 1
2 Diversification | 2030 | 13 | 19.7 | 1
2 Diversification | 2030 | 13 | 20 | 1
2 Diversification | 2030 | 13 | 20.1 | 1
2 Diversification | 2030 | 13 | 20.3 | 2
2 Diversification | 2030 | 13 | 20.4 | 1
2 Diversification | 2030 | 13 | 20.5 | 1
2 Diversification | 2030 | 13 | 20.7 | 1
2 Diversification | 2030 | 13 | 20.8 | 1
2 Diversification | 2030 | 13 | 21.3 | 1
2 Diversification | 2030 | 13 | 21.4 | 1
2 Diversification | 2030 | 13 | 21.8 | 1
2 Diversification | 2030 | 13 | 21.9 | 1
2 Diversification | 2030 | 13 | 22 | 1
2 Diversification | 2030 | 13 | 22.2 | 1
2 Diversification | 2030 | 13 | 22.3 | 1
2 Diversification | 2030 | 13 | 22.4 | 1
2 Diversification | 2030 | 13 | 22.7 | 1
2 Diversification | 2030 | 13 | 23 | 1
2 Diversification | 2030 | 13 | 23.1 | 2
2 Diversification | 2030 | 13 | 23.3 | 1
2 Diversification | 2030 | 13 | 23.5 | 2
2 Diversification | 2030 | 13 | 23.7 | 1
2 Diversification | 2030 | 13 | 23.9 | 1
2 Diversification | 2030 | 13 | 24.2 | 1
2 Diversification | 2030 | 13 | 24.4 | 1
2 Diversification | 2030 | 13 | 24.5 | 1
2 Diversification | 2030 | 13 | 24.8 | 1
2 Diversification | 2030 | 13 | 25 | 1
2 Diversification | 2030 | 13 | 25.7 | 1
2 Diversification | 2030 | 13 | 25.8 | 1
2 Diversification | 2030 | 13 | 25.9 | 1
2 Diversification | 2030 | 13 | 26 | 2
2 Diversification | 2030 | 13 | 26.1 | 3
2 Diversification | 2030 | 13 | 26.6 | 1
2 Diversification | 2030 | 13 | 26.8 | 1
2 Diversification | 2030 | 13 | 26.9 | 1
2 Diversification | 2030 | 13 | 27.4 | 1
2 Diversification | 2030 | 13 | 27.7 | 1
2 Diversification | 2030 | 13 | 27.9 | 1
2 Diversification | 2030 | 13 | 28 | 1
2 Diversification | 2030 | 13 | 28.1 | 1
2 Diversification | 2030 | 13 | 28.2 | 1
2 Diversification | 2030 | 13 | 28.7 | 1
2 Diversification | 2030 | 13 | 28.8 | 1
2 Diversification | 2030 | 13 | 29 | 2
2 Diversification | 2030 | 13 | 29.2 | 1
2 Diversification | 2030 | 13 | 29.3 | 2
2 Diversification | 2030 | 13 | 29.5 | 2
2 Diversification | 2030 | 13 | 29.9 | 1
2 Diversification | 2030 | 13 | 30.7 | 1
2 Diversification | 2030 | 13 | 30.9 | 1
2 Diversification | 2030 | 13 | 31.1 | 1
2 Diversification | 2030 | 13 | 31.5 | 2
2 Diversification | 2030 | 13 | 31.6 | 1
2 Diversification | 2030 | 13 | 31.7 | 1
2 Diversification | 2030 | 13 | 31.8 | 2
2 Diversification | 2030 | 13 | 32.1 | 1
2 Diversification | 2030 | 13 | 32.2 | 1
2 Diversification | 2030 | 13 | 32.3 | 2
2 Diversification | 2030 | 13 | 32.6 | 1
2 Diversification | 2030 | 13 | 33.5 | 1
2 Diversification | 2030 | 13 | 33.6 | 1
2 Diversification | 2030 | 13 | 34 | 1
2 Diversification | 2030 | 13 | 34.1 | 1
2 Diversification | 2030 | 13 | 34.3 | 2
2 Diversification | 2030 | 13 | 34.4 | 1
2 Diversification | 2030 | 13 | 34.7 | 1
2 Diversification | 2030 | 13 | 34.8 | 1
2 Diversification | 2030 | 13 | 35.2 | 2
2 Diversification | 2030 | 13 | 35.5 | 1
2 Diversification | 2030 | 13 | 35.8 | 1
2 Diversification | 2030 | 13 | 36.3 | 2
2 Diversification | 2030 | 13 | 36.6 | 1
2 Diversification | 2030 | 13 | 37.1 | 1
2 Diversification | 2030 | 13 | 37.4 | 1
2 Diversification | 2030 | 13 | 37.5 | 1
2 Diversification | 2030 | 13 | 37.6 | 1
2 Diversification | 2030 | 13 | 37.7 | 1
2 Diversification | 2030 | 13 | 37.8 | 1
2 Diversification | 2030 | 13 | 38 | 2
2 Diversification | 2030 | 13 | 38.1 | 2
2 Diversification | 2030 | 13 | 38.8 | 1
2 Diversification | 2030 | 13 | 39.5 | 1
2 Diversification | 2030 | 13 | 39.8 | 1
2 Diversification | 2030 | 13 | 40.2 | 2
2 Diversification | 2030 | 13 | 40.7 | 1
2 Diversification | 2030 | 13 | 40.9 | 1
2 Diversification | 2030 | 13 | 41.1 | 1
2 Diversification | 2030 | 13 | 41.3 | 1
2 Diversification | 2030 | 13 | 41.6 | 1
2 Diversification | 2030 | 13 | 42.8 | 1
2 Diversification | 2030 | 13 | 42.9 | 1
2 Diversification | 2030 | 13 | 43.1 | 1
2 Diversification | 2030 | 13 | 43.7 | 1
2 Diversification | 2030 | 13 | 45 | 1
2 Diversification | 2030 | 13 | 45.1 | 1
2 Diversification | 2030 | 13 | 45.2 | 1
2 Diversification | 2030 | 13 | 45.4 | 1
2 Diversification | 2030 | 13 | 45.6 | 1
2 Diversification | 2030 | 13 | 45.8 | 1
2 Diversification | 2030 | 13 | 46.1 | 1
2 Diversification | 2030 | 13 | 46.3 | 1
2 Diversification | 2030 | 13 | 47.5 | 1
2 Diversification | 2030 | 13 | 47.9 | 1
2 Diversification | 2030 | 13 | 48.9 | 1
2 Diversification | 2030 | 13 | 49 | 1
2 Diversification | 2030 | 13 | 49.3 | 1
2 Diversification | 2030 | 13 | 49.6 | 1
2 Diversification | 2030 | 13 | 51.2 | 1
2 Diversification | 2030 | 13 | 52.2 | 1
2 Diversification | 2030 | 13 | 52.5 | 1
2 Diversification | 2030 | 13 | 52.7 | 1
2 Diversification | 2030 | 13 | 53.7 | 2
2 Diversification | 2030 | 13 | 54.2 | 1
2 Diversification | 2030 | 13 | 55 | 1
2 Diversification | 2030 | 13 | 56.6 | 1
2 Diversification | 2030 | 13 | 58 | 2
2 Diversification | 2030 | 13 | 58.8 | 1
2 Diversification | 2030 | 13 | 59.5 | 1
2 Diversification | 2030 | 13 | 59.9 | 1
2 Diversification | 2030 | 13 | 60 | 1
2 Diversification | 2030 | 13 | 63.1 | 1
2 Diversification | 2030 | 13 | 69.3 | 1
2 Diversification | 2030 | 13 | 69.4 | 1
2 Diversification | 2030 | 13 | 69.5 | 1
2 Diversification | 2030 | 13 | 73.2 | 1
2 Diversification | 2030 | 13 | 81.4 | 1
2 Diversification | 2030 | 13 | 87.1 | 1
2 Diversification | 2030 | 13 | 109.9 | 1
2 Diversification | 2030 | 13 | 118.4 | 1
2 Diversification | 2030 | 14 | -110.5 | 1
2 Diversification | 2030 | 14 | -98.5 | 1
2 Diversification | 2030 | 14 | -96 | 1
2 Diversification | 2030 | 14 | -86.3 | 1
2 Diversification | 2030 | 14 | -80.7 | 1
2 Diversification | 2030 | 14 | -80 | 1
2 Diversification | 2030 | 14 | -78.6 | 1
2 Diversification | 2030 | 14 | -67.9 | 1
2 Diversification | 2030 | 14 | -66.9 | 1
2 Diversification | 2030 | 14 | -64.2 | 1
2 Diversification | 2030 | 14 | -61.4 | 1
2 Diversification | 2030 | 14 | -60.7 | 1
2 Diversification | 2030 | 14 | -60.2 | 2
2 Diversification | 2030 | 14 | -59.5 | 1
2 Diversification | 2030 | 14 | -59.1 | 1
2 Diversification | 2030 | 14 | -59 | 1
2 Diversification | 2030 | 14 | -57.8 | 1
2 Diversification | 2030 | 14 | -57 | 1
2 Diversification | 2030 | 14 | -56.3 | 1
2 Diversification | 2030 | 14 | -56 | 1
2 Diversification | 2030 | 14 | -55.5 | 2
2 Diversification | 2030 | 14 | -55.1 | 1
2 Diversification | 2030 | 14 | -54.3 | 1
2 Diversification | 2030 | 14 | -54.2 | 1
2 Diversification | 2030 | 14 | -53.7 | 1
2 Diversification | 2030 | 14 | -51.5 | 1
2 Diversification | 2030 | 14 | -50.6 | 1
2 Diversification | 2030 | 14 | -49.4 | 1
2 Diversification | 2030 | 14 | -48.7 | 1
2 Diversification | 2030 | 14 | -48.5 | 1
2 Diversification | 2030 | 14 | -48 | 1
2 Diversification | 2030 | 14 | -47.2 | 1
2 Diversification | 2030 | 14 | -47 | 1
2 Diversification | 2030 | 14 | -46 | 1
2 Diversification | 2030 | 14 | -45.9 | 1
2 Diversification | 2030 | 14 | -45.6 | 1
2 Diversification | 2030 | 14 | -44.9 | 1
2 Diversification | 2030 | 14 | -42.4 | 1
2 Diversification | 2030 | 14 | -42 | 1
2 Diversification | 2030 | 14 | -41.8 | 1
2 Diversification | 2030 | 14 | -41 | 1
2 Diversification | 2030 | 14 | -40.3 | 2
2 Diversification | 2030 | 14 | -40.1 | 3
2 Diversification | 2030 | 14 | -40 | 3
2 Diversification | 2030 | 14 | -39.8 | 2
2 Diversification | 2030 | 14 | -39.6 | 1
2 Diversification | 2030 | 14 | -38.9 | 1
2 Diversification | 2030 | 14 | -38.7 | 1
2 Diversification | 2030 | 14 | -38.4 | 1
2 Diversification | 2030 | 14 | -38.1 | 1
2 Diversification | 2030 | 14 | -38 | 1
2 Diversification | 2030 | 14 | -37.8 | 1
2 Diversification | 2030 | 14 | -37.5 | 1
2 Diversification | 2030 | 14 | -37.2 | 1
2 Diversification | 2030 | 14 | -36.4 | 1
2 Diversification | 2030 | 14 | -35.8 | 3
2 Diversification | 2030 | 14 | -35.7 | 1
2 Diversification | 2030 | 14 | -35.6 | 1
2 Diversification | 2030 | 14 | -34.8 | 1
2 Diversification | 2030 | 14 | -34.7 | 5
2 Diversification | 2030 | 14 | -34.6 | 1
2 Diversification | 2030 | 14 | -34.5 | 1
2 Diversification | 2030 | 14 | -33.4 | 1
2 Diversification | 2030 | 14 | -32.8 | 1
2 Diversification | 2030 | 14 | -32.4 | 1
2 Diversification | 2030 | 14 | -32.3 | 1
2 Diversification | 2030 | 14 | -32.1 | 1
2 Diversification | 2030 | 14 | -31.8 | 1
2 Diversification | 2030 | 14 | -31.5 | 1
2 Diversification | 2030 | 14 | -31.4 | 1
2 Diversification | 2030 | 14 | -31.3 | 1
2 Diversification | 2030 | 14 | -31 | 1
2 Diversification | 2030 | 14 | -30.9 | 1
2 Diversification | 2030 | 14 | -30.7 | 1
2 Diversification | 2030 | 14 | -30.6 | 2
2 Diversification | 2030 | 14 | -30.3 | 1
2 Diversification | 2030 | 14 | -30.2 | 1
2 Diversification | 2030 | 14 | -29.9 | 1
2 Diversification | 2030 | 14 | -29.8 | 1
2 Diversification | 2030 | 14 | -29.2 | 1
2 Diversification | 2030 | 14 | -29 | 1
2 Diversification | 2030 | 14 | -28.9 | 3
2 Diversification | 2030 | 14 | -28.7 | 1
2 Diversification | 2030 | 14 | -28.3 | 1
2 Diversification | 2030 | 14 | -27.9 | 1
2 Diversification | 2030 | 14 | -27.8 | 1
2 Diversification | 2030 | 14 | -27.5 | 3
2 Diversification | 2030 | 14 | -27.1 | 2
2 Diversification | 2030 | 14 | -27 | 1
2 Diversification | 2030 | 14 | -26.8 | 2
2 Diversification | 2030 | 14 | -26.7 | 1
2 Diversification | 2030 | 14 | -26.2 | 1
2 Diversification | 2030 | 14 | -26 | 1
2 Diversification | 2030 | 14 | -25.6 | 1
2 Diversification | 2030 | 14 | -25.5 | 1
2 Diversification | 2030 | 14 | -24.8 | 2
2 Diversification | 2030 | 14 | -24.3 | 1
2 Diversification | 2030 | 14 | -24.1 | 1
2 Diversification | 2030 | 14 | -23.9 | 1
2 Diversification | 2030 | 14 | -23.8 | 2
2 Diversification | 2030 | 14 | -23.5 | 1
2 Diversification | 2030 | 14 | -23.4 | 2
2 Diversification | 2030 | 14 | -23.3 | 1
2 Diversification | 2030 | 14 | -23.2 | 2
2 Diversification | 2030 | 14 | -22.7 | 1
2 Diversification | 2030 | 14 | -22.4 | 2
2 Diversification | 2030 | 14 | -21.9 | 1
2 Diversification | 2030 | 14 | -21.5 | 1
2 Diversification | 2030 | 14 | -21.2 | 2
2 Diversification | 2030 | 14 | -20.9 | 2
2 Diversification | 2030 | 14 | -20.8 | 1
2 Diversification | 2030 | 14 | -20.7 | 1
2 Diversification | 2030 | 14 | -20.5 | 1
2 Diversification | 2030 | 14 | -20.3 | 1
2 Diversification | 2030 | 14 | -19.9 | 1
2 Diversification | 2030 | 14 | -19.8 | 1
2 Diversification | 2030 | 14 | -19.3 | 1
2 Diversification | 2030 | 14 | -19.1 | 1
2 Diversification | 2030 | 14 | -18.3 | 2
2 Diversification | 2030 | 14 | -17.1 | 1
2 Diversification | 2030 | 14 | -17 | 1
2 Diversification | 2030 | 14 | -15.5 | 1
2 Diversification | 2030 | 14 | -14.8 | 1
2 Diversification | 2030 | 14 | -14.7 | 1
2 Diversification | 2030 | 14 | -14.6 | 1
2 Diversification | 2030 | 14 | -13.6 | 1
2 Diversification | 2030 | 14 | -11.5 | 1
2 Diversification | 2030 | 14 | -10.2 | 1
2 Diversification | 2030 | 14 | 9.1 | 1
2 Diversification | 2030 | 14 | 9.3 | 1
2 Diversification | 2030 | 14 | 11.3 | 1
2 Diversification | 2030 | 14 | 14 | 1
2 Diversification | 2030 | 14 | 15.1 | 1
2 Diversification | 2030 | 14 | 16.4 | 1
2 Diversification | 2030 | 14 | 16.6 | 2
2 Diversification | 2030 | 14 | 16.9 | 1
2 Diversification | 2030 | 14 | 17.2 | 1
2 Diversification | 2030 | 14 | 17.5 | 1
2 Diversification | 2030 | 14 | 17.7 | 2
2 Diversification | 2030 | 14 | 18.4 | 1
2 Diversification | 2030 | 14 | 18.5 | 1
2 Diversification | 2030 | 14 | 18.9 | 1
2 Diversification | 2030 | 14 | 19 | 1
2 Diversification | 2030 | 14 | 19.1 | 1
2 Diversification | 2030 | 14 | 19.7 | 2
2 Diversification | 2030 | 14 | 20.3 | 1
2 Diversification | 2030 | 14 | 20.7 | 1
2 Diversification | 2030 | 14 | 21 | 1
2 Diversification | 2030 | 14 | 21.2 | 3
2 Diversification | 2030 | 14 | 21.8 | 1
2 Diversification | 2030 | 14 | 21.9 | 1
2 Diversification | 2030 | 14 | 22 | 1
2 Diversification | 2030 | 14 | 22.1 | 1
2 Diversification | 2030 | 14 | 22.9 | 1
2 Diversification | 2030 | 14 | 23.2 | 1
2 Diversification | 2030 | 14 | 23.6 | 2
2 Diversification | 2030 | 14 | 23.7 | 1
2 Diversification | 2030 | 14 | 24 | 2
2 Diversification | 2030 | 14 | 24.7 | 1
2 Diversification | 2030 | 14 | 24.9 | 1
2 Diversification | 2030 | 14 | 25.2 | 1
2 Diversification | 2030 | 14 | 25.4 | 1
2 Diversification | 2030 | 14 | 25.5 | 1
2 Diversification | 2030 | 14 | 25.6 | 1
2 Diversification | 2030 | 14 | 25.9 | 1
2 Diversification | 2030 | 14 | 26.6 | 1
2 Diversification | 2030 | 14 | 26.7 | 2
2 Diversification | 2030 | 14 | 27 | 1
2 Diversification | 2030 | 14 | 27.3 | 1
2 Diversification | 2030 | 14 | 27.5 | 1
2 Diversification | 2030 | 14 | 27.6 | 1
2 Diversification | 2030 | 14 | 28.5 | 1
2 Diversification | 2030 | 14 | 28.6 | 1
2 Diversification | 2030 | 14 | 29.1 | 1
2 Diversification | 2030 | 14 | 29.4 | 2
2 Diversification | 2030 | 14 | 29.5 | 1
2 Diversification | 2030 | 14 | 29.6 | 1
2 Diversification | 2030 | 14 | 29.9 | 1
2 Diversification | 2030 | 14 | 30 | 2
2 Diversification | 2030 | 14 | 30.1 | 1
2 Diversification | 2030 | 14 | 30.2 | 1
2 Diversification | 2030 | 14 | 30.3 | 2
2 Diversification | 2030 | 14 | 30.4 | 1
2 Diversification | 2030 | 14 | 30.5 | 1
2 Diversification | 2030 | 14 | 30.9 | 1
2 Diversification | 2030 | 14 | 31.3 | 1
2 Diversification | 2030 | 14 | 31.4 | 1
2 Diversification | 2030 | 14 | 31.7 | 1
2 Diversification | 2030 | 14 | 31.9 | 2
2 Diversification | 2030 | 14 | 32 | 1
2 Diversification | 2030 | 14 | 32.2 | 1
2 Diversification | 2030 | 14 | 32.7 | 1
2 Diversification | 2030 | 14 | 33 | 1
2 Diversification | 2030 | 14 | 33.3 | 2
2 Diversification | 2030 | 14 | 33.9 | 2
2 Diversification | 2030 | 14 | 34 | 1
2 Diversification | 2030 | 14 | 34.2 | 1
2 Diversification | 2030 | 14 | 34.6 | 1
2 Diversification | 2030 | 14 | 35 | 1
2 Diversification | 2030 | 14 | 35.3 | 1
2 Diversification | 2030 | 14 | 35.5 | 1
2 Diversification | 2030 | 14 | 35.7 | 1
2 Diversification | 2030 | 14 | 35.8 | 3
2 Diversification | 2030 | 14 | 36 | 1
2 Diversification | 2030 | 14 | 36.2 | 1
2 Diversification | 2030 | 14 | 36.3 | 1
2 Diversification | 2030 | 14 | 36.5 | 2
2 Diversification | 2030 | 14 | 36.9 | 1
2 Diversification | 2030 | 14 | 38 | 1
2 Diversification | 2030 | 14 | 38.3 | 1
2 Diversification | 2030 | 14 | 38.4 | 1
2 Diversification | 2030 | 14 | 38.9 | 1
2 Diversification | 2030 | 14 | 40.2 | 1
2 Diversification | 2030 | 14 | 40.3 | 1
2 Diversification | 2030 | 14 | 40.4 | 2
2 Diversification | 2030 | 14 | 40.5 | 1
2 Diversification | 2030 | 14 | 40.9 | 2
2 Diversification | 2030 | 14 | 41.1 | 1
2 Diversification | 2030 | 14 | 41.3 | 2
2 Diversification | 2030 | 14 | 41.4 | 1
2 Diversification | 2030 | 14 | 42.3 | 2
2 Diversification | 2030 | 14 | 42.5 | 1
2 Diversification | 2030 | 14 | 42.8 | 1
2 Diversification | 2030 | 14 | 42.9 | 1
2 Diversification | 2030 | 14 | 43.8 | 1
2 Diversification | 2030 | 14 | 43.9 | 1
2 Diversification | 2030 | 14 | 44.8 | 1
2 Diversification | 2030 | 14 | 45.3 | 1
2 Diversification | 2030 | 14 | 45.4 | 1
2 Diversification | 2030 | 14 | 46.1 | 1
2 Diversification | 2030 | 14 | 46.3 | 2
2 Diversification | 2030 | 14 | 46.8 | 2
2 Diversification | 2030 | 14 | 47.7 | 1
2 Diversification | 2030 | 14 | 48.8 | 1
2 Diversification | 2030 | 14 | 48.9 | 1
2 Diversification | 2030 | 14 | 49 | 1
2 Diversification | 2030 | 14 | 49.1 | 2
2 Diversification | 2030 | 14 | 50.4 | 1
2 Diversification | 2030 | 14 | 50.9 | 1
2 Diversification | 2030 | 14 | 51.3 | 1
2 Diversification | 2030 | 14 | 52.1 | 1
2 Diversification | 2030 | 14 | 53.2 | 1
2 Diversification | 2030 | 14 | 53.3 | 1
2 Diversification | 2030 | 14 | 54.5 | 1
2 Diversification | 2030 | 14 | 55.6 | 1
2 Diversification | 2030 | 14 | 55.9 | 1
2 Diversification | 2030 | 14 | 56 | 1
2 Diversification | 2030 | 14 | 57.1 | 1
2 Diversification | 2030 | 14 | 57.8 | 1
2 Diversification | 2030 | 14 | 58.5 | 1
2 Diversification | 2030 | 14 | 58.6 | 1
2 Diversification | 2030 | 14 | 62.5 | 1
2 Diversification | 2030 | 14 | 62.9 | 1
2 Diversification | 2030 | 14 | 63.4 | 1
2 Diversification | 2030 | 14 | 63.5 | 1
2 Diversification | 2030 | 14 | 64 | 1
2 Diversification | 2030 | 14 | 65 | 1
2 Diversification | 2030 | 14 | 67.6 | 1
2 Diversification | 2030 | 14 | 68.5 | 1
2 Diversification | 2030 | 14 | 72.2 | 1
2 Diversification | 2030 | 14 | 75.4 | 1
2 Diversification | 2030 | 14 | 85.4 | 1
2 Diversification | 2030 | 14 | 86 | 1
2 Diversification | 2030 | 14 | 90 | 1
2 Diversification | 2030 | 14 | 91.1 | 1
2 Diversification | 2030 | 14 | 98 | 1
2 Diversification | 2030 | 14 | 109.4 | 1
2 Diversification | 2030 | 15 | -88.5 | 1
2 Diversification | 2030 | 15 | -87 | 1
2 Diversification | 2030 | 15 | -82.9 | 1
2 Diversification | 2030 | 15 | -82.4 | 1
2 Diversification | 2030 | 15 | -79.6 | 1
2 Diversification | 2030 | 15 | -71.5 | 1
2 Diversification | 2030 | 15 | -70.4 | 1
2 Diversification | 2030 | 15 | -69.7 | 1
2 Diversification | 2030 | 15 | -68.8 | 1
2 Diversification | 2030 | 15 | -67.5 | 1
2 Diversification | 2030 | 15 | -65.1 | 1
2 Diversification | 2030 | 15 | -65 | 1
2 Diversification | 2030 | 15 | -64.8 | 1
2 Diversification | 2030 | 15 | -61.4 | 1
2 Diversification | 2030 | 15 | -60.7 | 1
2 Diversification | 2030 | 15 | -60.3 | 1
2 Diversification | 2030 | 15 | -60.2 | 1
2 Diversification | 2030 | 15 | -59.7 | 1
2 Diversification | 2030 | 15 | -58.2 | 1
2 Diversification | 2030 | 15 | -58.1 | 1
2 Diversification | 2030 | 15 | -57.5 | 1
2 Diversification | 2030 | 15 | -56.7 | 1
2 Diversification | 2030 | 15 | -56.1 | 1
2 Diversification | 2030 | 15 | -55.5 | 1
2 Diversification | 2030 | 15 | -54 | 1
2 Diversification | 2030 | 15 | -53 | 1
2 Diversification | 2030 | 15 | -52.9 | 1
2 Diversification | 2030 | 15 | -52.6 | 2
2 Diversification | 2030 | 15 | -51.9 | 1
2 Diversification | 2030 | 15 | -50.6 | 2
2 Diversification | 2030 | 15 | -50.2 | 1
2 Diversification | 2030 | 15 | -49 | 1
2 Diversification | 2030 | 15 | -48.7 | 1
2 Diversification | 2030 | 15 | -47.7 | 1
2 Diversification | 2030 | 15 | -47.4 | 1
2 Diversification | 2030 | 15 | -47.1 | 2
2 Diversification | 2030 | 15 | -46.7 | 1
2 Diversification | 2030 | 15 | -46.6 | 1
2 Diversification | 2030 | 15 | -46.5 | 1
2 Diversification | 2030 | 15 | -46.4 | 1
2 Diversification | 2030 | 15 | -44.6 | 1
2 Diversification | 2030 | 15 | -43 | 1
2 Diversification | 2030 | 15 | -42.3 | 1
2 Diversification | 2030 | 15 | -42.2 | 1
2 Diversification | 2030 | 15 | -41 | 1
2 Diversification | 2030 | 15 | -40.5 | 1
2 Diversification | 2030 | 15 | -40.4 | 1
2 Diversification | 2030 | 15 | -40.2 | 2
2 Diversification | 2030 | 15 | -40.1 | 1
2 Diversification | 2030 | 15 | -39.4 | 1
2 Diversification | 2030 | 15 | -39.1 | 1
2 Diversification | 2030 | 15 | -38.5 | 1
2 Diversification | 2030 | 15 | -38 | 1
2 Diversification | 2030 | 15 | -37.9 | 1
2 Diversification | 2030 | 15 | -37.5 | 1
2 Diversification | 2030 | 15 | -37.2 | 1
2 Diversification | 2030 | 15 | -36.6 | 1
2 Diversification | 2030 | 15 | -35.3 | 1
2 Diversification | 2030 | 15 | -35 | 1
2 Diversification | 2030 | 15 | -34.8 | 1
2 Diversification | 2030 | 15 | -34.7 | 1
2 Diversification | 2030 | 15 | -34.4 | 1
2 Diversification | 2030 | 15 | -34.2 | 1
2 Diversification | 2030 | 15 | -34 | 1
2 Diversification | 2030 | 15 | -33.8 | 1
2 Diversification | 2030 | 15 | -32.3 | 1
2 Diversification | 2030 | 15 | -32.2 | 1
2 Diversification | 2030 | 15 | -32.1 | 1
2 Diversification | 2030 | 15 | -31.9 | 2
2 Diversification | 2030 | 15 | -31.8 | 1
2 Diversification | 2030 | 15 | -31.7 | 1
2 Diversification | 2030 | 15 | -31.3 | 2
2 Diversification | 2030 | 15 | -30.5 | 1
2 Diversification | 2030 | 15 | -30.2 | 1
2 Diversification | 2030 | 15 | -30.1 | 1
2 Diversification | 2030 | 15 | -29.2 | 1
2 Diversification | 2030 | 15 | -29 | 1
2 Diversification | 2030 | 15 | -28.8 | 1
2 Diversification | 2030 | 15 | -28.6 | 1
2 Diversification | 2030 | 15 | -28.4 | 1
2 Diversification | 2030 | 15 | -28.2 | 1
2 Diversification | 2030 | 15 | -28.1 | 1
2 Diversification | 2030 | 15 | -27.7 | 1
2 Diversification | 2030 | 15 | -27.2 | 1
2 Diversification | 2030 | 15 | -26.8 | 2
2 Diversification | 2030 | 15 | -26.4 | 1
2 Diversification | 2030 | 15 | -26.2 | 1
2 Diversification | 2030 | 15 | -25.8 | 1
2 Diversification | 2030 | 15 | -25.7 | 1
2 Diversification | 2030 | 15 | -25.6 | 1
2 Diversification | 2030 | 15 | -25.1 | 1
2 Diversification | 2030 | 15 | -23.9 | 1
2 Diversification | 2030 | 15 | -23.6 | 1
2 Diversification | 2030 | 15 | -22.8 | 1
2 Diversification | 2030 | 15 | -22.6 | 1
2 Diversification | 2030 | 15 | -22.5 | 1
2 Diversification | 2030 | 15 | -22.2 | 1
2 Diversification | 2030 | 15 | -21.9 | 1
2 Diversification | 2030 | 15 | -21.5 | 1
2 Diversification | 2030 | 15 | -21.2 | 1
2 Diversification | 2030 | 15 | -21.1 | 1
2 Diversification | 2030 | 15 | -18.6 | 1
2 Diversification | 2030 | 15 | -18.5 | 1
2 Diversification | 2030 | 15 | -18.4 | 1
2 Diversification | 2030 | 15 | -18.2 | 1
2 Diversification | 2030 | 15 | -17.8 | 1
2 Diversification | 2030 | 15 | -17.6 | 1
2 Diversification | 2030 | 15 | -17 | 1
2 Diversification | 2030 | 15 | -16.8 | 1
2 Diversification | 2030 | 15 | -16.1 | 1
2 Diversification | 2030 | 15 | -15.8 | 1
2 Diversification | 2030 | 15 | -14.2 | 1
2 Diversification | 2030 | 15 | -13.1 | 1
2 Diversification | 2030 | 15 | -11.2 | 1
2 Diversification | 2030 | 15 | 11.2 | 1
2 Diversification | 2030 | 15 | 11.4 | 1
2 Diversification | 2030 | 15 | 13.1 | 1
2 Diversification | 2030 | 15 | 14 | 1
2 Diversification | 2030 | 15 | 14.8 | 1
2 Diversification | 2030 | 15 | 15.7 | 1
2 Diversification | 2030 | 15 | 15.9 | 1
2 Diversification | 2030 | 15 | 17 | 1
2 Diversification | 2030 | 15 | 17.1 | 1
2 Diversification | 2030 | 15 | 17.2 | 1
2 Diversification | 2030 | 15 | 17.7 | 1
2 Diversification | 2030 | 15 | 18.5 | 1
2 Diversification | 2030 | 15 | 18.7 | 1
2 Diversification | 2030 | 15 | 19 | 2
2 Diversification | 2030 | 15 | 19.5 | 1
2 Diversification | 2030 | 15 | 19.7 | 1
2 Diversification | 2030 | 15 | 20.5 | 2
2 Diversification | 2030 | 15 | 20.6 | 1
2 Diversification | 2030 | 15 | 20.7 | 1
2 Diversification | 2030 | 15 | 20.8 | 1
2 Diversification | 2030 | 15 | 21.1 | 3
2 Diversification | 2030 | 15 | 21.2 | 2
2 Diversification | 2030 | 15 | 21.5 | 2
2 Diversification | 2030 | 15 | 22 | 1
2 Diversification | 2030 | 15 | 22.4 | 2
2 Diversification | 2030 | 15 | 22.5 | 2
2 Diversification | 2030 | 15 | 23 | 1
2 Diversification | 2030 | 15 | 23.2 | 1
2 Diversification | 2030 | 15 | 23.4 | 2
2 Diversification | 2030 | 15 | 23.6 | 1
2 Diversification | 2030 | 15 | 23.9 | 1
2 Diversification | 2030 | 15 | 24.2 | 1
2 Diversification | 2030 | 15 | 24.5 | 1
2 Diversification | 2030 | 15 | 24.6 | 2
2 Diversification | 2030 | 15 | 24.8 | 2
2 Diversification | 2030 | 15 | 25 | 2
2 Diversification | 2030 | 15 | 25.2 | 1
2 Diversification | 2030 | 15 | 25.7 | 1
2 Diversification | 2030 | 15 | 25.9 | 1
2 Diversification | 2030 | 15 | 26.3 | 1
2 Diversification | 2030 | 15 | 26.7 | 1
2 Diversification | 2030 | 15 | 26.9 | 1
2 Diversification | 2030 | 15 | 27.3 | 1
2 Diversification | 2030 | 15 | 27.4 | 1
2 Diversification | 2030 | 15 | 27.6 | 2
2 Diversification | 2030 | 15 | 27.7 | 1
2 Diversification | 2030 | 15 | 27.9 | 1
2 Diversification | 2030 | 15 | 28.1 | 1
2 Diversification | 2030 | 15 | 28.2 | 1
2 Diversification | 2030 | 15 | 28.3 | 4
2 Diversification | 2030 | 15 | 28.4 | 1
2 Diversification | 2030 | 15 | 29.1 | 1
2 Diversification | 2030 | 15 | 29.3 | 1
2 Diversification | 2030 | 15 | 30.2 | 1
2 Diversification | 2030 | 15 | 30.8 | 2
2 Diversification | 2030 | 15 | 31.4 | 2
2 Diversification | 2030 | 15 | 32.3 | 1
2 Diversification | 2030 | 15 | 32.4 | 1
2 Diversification | 2030 | 15 | 32.5 | 4
2 Diversification | 2030 | 15 | 32.6 | 1
2 Diversification | 2030 | 15 | 32.7 | 1
2 Diversification | 2030 | 15 | 33 | 1
2 Diversification | 2030 | 15 | 33.1 | 1
2 Diversification | 2030 | 15 | 33.2 | 1
2 Diversification | 2030 | 15 | 33.3 | 1
2 Diversification | 2030 | 15 | 33.4 | 1
2 Diversification | 2030 | 15 | 33.9 | 1
2 Diversification | 2030 | 15 | 34 | 1
2 Diversification | 2030 | 15 | 34.2 | 1
2 Diversification | 2030 | 15 | 35.5 | 2
2 Diversification | 2030 | 15 | 35.7 | 2
2 Diversification | 2030 | 15 | 36 | 1
2 Diversification | 2030 | 15 | 36.3 | 1
2 Diversification | 2030 | 15 | 36.4 | 1
2 Diversification | 2030 | 15 | 37 | 1
2 Diversification | 2030 | 15 | 37.5 | 1
2 Diversification | 2030 | 15 | 37.8 | 1
2 Diversification | 2030 | 15 | 38.3 | 2
2 Diversification | 2030 | 15 | 38.7 | 2
2 Diversification | 2030 | 15 | 38.8 | 1
2 Diversification | 2030 | 15 | 39 | 1
2 Diversification | 2030 | 15 | 39.6 | 1
2 Diversification | 2030 | 15 | 40.4 | 1
2 Diversification | 2030 | 15 | 40.8 | 1
2 Diversification | 2030 | 15 | 41.2 | 1
2 Diversification | 2030 | 15 | 41.3 | 1
2 Diversification | 2030 | 15 | 41.4 | 1
2 Diversification | 2030 | 15 | 41.9 | 2
2 Diversification | 2030 | 15 | 42 | 2
2 Diversification | 2030 | 15 | 42.3 | 1
2 Diversification | 2030 | 15 | 42.6 | 1
2 Diversification | 2030 | 15 | 43.3 | 1
2 Diversification | 2030 | 15 | 43.8 | 1
2 Diversification | 2030 | 15 | 45 | 1
2 Diversification | 2030 | 15 | 45.4 | 1
2 Diversification | 2030 | 15 | 45.6 | 1
2 Diversification | 2030 | 15 | 45.8 | 1
2 Diversification | 2030 | 15 | 46 | 1
2 Diversification | 2030 | 15 | 46.3 | 1
2 Diversification | 2030 | 15 | 47.6 | 1
2 Diversification | 2030 | 15 | 47.9 | 1
2 Diversification | 2030 | 15 | 50.1 | 1
2 Diversification | 2030 | 15 | 50.5 | 1
2 Diversification | 2030 | 15 | 50.6 | 1
2 Diversification | 2030 | 15 | 51.1 | 1
2 Diversification | 2030 | 15 | 51.3 | 1
2 Diversification | 2030 | 15 | 51.5 | 1
2 Diversification | 2030 | 15 | 52 | 1
2 Diversification | 2030 | 15 | 52.8 | 1
2 Diversification | 2030 | 15 | 53 | 1
2 Diversification | 2030 | 15 | 53.1 | 2
2 Diversification | 2030 | 15 | 54 | 1
2 Diversification | 2030 | 15 | 55.7 | 1
2 Diversification | 2030 | 15 | 56.1 | 1
2 Diversification | 2030 | 15 | 57 | 1
2 Diversification | 2030 | 15 | 60.2 | 1
2 Diversification | 2030 | 15 | 63.1 | 1
2 Diversification | 2030 | 15 | 65.2 | 1
2 Diversification | 2030 | 15 | 71.9 | 1
2 Diversification | 2030 | 15 | 92.1 | 1
2 Diversification | 2030 | 15 | 158.6 | 1
2 Diversification | 2030 | 16 | -154.6 | 1
2 Diversification | 2030 | 16 | -122.2 | 1
2 Diversification | 2030 | 16 | -93.9 | 1
2 Diversification | 2030 | 16 | -86.7 | 1
2 Diversification | 2030 | 16 | -82.9 | 1
2 Diversification | 2030 | 16 | -81.8 | 1
2 Diversification | 2030 | 16 | -81.6 | 1
2 Diversification | 2030 | 16 | -81.4 | 1
2 Diversification | 2030 | 16 | -81 | 1
2 Diversification | 2030 | 16 | -72.3 | 1
2 Diversification | 2030 | 16 | -63.2 | 1
2 Diversification | 2030 | 16 | -62.7 | 1
2 Diversification | 2030 | 16 | -62.6 | 1
2 Diversification | 2030 | 16 | -62 | 1
2 Diversification | 2030 | 16 | -61.9 | 1
2 Diversification | 2030 | 16 | -58.5 | 1
2 Diversification | 2030 | 16 | -57 | 1
2 Diversification | 2030 | 16 | -56.5 | 1
2 Diversification | 2030 | 16 | -55.2 | 1
2 Diversification | 2030 | 16 | -55 | 1
2 Diversification | 2030 | 16 | -54.8 | 1
2 Diversification | 2030 | 16 | -53.6 | 1
2 Diversification | 2030 | 16 | -52.6 | 1
2 Diversification | 2030 | 16 | -52.4 | 1
2 Diversification | 2030 | 16 | -50.6 | 1
2 Diversification | 2030 | 16 | -50.3 | 2
2 Diversification | 2030 | 16 | -49.7 | 2
2 Diversification | 2030 | 16 | -49.6 | 1
2 Diversification | 2030 | 16 | -48.4 | 1
2 Diversification | 2030 | 16 | -48 | 2
2 Diversification | 2030 | 16 | -47.9 | 1
2 Diversification | 2030 | 16 | -47.7 | 1
2 Diversification | 2030 | 16 | -47.4 | 1
2 Diversification | 2030 | 16 | -46.5 | 1
2 Diversification | 2030 | 16 | -44.8 | 1
2 Diversification | 2030 | 16 | -44.5 | 1
2 Diversification | 2030 | 16 | -43.2 | 1
2 Diversification | 2030 | 16 | -42.9 | 1
2 Diversification | 2030 | 16 | -42.8 | 1
2 Diversification | 2030 | 16 | -42.6 | 1
2 Diversification | 2030 | 16 | -41.8 | 1
2 Diversification | 2030 | 16 | -41.7 | 1
2 Diversification | 2030 | 16 | -41.5 | 1
2 Diversification | 2030 | 16 | -41.1 | 2
2 Diversification | 2030 | 16 | -40.8 | 1
2 Diversification | 2030 | 16 | -40.4 | 1
2 Diversification | 2030 | 16 | -40.3 | 1
2 Diversification | 2030 | 16 | -39.9 | 1
2 Diversification | 2030 | 16 | -39.5 | 1
2 Diversification | 2030 | 16 | -39 | 1
2 Diversification | 2030 | 16 | -37.8 | 1
2 Diversification | 2030 | 16 | -37.5 | 1
2 Diversification | 2030 | 16 | -37.3 | 1
2 Diversification | 2030 | 16 | -37 | 1
2 Diversification | 2030 | 16 | -36 | 1
2 Diversification | 2030 | 16 | -35.9 | 1
2 Diversification | 2030 | 16 | -35.6 | 1
2 Diversification | 2030 | 16 | -34 | 2
2 Diversification | 2030 | 16 | -33.9 | 1
2 Diversification | 2030 | 16 | -33.6 | 1
2 Diversification | 2030 | 16 | -32.8 | 2
2 Diversification | 2030 | 16 | -32.4 | 2
2 Diversification | 2030 | 16 | -31.9 | 1
2 Diversification | 2030 | 16 | -31.5 | 1
2 Diversification | 2030 | 16 | -31.4 | 1
2 Diversification | 2030 | 16 | -31.1 | 2
2 Diversification | 2030 | 16 | -31 | 1
2 Diversification | 2030 | 16 | -30.3 | 2
2 Diversification | 2030 | 16 | -30.1 | 1
2 Diversification | 2030 | 16 | -29.8 | 2
2 Diversification | 2030 | 16 | -29.7 | 1
2 Diversification | 2030 | 16 | -29.5 | 1
2 Diversification | 2030 | 16 | -29.3 | 1
2 Diversification | 2030 | 16 | -28.2 | 1
2 Diversification | 2030 | 16 | -28 | 1
2 Diversification | 2030 | 16 | -27.4 | 1
2 Diversification | 2030 | 16 | -25.8 | 1
2 Diversification | 2030 | 16 | -25.5 | 1
2 Diversification | 2030 | 16 | -24.9 | 3
2 Diversification | 2030 | 16 | -24.8 | 1
2 Diversification | 2030 | 16 | -24.7 | 1
2 Diversification | 2030 | 16 | -24.2 | 3
2 Diversification | 2030 | 16 | -23.7 | 1
2 Diversification | 2030 | 16 | -23.6 | 2
2 Diversification | 2030 | 16 | -23.5 | 1
2 Diversification | 2030 | 16 | -23.4 | 1
2 Diversification | 2030 | 16 | -23.2 | 1
2 Diversification | 2030 | 16 | -22.3 | 1
2 Diversification | 2030 | 16 | -21.4 | 2
2 Diversification | 2030 | 16 | -21.3 | 1
2 Diversification | 2030 | 16 | -20.4 | 1
2 Diversification | 2030 | 16 | -19.9 | 2
2 Diversification | 2030 | 16 | -19.6 | 1
2 Diversification | 2030 | 16 | -18.3 | 1
2 Diversification | 2030 | 16 | -18.2 | 1
2 Diversification | 2030 | 16 | -17.7 | 1
2 Diversification | 2030 | 16 | -16 | 1
2 Diversification | 2030 | 16 | -15.7 | 1
2 Diversification | 2030 | 16 | -10.1 | 1
2 Diversification | 2030 | 16 | -9 | 1
2 Diversification | 2030 | 16 | 7.6 | 1
2 Diversification | 2030 | 16 | 11 | 1
2 Diversification | 2030 | 16 | 14.4 | 1
2 Diversification | 2030 | 16 | 14.5 | 1
2 Diversification | 2030 | 16 | 14.6 | 1
2 Diversification | 2030 | 16 | 15 | 1
2 Diversification | 2030 | 16 | 16.9 | 1
2 Diversification | 2030 | 16 | 17 | 1
2 Diversification | 2030 | 16 | 17.1 | 1
2 Diversification | 2030 | 16 | 17.7 | 1
2 Diversification | 2030 | 16 | 18.3 | 1
2 Diversification | 2030 | 16 | 19.4 | 1
2 Diversification | 2030 | 16 | 19.5 | 1
2 Diversification | 2030 | 16 | 19.7 | 1
2 Diversification | 2030 | 16 | 20.4 | 1
2 Diversification | 2030 | 16 | 21.3 | 1
2 Diversification | 2030 | 16 | 21.4 | 1
2 Diversification | 2030 | 16 | 21.7 | 1
2 Diversification | 2030 | 16 | 22.1 | 1
2 Diversification | 2030 | 16 | 23 | 1
2 Diversification | 2030 | 16 | 23.1 | 1
2 Diversification | 2030 | 16 | 23.7 | 1
2 Diversification | 2030 | 16 | 24.2 | 1
2 Diversification | 2030 | 16 | 24.4 | 2
2 Diversification | 2030 | 16 | 24.5 | 1
2 Diversification | 2030 | 16 | 24.6 | 1
2 Diversification | 2030 | 16 | 24.8 | 1
2 Diversification | 2030 | 16 | 25.3 | 1
2 Diversification | 2030 | 16 | 25.4 | 4
2 Diversification | 2030 | 16 | 26 | 1
2 Diversification | 2030 | 16 | 26.9 | 1
2 Diversification | 2030 | 16 | 27.5 | 1
2 Diversification | 2030 | 16 | 27.6 | 1
2 Diversification | 2030 | 16 | 28.1 | 1
2 Diversification | 2030 | 16 | 28.3 | 1
2 Diversification | 2030 | 16 | 28.4 | 1
2 Diversification | 2030 | 16 | 28.6 | 1
2 Diversification | 2030 | 16 | 28.9 | 1
2 Diversification | 2030 | 16 | 29.1 | 1
2 Diversification | 2030 | 16 | 29.6 | 1
2 Diversification | 2030 | 16 | 29.8 | 1
2 Diversification | 2030 | 16 | 29.9 | 1
2 Diversification | 2030 | 16 | 30.3 | 2
2 Diversification | 2030 | 16 | 30.5 | 2
2 Diversification | 2030 | 16 | 30.8 | 2
2 Diversification | 2030 | 16 | 31 | 1
2 Diversification | 2030 | 16 | 31.2 | 1
2 Diversification | 2030 | 16 | 31.9 | 1
2 Diversification | 2030 | 16 | 32 | 1
2 Diversification | 2030 | 16 | 32.6 | 1
2 Diversification | 2030 | 16 | 32.9 | 2
2 Diversification | 2030 | 16 | 33.5 | 1
2 Diversification | 2030 | 16 | 33.6 | 1
2 Diversification | 2030 | 16 | 33.8 | 1
2 Diversification | 2030 | 16 | 34 | 1
2 Diversification | 2030 | 16 | 34.1 | 1
2 Diversification | 2030 | 16 | 34.5 | 1
2 Diversification | 2030 | 16 | 34.8 | 1
2 Diversification | 2030 | 16 | 35 | 1
2 Diversification | 2030 | 16 | 35.4 | 1
2 Diversification | 2030 | 16 | 35.5 | 1
2 Diversification | 2030 | 16 | 35.6 | 1
2 Diversification | 2030 | 16 | 36.6 | 2
2 Diversification | 2030 | 16 | 36.8 | 1
2 Diversification | 2030 | 16 | 37.1 | 1
2 Diversification | 2030 | 16 | 37.6 | 2
2 Diversification | 2030 | 16 | 37.8 | 1
2 Diversification | 2030 | 16 | 38.3 | 1
2 Diversification | 2030 | 16 | 38.4 | 1
2 Diversification | 2030 | 16 | 38.5 | 1
2 Diversification | 2030 | 16 | 38.8 | 1
2 Diversification | 2030 | 16 | 39 | 1
2 Diversification | 2030 | 16 | 39.6 | 1
2 Diversification | 2030 | 16 | 40.2 | 1
2 Diversification | 2030 | 16 | 40.4 | 1
2 Diversification | 2030 | 16 | 40.6 | 1
2 Diversification | 2030 | 16 | 41.6 | 1
2 Diversification | 2030 | 16 | 43 | 1
2 Diversification | 2030 | 16 | 43.4 | 1
2 Diversification | 2030 | 16 | 43.6 | 1
2 Diversification | 2030 | 16 | 43.9 | 1
2 Diversification | 2030 | 16 | 44.6 | 1
2 Diversification | 2030 | 16 | 45.2 | 1
2 Diversification | 2030 | 16 | 45.7 | 1
2 Diversification | 2030 | 16 | 45.9 | 1
2 Diversification | 2030 | 16 | 46 | 1
2 Diversification | 2030 | 16 | 46.5 | 1
2 Diversification | 2030 | 16 | 47.3 | 2
2 Diversification | 2030 | 16 | 48 | 1
2 Diversification | 2030 | 16 | 49.3 | 1
2 Diversification | 2030 | 16 | 50.3 | 1
2 Diversification | 2030 | 16 | 50.4 | 1
2 Diversification | 2030 | 16 | 50.5 | 1
2 Diversification | 2030 | 16 | 50.6 | 1
2 Diversification | 2030 | 16 | 50.9 | 1
2 Diversification | 2030 | 16 | 52.4 | 1
2 Diversification | 2030 | 16 | 52.8 | 1
2 Diversification | 2030 | 16 | 54.3 | 1
2 Diversification | 2030 | 16 | 55.3 | 1
2 Diversification | 2030 | 16 | 55.7 | 1
2 Diversification | 2030 | 16 | 55.9 | 1
2 Diversification | 2030 | 16 | 56.2 | 2
2 Diversification | 2030 | 16 | 56.6 | 1
2 Diversification | 2030 | 16 | 56.9 | 1
2 Diversification | 2030 | 16 | 57.2 | 1
2 Diversification | 2030 | 16 | 60.4 | 1
2 Diversification | 2030 | 16 | 61.2 | 1
2 Diversification | 2030 | 16 | 65 | 1
2 Diversification | 2030 | 16 | 68.2 | 1
2 Diversification | 2030 | 16 | 70.2 | 1
2 Diversification | 2030 | 16 | 72.7 | 1
2 Diversification | 2030 | 16 | 78.5 | 1
2 Diversification | 2030 | 17 | -90.5 | 1
2 Diversification | 2030 | 17 | -89.9 | 1
2 Diversification | 2030 | 17 | -77.8 | 1
2 Diversification | 2030 | 17 | -74.2 | 1
2 Diversification | 2030 | 17 | -73.9 | 1
2 Diversification | 2030 | 17 | -73.8 | 2
2 Diversification | 2030 | 17 | -72.8 | 1
2 Diversification | 2030 | 17 | -69.9 | 1
2 Diversification | 2030 | 17 | -68.5 | 1
2 Diversification | 2030 | 17 | -68.3 | 1
2 Diversification | 2030 | 17 | -67.5 | 1
2 Diversification | 2030 | 17 | -67 | 1
2 Diversification | 2030 | 17 | -66.6 | 1
2 Diversification | 2030 | 17 | -65.6 | 1
2 Diversification | 2030 | 17 | -62.2 | 1
2 Diversification | 2030 | 17 | -61.3 | 1
2 Diversification | 2030 | 17 | -61.1 | 1
2 Diversification | 2030 | 17 | -59.7 | 2
2 Diversification | 2030 | 17 | -59.6 | 2
2 Diversification | 2030 | 17 | -58.3 | 1
2 Diversification | 2030 | 17 | -58 | 1
2 Diversification | 2030 | 17 | -57.7 | 1
2 Diversification | 2030 | 17 | -57.6 | 1
2 Diversification | 2030 | 17 | -57.2 | 1
2 Diversification | 2030 | 17 | -56.6 | 1
2 Diversification | 2030 | 17 | -55.6 | 1
2 Diversification | 2030 | 17 | -54.7 | 1
2 Diversification | 2030 | 17 | -54.5 | 1
2 Diversification | 2030 | 17 | -54.3 | 1
2 Diversification | 2030 | 17 | -52.4 | 2
2 Diversification | 2030 | 17 | -52.1 | 1
2 Diversification | 2030 | 17 | -50.5 | 1
2 Diversification | 2030 | 17 | -50.2 | 2
2 Diversification | 2030 | 17 | -50 | 1
2 Diversification | 2030 | 17 | -49.1 | 1
2 Diversification | 2030 | 17 | -49 | 1
2 Diversification | 2030 | 17 | -47 | 1
2 Diversification | 2030 | 17 | -46.8 | 1
2 Diversification | 2030 | 17 | -46.5 | 1
2 Diversification | 2030 | 17 | -45.1 | 1
2 Diversification | 2030 | 17 | -43.6 | 1
2 Diversification | 2030 | 17 | -43.5 | 1
2 Diversification | 2030 | 17 | -43.4 | 1
2 Diversification | 2030 | 17 | -43.3 | 3
2 Diversification | 2030 | 17 | -43.2 | 1
2 Diversification | 2030 | 17 | -43.1 | 1
2 Diversification | 2030 | 17 | -42.1 | 1
2 Diversification | 2030 | 17 | -40.9 | 1
2 Diversification | 2030 | 17 | -40.7 | 1
2 Diversification | 2030 | 17 | -40.6 | 1
2 Diversification | 2030 | 17 | -40.4 | 3
2 Diversification | 2030 | 17 | -40.1 | 1
2 Diversification | 2030 | 17 | -40 | 1
2 Diversification | 2030 | 17 | -39.9 | 1
2 Diversification | 2030 | 17 | -39.7 | 1
2 Diversification | 2030 | 17 | -38.6 | 1
2 Diversification | 2030 | 17 | -38.5 | 1
2 Diversification | 2030 | 17 | -38.3 | 1
2 Diversification | 2030 | 17 | -37.7 | 1
2 Diversification | 2030 | 17 | -37.5 | 1
2 Diversification | 2030 | 17 | -37.1 | 1
2 Diversification | 2030 | 17 | -36.4 | 1
2 Diversification | 2030 | 17 | -36 | 1
2 Diversification | 2030 | 17 | -35.8 | 1
2 Diversification | 2030 | 17 | -35.7 | 1
2 Diversification | 2030 | 17 | -35.3 | 1
2 Diversification | 2030 | 17 | -35.2 | 1
2 Diversification | 2030 | 17 | -34.5 | 1
2 Diversification | 2030 | 17 | -33.2 | 1
2 Diversification | 2030 | 17 | -33 | 1
2 Diversification | 2030 | 17 | -32.8 | 2
2 Diversification | 2030 | 17 | -32.7 | 3
2 Diversification | 2030 | 17 | -32.1 | 1
2 Diversification | 2030 | 17 | -30.3 | 1
2 Diversification | 2030 | 17 | -30.2 | 1
2 Diversification | 2030 | 17 | -29.9 | 1
2 Diversification | 2030 | 17 | -29.6 | 1
2 Diversification | 2030 | 17 | -29.3 | 1
2 Diversification | 2030 | 17 | -29.2 | 1
2 Diversification | 2030 | 17 | -28.6 | 1
2 Diversification | 2030 | 17 | -28.5 | 1
2 Diversification | 2030 | 17 | -28.3 | 1
2 Diversification | 2030 | 17 | -28.2 | 1
2 Diversification | 2030 | 17 | -28 | 1
2 Diversification | 2030 | 17 | -27.3 | 1
2 Diversification | 2030 | 17 | -27.1 | 1
2 Diversification | 2030 | 17 | -27 | 1
2 Diversification | 2030 | 17 | -25.9 | 1
2 Diversification | 2030 | 17 | -25.2 | 2
2 Diversification | 2030 | 17 | -24.4 | 1
2 Diversification | 2030 | 17 | -24.2 | 1
2 Diversification | 2030 | 17 | -23.9 | 2
2 Diversification | 2030 | 17 | -23.5 | 1
2 Diversification | 2030 | 17 | -23.1 | 1
2 Diversification | 2030 | 17 | -22.5 | 1
2 Diversification | 2030 | 17 | -21.8 | 1
2 Diversification | 2030 | 17 | -21.3 | 1
2 Diversification | 2030 | 17 | -21.1 | 1
2 Diversification | 2030 | 17 | -20.7 | 1
2 Diversification | 2030 | 17 | -20.6 | 1
2 Diversification | 2030 | 17 | -17.1 | 1
2 Diversification | 2030 | 17 | -10 | 1
2 Diversification | 2030 | 17 | 13.5 | 1
2 Diversification | 2030 | 17 | 13.6 | 1
2 Diversification | 2030 | 17 | 15 | 1
2 Diversification | 2030 | 17 | 15.1 | 1
2 Diversification | 2030 | 17 | 15.3 | 1
2 Diversification | 2030 | 17 | 17.2 | 1
2 Diversification | 2030 | 17 | 17.7 | 1
2 Diversification | 2030 | 17 | 19.1 | 1
2 Diversification | 2030 | 17 | 19.6 | 1
2 Diversification | 2030 | 17 | 19.8 | 1
2 Diversification | 2030 | 17 | 20 | 1
2 Diversification | 2030 | 17 | 20.6 | 2
2 Diversification | 2030 | 17 | 20.7 | 1
2 Diversification | 2030 | 17 | 21 | 1
2 Diversification | 2030 | 17 | 21.5 | 1
2 Diversification | 2030 | 17 | 22.4 | 1
2 Diversification | 2030 | 17 | 22.8 | 1
2 Diversification | 2030 | 17 | 22.9 | 1
2 Diversification | 2030 | 17 | 23.2 | 1
2 Diversification | 2030 | 17 | 23.8 | 1
2 Diversification | 2030 | 17 | 24 | 1
2 Diversification | 2030 | 17 | 24.4 | 2
2 Diversification | 2030 | 17 | 24.5 | 1
2 Diversification | 2030 | 17 | 24.6 | 1
2 Diversification | 2030 | 17 | 24.7 | 1
2 Diversification | 2030 | 17 | 25 | 1
2 Diversification | 2030 | 17 | 25.3 | 1
2 Diversification | 2030 | 17 | 25.9 | 1
2 Diversification | 2030 | 17 | 26 | 1
2 Diversification | 2030 | 17 | 26.1 | 1
2 Diversification | 2030 | 17 | 26.2 | 1
2 Diversification | 2030 | 17 | 26.3 | 1
2 Diversification | 2030 | 17 | 26.7 | 1
2 Diversification | 2030 | 17 | 27.4 | 2
2 Diversification | 2030 | 17 | 28.1 | 1
2 Diversification | 2030 | 17 | 28.6 | 1
2 Diversification | 2030 | 17 | 28.8 | 1
2 Diversification | 2030 | 17 | 28.9 | 1
2 Diversification | 2030 | 17 | 29.2 | 1
2 Diversification | 2030 | 17 | 30 | 1
2 Diversification | 2030 | 17 | 30.1 | 2
2 Diversification | 2030 | 17 | 30.4 | 1
2 Diversification | 2030 | 17 | 31.4 | 1
2 Diversification | 2030 | 17 | 31.6 | 2
2 Diversification | 2030 | 17 | 32.1 | 1
2 Diversification | 2030 | 17 | 32.4 | 3
2 Diversification | 2030 | 17 | 32.6 | 1
2 Diversification | 2030 | 17 | 33 | 1
2 Diversification | 2030 | 17 | 33.7 | 1
2 Diversification | 2030 | 17 | 34 | 1
2 Diversification | 2030 | 17 | 34.1 | 1
2 Diversification | 2030 | 17 | 34.7 | 2
2 Diversification | 2030 | 17 | 34.9 | 1
2 Diversification | 2030 | 17 | 35.2 | 1
2 Diversification | 2030 | 17 | 35.3 | 1
2 Diversification | 2030 | 17 | 35.7 | 2
2 Diversification | 2030 | 17 | 35.9 | 2
2 Diversification | 2030 | 17 | 36 | 1
2 Diversification | 2030 | 17 | 36.6 | 2
2 Diversification | 2030 | 17 | 36.9 | 1
2 Diversification | 2030 | 17 | 37.1 | 1
2 Diversification | 2030 | 17 | 38.2 | 1
2 Diversification | 2030 | 17 | 38.6 | 1
2 Diversification | 2030 | 17 | 38.7 | 1
2 Diversification | 2030 | 17 | 38.8 | 1
2 Diversification | 2030 | 17 | 40.1 | 1
2 Diversification | 2030 | 17 | 40.5 | 1
2 Diversification | 2030 | 17 | 41.4 | 1
2 Diversification | 2030 | 17 | 41.5 | 1
2 Diversification | 2030 | 17 | 42.1 | 1
2 Diversification | 2030 | 17 | 42.2 | 1
2 Diversification | 2030 | 17 | 43.3 | 2
2 Diversification | 2030 | 17 | 44.3 | 1
2 Diversification | 2030 | 17 | 44.7 | 1
2 Diversification | 2030 | 17 | 44.9 | 2
2 Diversification | 2030 | 17 | 45.9 | 1
2 Diversification | 2030 | 17 | 46.8 | 1
2 Diversification | 2030 | 17 | 48.4 | 1
2 Diversification | 2030 | 17 | 48.6 | 1
2 Diversification | 2030 | 17 | 49.6 | 1
2 Diversification | 2030 | 17 | 50.3 | 1
2 Diversification | 2030 | 17 | 50.5 | 1
2 Diversification | 2030 | 17 | 50.9 | 1
2 Diversification | 2030 | 17 | 51.2 | 1
2 Diversification | 2030 | 17 | 51.4 | 1
2 Diversification | 2030 | 17 | 51.7 | 2
2 Diversification | 2030 | 17 | 51.9 | 1
2 Diversification | 2030 | 17 | 53.1 | 1
2 Diversification | 2030 | 17 | 53.5 | 1
2 Diversification | 2030 | 17 | 53.7 | 1
2 Diversification | 2030 | 17 | 53.9 | 1
2 Diversification | 2030 | 17 | 54.3 | 2
2 Diversification | 2030 | 17 | 54.7 | 1
2 Diversification | 2030 | 17 | 55 | 1
2 Diversification | 2030 | 17 | 55.6 | 1
2 Diversification | 2030 | 17 | 55.7 | 1
2 Diversification | 2030 | 17 | 58 | 1
2 Diversification | 2030 | 17 | 58.2 | 1
2 Diversification | 2030 | 17 | 58.5 | 1
2 Diversification | 2030 | 17 | 59.6 | 1
2 Diversification | 2030 | 17 | 60 | 1
2 Diversification | 2030 | 17 | 60.4 | 1
2 Diversification | 2030 | 17 | 61.7 | 1
2 Diversification | 2030 | 17 | 66.8 | 1
2 Diversification | 2030 | 17 | 67.8 | 2
2 Diversification | 2030 | 17 | 69.3 | 1
2 Diversification | 2030 | 17 | 70.5 | 1
2 Diversification | 2030 | 17 | 70.8 | 1
2 Diversification | 2030 | 17 | 73.3 | 1
2 Diversification | 2030 | 17 | 86.7 | 1
2 Diversification | 2030 | 17 | 89.8 | 1
2 Diversification | 2030 | 17 | 95.4 | 1
2 Diversification | 2030 | 17 | 102.6 | 1
2 Diversification | 2030 | 18 | -156.7 | 1
2 Diversification | 2030 | 18 | -138.8 | 1
2 Diversification | 2030 | 18 | -125.5 | 1
2 Diversification | 2030 | 18 | -115.9 | 1
2 Diversification | 2030 | 18 | -115.2 | 1
2 Diversification | 2030 | 18 | -114.4 | 1
2 Diversification | 2030 | 18 | -94.7 | 1
2 Diversification | 2030 | 18 | -92.2 | 1
2 Diversification | 2030 | 18 | -88 | 1
2 Diversification | 2030 | 18 | -82.3 | 2
2 Diversification | 2030 | 18 | -78 | 1
2 Diversification | 2030 | 18 | -73 | 1
2 Diversification | 2030 | 18 | -71.2 | 1
2 Diversification | 2030 | 18 | -70.3 | 1
2 Diversification | 2030 | 18 | -70.2 | 1
2 Diversification | 2030 | 18 | -68 | 1
2 Diversification | 2030 | 18 | -67.1 | 1
2 Diversification | 2030 | 18 | -67 | 1
2 Diversification | 2030 | 18 | -66.9 | 1
2 Diversification | 2030 | 18 | -63.6 | 1
2 Diversification | 2030 | 18 | -63.2 | 1
2 Diversification | 2030 | 18 | -62.2 | 1
2 Diversification | 2030 | 18 | -61.8 | 1
2 Diversification | 2030 | 18 | -61.2 | 1
2 Diversification | 2030 | 18 | -59.8 | 1
2 Diversification | 2030 | 18 | -59.5 | 1
2 Diversification | 2030 | 18 | -59.4 | 1
2 Diversification | 2030 | 18 | -59.2 | 1
2 Diversification | 2030 | 18 | -58.6 | 1
2 Diversification | 2030 | 18 | -56 | 1
2 Diversification | 2030 | 18 | -55.8 | 1
2 Diversification | 2030 | 18 | -55.7 | 1
2 Diversification | 2030 | 18 | -54 | 1
2 Diversification | 2030 | 18 | -52.2 | 1
2 Diversification | 2030 | 18 | -51.2 | 1
2 Diversification | 2030 | 18 | -51.1 | 2
2 Diversification | 2030 | 18 | -51 | 1
2 Diversification | 2030 | 18 | -49.2 | 1
2 Diversification | 2030 | 18 | -49.1 | 1
2 Diversification | 2030 | 18 | -48.8 | 2
2 Diversification | 2030 | 18 | -48.5 | 2
2 Diversification | 2030 | 18 | -47.4 | 1
2 Diversification | 2030 | 18 | -46.9 | 1
2 Diversification | 2030 | 18 | -46.8 | 1
2 Diversification | 2030 | 18 | -45.8 | 1
2 Diversification | 2030 | 18 | -45.7 | 1
2 Diversification | 2030 | 18 | -45.1 | 1
2 Diversification | 2030 | 18 | -43.9 | 1
2 Diversification | 2030 | 18 | -43.8 | 1
2 Diversification | 2030 | 18 | -43.7 | 1
2 Diversification | 2030 | 18 | -43.1 | 1
2 Diversification | 2030 | 18 | -42.7 | 1
2 Diversification | 2030 | 18 | -42.6 | 1
2 Diversification | 2030 | 18 | -42.1 | 1
2 Diversification | 2030 | 18 | -41.8 | 1
2 Diversification | 2030 | 18 | -41.7 | 1
2 Diversification | 2030 | 18 | -41 | 1
2 Diversification | 2030 | 18 | -40.7 | 2
2 Diversification | 2030 | 18 | -40.1 | 1
2 Diversification | 2030 | 18 | -40 | 1
2 Diversification | 2030 | 18 | -39.5 | 1
2 Diversification | 2030 | 18 | -38.9 | 1
2 Diversification | 2030 | 18 | -38.7 | 1
2 Diversification | 2030 | 18 | -38.5 | 1
2 Diversification | 2030 | 18 | -36.8 | 1
2 Diversification | 2030 | 18 | -36.2 | 1
2 Diversification | 2030 | 18 | -35.7 | 2
2 Diversification | 2030 | 18 | -35 | 2
2 Diversification | 2030 | 18 | -33.9 | 1
2 Diversification | 2030 | 18 | -33.5 | 1
2 Diversification | 2030 | 18 | -33.3 | 1
2 Diversification | 2030 | 18 | -33.2 | 1
2 Diversification | 2030 | 18 | -33 | 1
2 Diversification | 2030 | 18 | -32.6 | 1
2 Diversification | 2030 | 18 | -32.5 | 1
2 Diversification | 2030 | 18 | -31.9 | 2
2 Diversification | 2030 | 18 | -31.7 | 1
2 Diversification | 2030 | 18 | -31.3 | 1
2 Diversification | 2030 | 18 | -30.9 | 1
2 Diversification | 2030 | 18 | -30.2 | 1
2 Diversification | 2030 | 18 | -29.9 | 1
2 Diversification | 2030 | 18 | -28.9 | 1
2 Diversification | 2030 | 18 | -28.7 | 1
2 Diversification | 2030 | 18 | -28.6 | 1
2 Diversification | 2030 | 18 | -27.9 | 1
2 Diversification | 2030 | 18 | -27.7 | 1
2 Diversification | 2030 | 18 | -27.1 | 1
2 Diversification | 2030 | 18 | -26.4 | 1
2 Diversification | 2030 | 18 | -25.8 | 1
2 Diversification | 2030 | 18 | -25.2 | 1
2 Diversification | 2030 | 18 | -24.2 | 1
2 Diversification | 2030 | 18 | -24.1 | 1
2 Diversification | 2030 | 18 | -24 | 1
2 Diversification | 2030 | 18 | -22.3 | 1
2 Diversification | 2030 | 18 | -22.1 | 1
2 Diversification | 2030 | 18 | -21.3 | 1
2 Diversification | 2030 | 18 | -21.1 | 1
2 Diversification | 2030 | 18 | -20.6 | 1
2 Diversification | 2030 | 18 | -19.2 | 1
2 Diversification | 2030 | 18 | -18.4 | 1
2 Diversification | 2030 | 18 | -18 | 1
2 Diversification | 2030 | 18 | -17 | 1
2 Diversification | 2030 | 18 | -14.4 | 1
2 Diversification | 2030 | 18 | -12.4 | 1
2 Diversification | 2030 | 18 | -10.7 | 1
2 Diversification | 2030 | 18 | 13.9 | 1
2 Diversification | 2030 | 18 | 14.1 | 1
2 Diversification | 2030 | 18 | 18.5 | 1
2 Diversification | 2030 | 18 | 19.1 | 2
2 Diversification | 2030 | 18 | 20.2 | 1
2 Diversification | 2030 | 18 | 21.9 | 1
2 Diversification | 2030 | 18 | 22 | 1
2 Diversification | 2030 | 18 | 22.2 | 1
2 Diversification | 2030 | 18 | 22.6 | 1
2 Diversification | 2030 | 18 | 23.3 | 1
2 Diversification | 2030 | 18 | 23.8 | 1
2 Diversification | 2030 | 18 | 24.4 | 1
2 Diversification | 2030 | 18 | 25.3 | 1
2 Diversification | 2030 | 18 | 25.7 | 2
2 Diversification | 2030 | 18 | 25.8 | 1
2 Diversification | 2030 | 18 | 26.6 | 1
2 Diversification | 2030 | 18 | 26.7 | 1
2 Diversification | 2030 | 18 | 26.8 | 1
2 Diversification | 2030 | 18 | 27.4 | 1
2 Diversification | 2030 | 18 | 27.6 | 2
2 Diversification | 2030 | 18 | 27.8 | 1
2 Diversification | 2030 | 18 | 28.1 | 2
2 Diversification | 2030 | 18 | 28.2 | 1
2 Diversification | 2030 | 18 | 28.8 | 1
2 Diversification | 2030 | 18 | 28.9 | 1
2 Diversification | 2030 | 18 | 29.1 | 1
2 Diversification | 2030 | 18 | 29.3 | 1
2 Diversification | 2030 | 18 | 29.4 | 1
2 Diversification | 2030 | 18 | 29.5 | 1
2 Diversification | 2030 | 18 | 29.8 | 2
2 Diversification | 2030 | 18 | 29.9 | 1
2 Diversification | 2030 | 18 | 30.1 | 1
2 Diversification | 2030 | 18 | 30.5 | 3
2 Diversification | 2030 | 18 | 31.2 | 1
2 Diversification | 2030 | 18 | 31.3 | 1
2 Diversification | 2030 | 18 | 31.4 | 1
2 Diversification | 2030 | 18 | 32 | 1
2 Diversification | 2030 | 18 | 32.1 | 1
2 Diversification | 2030 | 18 | 32.6 | 2
2 Diversification | 2030 | 18 | 32.7 | 1
2 Diversification | 2030 | 18 | 33.2 | 1
2 Diversification | 2030 | 18 | 33.4 | 1
2 Diversification | 2030 | 18 | 34.5 | 2
2 Diversification | 2030 | 18 | 35 | 1
2 Diversification | 2030 | 18 | 35.3 | 1
2 Diversification | 2030 | 18 | 35.7 | 1
2 Diversification | 2030 | 18 | 36.1 | 1
2 Diversification | 2030 | 18 | 36.2 | 2
2 Diversification | 2030 | 18 | 36.7 | 1
2 Diversification | 2030 | 18 | 37.1 | 2
2 Diversification | 2030 | 18 | 37.4 | 1
2 Diversification | 2030 | 18 | 37.9 | 1
2 Diversification | 2030 | 18 | 38.8 | 1
2 Diversification | 2030 | 18 | 39 | 1
2 Diversification | 2030 | 18 | 39.4 | 2
2 Diversification | 2030 | 18 | 39.6 | 1
2 Diversification | 2030 | 18 | 40 | 1
2 Diversification | 2030 | 18 | 40.5 | 1
2 Diversification | 2030 | 18 | 41.7 | 1
2 Diversification | 2030 | 18 | 42.3 | 1
2 Diversification | 2030 | 18 | 42.7 | 1
2 Diversification | 2030 | 18 | 43.6 | 1
2 Diversification | 2030 | 18 | 44.1 | 1
2 Diversification | 2030 | 18 | 45.6 | 1
2 Diversification | 2030 | 18 | 46 | 1
2 Diversification | 2030 | 18 | 46.3 | 2
2 Diversification | 2030 | 18 | 47.1 | 1
2 Diversification | 2030 | 18 | 47.5 | 2
2 Diversification | 2030 | 18 | 47.6 | 1
2 Diversification | 2030 | 18 | 48 | 1
2 Diversification | 2030 | 18 | 49.2 | 1
2 Diversification | 2030 | 18 | 49.8 | 1
2 Diversification | 2030 | 18 | 51 | 1
2 Diversification | 2030 | 18 | 51.3 | 1
2 Diversification | 2030 | 18 | 52.7 | 1
2 Diversification | 2030 | 18 | 53.6 | 1
2 Diversification | 2030 | 18 | 53.7 | 1
2 Diversification | 2030 | 18 | 55.2 | 1
2 Diversification | 2030 | 18 | 55.8 | 1
2 Diversification | 2030 | 18 | 55.9 | 1
2 Diversification | 2030 | 18 | 56.6 | 1
2 Diversification | 2030 | 18 | 59.7 | 1
2 Diversification | 2030 | 18 | 60.2 | 1
2 Diversification | 2030 | 18 | 61.1 | 1
2 Diversification | 2030 | 18 | 61.2 | 1
2 Diversification | 2030 | 18 | 61.6 | 1
2 Diversification | 2030 | 18 | 64 | 1
2 Diversification | 2030 | 18 | 65.2 | 1
2 Diversification | 2030 | 18 | 67.7 | 1
2 Diversification | 2030 | 18 | 72.4 | 1
2 Diversification | 2030 | 18 | 74.3 | 1
2 Diversification | 2030 | 18 | 76.2 | 1
2 Diversification | 2030 | 18 | 78.9 | 1
2 Diversification | 2030 | 18 | 82 | 1
2 Diversification | 2030 | 18 | 82.2 | 1
2 Diversification | 2030 | 18 | 82.5 | 1
2 Diversification | 2030 | 18 | 88.9 | 1
2 Diversification | 2030 | 18 | 94.9 | 1
2 Diversification | 2030 | 18 | 97.6 | 1
2 Diversification | 2030 | 19 | -103.8 | 1
2 Diversification | 2030 | 19 | -91.8 | 1
2 Diversification | 2030 | 19 | -82.8 | 1
2 Diversification | 2030 | 19 | -72.2 | 2
2 Diversification | 2030 | 19 | -71.4 | 1
2 Diversification | 2030 | 19 | -69.9 | 1
2 Diversification | 2030 | 19 | -68.9 | 1
2 Diversification | 2030 | 19 | -68.4 | 1
2 Diversification | 2030 | 19 | -66.4 | 1
2 Diversification | 2030 | 19 | -60.6 | 1
2 Diversification | 2030 | 19 | -60.5 | 1
2 Diversification | 2030 | 19 | -60.2 | 1
2 Diversification | 2030 | 19 | -59.7 | 1
2 Diversification | 2030 | 19 | -57.5 | 1
2 Diversification | 2030 | 19 | -57.1 | 1
2 Diversification | 2030 | 19 | -56.9 | 1
2 Diversification | 2030 | 19 | -56.3 | 1
2 Diversification | 2030 | 19 | -56.2 | 1
2 Diversification | 2030 | 19 | -55.7 | 1
2 Diversification | 2030 | 19 | -55.2 | 1
2 Diversification | 2030 | 19 | -54.8 | 2
2 Diversification | 2030 | 19 | -54.6 | 2
2 Diversification | 2030 | 19 | -54.2 | 1
2 Diversification | 2030 | 19 | -54.1 | 1
2 Diversification | 2030 | 19 | -53.4 | 1
2 Diversification | 2030 | 19 | -53.3 | 1
2 Diversification | 2030 | 19 | -52.7 | 1
2 Diversification | 2030 | 19 | -52.6 | 1
2 Diversification | 2030 | 19 | -51.3 | 1
2 Diversification | 2030 | 19 | -49.1 | 1
2 Diversification | 2030 | 19 | -48.6 | 1
2 Diversification | 2030 | 19 | -48.1 | 1
2 Diversification | 2030 | 19 | -46.7 | 1
2 Diversification | 2030 | 19 | -46.6 | 1
2 Diversification | 2030 | 19 | -44.9 | 1
2 Diversification | 2030 | 19 | -43 | 1
2 Diversification | 2030 | 19 | -42.9 | 1
2 Diversification | 2030 | 19 | -42.7 | 1
2 Diversification | 2030 | 19 | -42.6 | 3
2 Diversification | 2030 | 19 | -42.2 | 1
2 Diversification | 2030 | 19 | -41.9 | 1
2 Diversification | 2030 | 19 | -41.8 | 1
2 Diversification | 2030 | 19 | -41.6 | 1
2 Diversification | 2030 | 19 | -41.1 | 1
2 Diversification | 2030 | 19 | -41 | 1
2 Diversification | 2030 | 19 | -40.6 | 1
2 Diversification | 2030 | 19 | -36.9 | 1
2 Diversification | 2030 | 19 | -35.9 | 1
2 Diversification | 2030 | 19 | -35.8 | 1
2 Diversification | 2030 | 19 | -35.5 | 1
2 Diversification | 2030 | 19 | -35.3 | 1
2 Diversification | 2030 | 19 | -35.1 | 1
2 Diversification | 2030 | 19 | -34.3 | 1
2 Diversification | 2030 | 19 | -34.1 | 1
2 Diversification | 2030 | 19 | -34 | 1
2 Diversification | 2030 | 19 | -33.2 | 1
2 Diversification | 2030 | 19 | -32.9 | 1
2 Diversification | 2030 | 19 | -32.6 | 1
2 Diversification | 2030 | 19 | -32.3 | 1
2 Diversification | 2030 | 19 | -32 | 1
2 Diversification | 2030 | 19 | -31.9 | 1
2 Diversification | 2030 | 19 | -30.8 | 1
2 Diversification | 2030 | 19 | -30.6 | 1
2 Diversification | 2030 | 19 | -29.9 | 1
2 Diversification | 2030 | 19 | -29.5 | 1
2 Diversification | 2030 | 19 | -29.4 | 1
2 Diversification | 2030 | 19 | -28.5 | 1
2 Diversification | 2030 | 19 | -28.1 | 2
2 Diversification | 2030 | 19 | -27.9 | 1
2 Diversification | 2030 | 19 | -27.8 | 1
2 Diversification | 2030 | 19 | -27.4 | 1
2 Diversification | 2030 | 19 | -27.1 | 1
2 Diversification | 2030 | 19 | -26 | 1
2 Diversification | 2030 | 19 | -25.4 | 1
2 Diversification | 2030 | 19 | -25.3 | 1
2 Diversification | 2030 | 19 | -23.9 | 1
2 Diversification | 2030 | 19 | -22.7 | 1
2 Diversification | 2030 | 19 | -22.1 | 1
2 Diversification | 2030 | 19 | -21.2 | 1
2 Diversification | 2030 | 19 | -20.2 | 1
2 Diversification | 2030 | 19 | -19.7 | 1
2 Diversification | 2030 | 19 | -15.9 | 1
2 Diversification | 2030 | 19 | -13.4 | 1
2 Diversification | 2030 | 19 | 13 | 1
2 Diversification | 2030 | 19 | 13.5 | 1
2 Diversification | 2030 | 19 | 18.3 | 1
2 Diversification | 2030 | 19 | 18.8 | 1
2 Diversification | 2030 | 19 | 20.6 | 1
2 Diversification | 2030 | 19 | 20.9 | 1
2 Diversification | 2030 | 19 | 23.3 | 1
2 Diversification | 2030 | 19 | 23.5 | 2
2 Diversification | 2030 | 19 | 25.9 | 1
2 Diversification | 2030 | 19 | 26.9 | 1
2 Diversification | 2030 | 19 | 28.4 | 1
2 Diversification | 2030 | 19 | 28.5 | 1
2 Diversification | 2030 | 19 | 28.7 | 1
2 Diversification | 2030 | 19 | 29.2 | 1
2 Diversification | 2030 | 19 | 29.3 | 1
2 Diversification | 2030 | 19 | 29.5 | 1
2 Diversification | 2030 | 19 | 29.9 | 1
2 Diversification | 2030 | 19 | 30.2 | 1
2 Diversification | 2030 | 19 | 30.6 | 1
2 Diversification | 2030 | 19 | 31 | 1
2 Diversification | 2030 | 19 | 31.7 | 1
2 Diversification | 2030 | 19 | 31.8 | 1
2 Diversification | 2030 | 19 | 32 | 1
2 Diversification | 2030 | 19 | 33.9 | 2
2 Diversification | 2030 | 19 | 34.4 | 1
2 Diversification | 2030 | 19 | 34.5 | 1
2 Diversification | 2030 | 19 | 34.9 | 1
2 Diversification | 2030 | 19 | 35.6 | 1
2 Diversification | 2030 | 19 | 35.9 | 1
2 Diversification | 2030 | 19 | 36.7 | 1
2 Diversification | 2030 | 19 | 36.9 | 1
2 Diversification | 2030 | 19 | 37.1 | 1
2 Diversification | 2030 | 19 | 37.2 | 1
2 Diversification | 2030 | 19 | 39.1 | 1
2 Diversification | 2030 | 19 | 39.2 | 1
2 Diversification | 2030 | 19 | 39.3 | 2
2 Diversification | 2030 | 19 | 41 | 1
2 Diversification | 2030 | 19 | 41.4 | 1
2 Diversification | 2030 | 19 | 42.3 | 1
2 Diversification | 2030 | 19 | 42.5 | 1
2 Diversification | 2030 | 19 | 42.9 | 1
2 Diversification | 2030 | 19 | 43.8 | 1
2 Diversification | 2030 | 19 | 44.7 | 1
2 Diversification | 2030 | 19 | 45.2 | 1
2 Diversification | 2030 | 19 | 46 | 1
2 Diversification | 2030 | 19 | 46.3 | 1
2 Diversification | 2030 | 19 | 46.7 | 1
2 Diversification | 2030 | 19 | 46.9 | 1
2 Diversification | 2030 | 19 | 47.1 | 1
2 Diversification | 2030 | 19 | 47.4 | 1
2 Diversification | 2030 | 19 | 47.5 | 1
2 Diversification | 2030 | 19 | 48.7 | 1
2 Diversification | 2030 | 19 | 50.3 | 1
2 Diversification | 2030 | 19 | 52.6 | 1
2 Diversification | 2030 | 19 | 52.8 | 1
2 Diversification | 2030 | 19 | 58.1 | 1
2 Diversification | 2030 | 19 | 58.7 | 1
2 Diversification | 2030 | 19 | 59.1 | 1
2 Diversification | 2030 | 19 | 59.6 | 1
2 Diversification | 2030 | 19 | 60.8 | 1
2 Diversification | 2030 | 19 | 63 | 1
2 Diversification | 2030 | 19 | 66.7 | 1
2 Diversification | 2030 | 19 | 66.8 | 1
2 Diversification | 2030 | 19 | 67.8 | 1
2 Diversification | 2030 | 19 | 67.9 | 1
2 Diversification | 2030 | 19 | 69.1 | 1
2 Diversification | 2030 | 19 | 70 | 1
2 Diversification | 2030 | 19 | 71.5 | 1
2 Diversification | 2030 | 19 | 73.2 | 1
2 Diversification | 2030 | 19 | 78.4 | 1
2 Diversification | 2030 | 19 | 80 | 1
2 Diversification | 2030 | 19 | 80.1 | 1
2 Diversification | 2030 | 19 | 80.6 | 1
2 Diversification | 2030 | 19 | 85.5 | 1
2 Diversification | 2030 | 20 | -114.1 | 1
2 Diversification | 2030 | 20 | -103.5 | 1
2 Diversification | 2030 | 20 | -95.1 | 1
2 Diversification | 2030 | 20 | -78.5 | 1
2 Diversification | 2030 | 20 | -77.8 | 1
2 Diversification | 2030 | 20 | -76.5 | 1
2 Diversification | 2030 | 20 | -71 | 1
2 Diversification | 2030 | 20 | -69.7 | 1
2 Diversification | 2030 | 20 | -69.2 | 1
2 Diversification | 2030 | 20 | -68.4 | 1
2 Diversification | 2030 | 20 | -66.9 | 1
2 Diversification | 2030 | 20 | -65.1 | 1
2 Diversification | 2030 | 20 | -63.3 | 1
2 Diversification | 2030 | 20 | -61.8 | 1
2 Diversification | 2030 | 20 | -61.6 | 1
2 Diversification | 2030 | 20 | -60.7 | 1
2 Diversification | 2030 | 20 | -57.7 | 2
2 Diversification | 2030 | 20 | -56.8 | 1
2 Diversification | 2030 | 20 | -56.1 | 1
2 Diversification | 2030 | 20 | -54.9 | 1
2 Diversification | 2030 | 20 | -54.7 | 1
2 Diversification | 2030 | 20 | -52.2 | 1
2 Diversification | 2030 | 20 | -52.1 | 1
2 Diversification | 2030 | 20 | -50 | 2
2 Diversification | 2030 | 20 | -49.9 | 1
2 Diversification | 2030 | 20 | -49.8 | 1
2 Diversification | 2030 | 20 | -49.7 | 2
2 Diversification | 2030 | 20 | -48.9 | 1
2 Diversification | 2030 | 20 | -47.8 | 1
2 Diversification | 2030 | 20 | -47.7 | 1
2 Diversification | 2030 | 20 | -47.6 | 1
2 Diversification | 2030 | 20 | -47.2 | 1
2 Diversification | 2030 | 20 | -46.8 | 1
2 Diversification | 2030 | 20 | -46.5 | 1
2 Diversification | 2030 | 20 | -46.3 | 1
2 Diversification | 2030 | 20 | -46.2 | 1
2 Diversification | 2030 | 20 | -45.5 | 1
2 Diversification | 2030 | 20 | -44.8 | 1
2 Diversification | 2030 | 20 | -44.5 | 1
2 Diversification | 2030 | 20 | -44.3 | 1
2 Diversification | 2030 | 20 | -43.7 | 1
2 Diversification | 2030 | 20 | -43.5 | 1
2 Diversification | 2030 | 20 | -42.6 | 1
2 Diversification | 2030 | 20 | -42.5 | 1
2 Diversification | 2030 | 20 | -42.4 | 1
2 Diversification | 2030 | 20 | -42.2 | 1
2 Diversification | 2030 | 20 | -40.5 | 1
2 Diversification | 2030 | 20 | -38 | 1
2 Diversification | 2030 | 20 | -37.6 | 1
2 Diversification | 2030 | 20 | -36.6 | 1
2 Diversification | 2030 | 20 | -35.1 | 1
2 Diversification | 2030 | 20 | -34 | 1
2 Diversification | 2030 | 20 | -33.8 | 1
2 Diversification | 2030 | 20 | -33.4 | 1
2 Diversification | 2030 | 20 | -32.6 | 1
2 Diversification | 2030 | 20 | -32.4 | 1
2 Diversification | 2030 | 20 | -32.2 | 1
2 Diversification | 2030 | 20 | -31.9 | 1
2 Diversification | 2030 | 20 | -31.7 | 1
2 Diversification | 2030 | 20 | -31.6 | 1
2 Diversification | 2030 | 20 | -30.1 | 1
2 Diversification | 2030 | 20 | -30 | 1
2 Diversification | 2030 | 20 | -29.9 | 1
2 Diversification | 2030 | 20 | -29.3 | 1
2 Diversification | 2030 | 20 | -28.4 | 1
2 Diversification | 2030 | 20 | -26.9 | 1
2 Diversification | 2030 | 20 | -26.8 | 1
2 Diversification | 2030 | 20 | -26.4 | 1
2 Diversification | 2030 | 20 | -25 | 1
2 Diversification | 2030 | 20 | -24.5 | 1
2 Diversification | 2030 | 20 | -22.4 | 1
2 Diversification | 2030 | 20 | -21.9 | 2
2 Diversification | 2030 | 20 | -21.5 | 1
2 Diversification | 2030 | 20 | -18.3 | 1
2 Diversification | 2030 | 20 | -15.4 | 1
2 Diversification | 2030 | 20 | 10.5 | 1
2 Diversification | 2030 | 20 | 12 | 1
2 Diversification | 2030 | 20 | 12.7 | 1
2 Diversification | 2030 | 20 | 13.6 | 1
2 Diversification | 2030 | 20 | 16.4 | 1
2 Diversification | 2030 | 20 | 21.9 | 2
2 Diversification | 2030 | 20 | 23 | 1
2 Diversification | 2030 | 20 | 24.9 | 1
2 Diversification | 2030 | 20 | 25 | 1
2 Diversification | 2030 | 20 | 26.4 | 2
2 Diversification | 2030 | 20 | 26.8 | 1
2 Diversification | 2030 | 20 | 28.6 | 1
2 Diversification | 2030 | 20 | 29.1 | 1
2 Diversification | 2030 | 20 | 29.5 | 1
2 Diversification | 2030 | 20 | 29.9 | 1
2 Diversification | 2030 | 20 | 30 | 1
2 Diversification | 2030 | 20 | 30.9 | 1
2 Diversification | 2030 | 20 | 31.2 | 1
2 Diversification | 2030 | 20 | 31.9 | 1
2 Diversification | 2030 | 20 | 32.9 | 1
2 Diversification | 2030 | 20 | 34.2 | 1
2 Diversification | 2030 | 20 | 34.3 | 1
2 Diversification | 2030 | 20 | 34.8 | 1
2 Diversification | 2030 | 20 | 35.1 | 2
2 Diversification | 2030 | 20 | 35.2 | 1
2 Diversification | 2030 | 20 | 35.3 | 1
2 Diversification | 2030 | 20 | 35.4 | 1
2 Diversification | 2030 | 20 | 35.7 | 1
2 Diversification | 2030 | 20 | 36.2 | 1
2 Diversification | 2030 | 20 | 36.6 | 2
2 Diversification | 2030 | 20 | 37.9 | 1
2 Diversification | 2030 | 20 | 39.6 | 1
2 Diversification | 2030 | 20 | 40.3 | 1
2 Diversification | 2030 | 20 | 40.7 | 1
2 Diversification | 2030 | 20 | 40.8 | 1
2 Diversification | 2030 | 20 | 40.9 | 1
2 Diversification | 2030 | 20 | 41.4 | 1
2 Diversification | 2030 | 20 | 41.7 | 1
2 Diversification | 2030 | 20 | 42 | 1
2 Diversification | 2030 | 20 | 42.4 | 1
2 Diversification | 2030 | 20 | 42.6 | 1
2 Diversification | 2030 | 20 | 42.7 | 1
2 Diversification | 2030 | 20 | 43.5 | 1
2 Diversification | 2030 | 20 | 43.7 | 1
2 Diversification | 2030 | 20 | 44.9 | 1
2 Diversification | 2030 | 20 | 48.2 | 1
2 Diversification | 2030 | 20 | 48.6 | 1
2 Diversification | 2030 | 20 | 50.2 | 1
2 Diversification | 2030 | 20 | 50.4 | 1
2 Diversification | 2030 | 20 | 50.7 | 1
2 Diversification | 2030 | 20 | 51 | 1
2 Diversification | 2030 | 20 | 54.8 | 1
2 Diversification | 2030 | 20 | 55.8 | 1
2 Diversification | 2030 | 20 | 56.1 | 1
2 Diversification | 2030 | 20 | 56.8 | 1
2 Diversification | 2030 | 20 | 57.3 | 1
2 Diversification | 2030 | 20 | 57.7 | 1
2 Diversification | 2030 | 20 | 60.1 | 1
2 Diversification | 2030 | 20 | 60.4 | 1
2 Diversification | 2030 | 20 | 61 | 2
2 Diversification | 2030 | 20 | 62.8 | 1
2 Diversification | 2030 | 20 | 64.5 | 1
2 Diversification | 2030 | 20 | 65.2 | 1
2 Diversification | 2030 | 20 | 71 | 1
2 Diversification | 2030 | 20 | 73.8 | 1
2 Diversification | 2030 | 20 | 75.4 | 1
2 Diversification | 2030 | 20 | 81.1 | 1
2 Diversification | 2030 | 20 | 82 | 1
2 Diversification | 2030 | 20 | 82.2 | 1
2 Diversification | 2030 | 20 | 87.5 | 1
2 Diversification | 2030 | 20 | 102.1 | 1
2 Diversification | 2030 | 20 | 130.8 | 1
2 Diversification | 2030 | 21 | -118.4 | 1
2 Diversification | 2030 | 21 | -102 | 1
2 Diversification | 2030 | 21 | -96 | 1
2 Diversification | 2030 | 21 | -83.8 | 1
2 Diversification | 2030 | 21 | -78.2 | 1
2 Diversification | 2030 | 21 | -74.9 | 1
2 Diversification | 2030 | 21 | -71.5 | 1
2 Diversification | 2030 | 21 | -70.3 | 1
2 Diversification | 2030 | 21 | -69.1 | 1
2 Diversification | 2030 | 21 | -68 | 1
2 Diversification | 2030 | 21 | -67.6 | 1
2 Diversification | 2030 | 21 | -61.1 | 1
2 Diversification | 2030 | 21 | -60.3 | 1
2 Diversification | 2030 | 21 | -58.9 | 1
2 Diversification | 2030 | 21 | -55.6 | 1
2 Diversification | 2030 | 21 | -52.7 | 1
2 Diversification | 2030 | 21 | -51.9 | 1
2 Diversification | 2030 | 21 | -51.5 | 1
2 Diversification | 2030 | 21 | -51.3 | 1
2 Diversification | 2030 | 21 | -50 | 1
2 Diversification | 2030 | 21 | -49.4 | 1
2 Diversification | 2030 | 21 | -48.4 | 1
2 Diversification | 2030 | 21 | -47.5 | 1
2 Diversification | 2030 | 21 | -45.9 | 1
2 Diversification | 2030 | 21 | -45.6 | 1
2 Diversification | 2030 | 21 | -45.5 | 1
2 Diversification | 2030 | 21 | -44.8 | 1
2 Diversification | 2030 | 21 | -44 | 1
2 Diversification | 2030 | 21 | -42.3 | 1
2 Diversification | 2030 | 21 | -42.2 | 1
2 Diversification | 2030 | 21 | -42 | 1
2 Diversification | 2030 | 21 | -41.9 | 1
2 Diversification | 2030 | 21 | -41.4 | 1
2 Diversification | 2030 | 21 | -41.1 | 1
2 Diversification | 2030 | 21 | -40.9 | 1
2 Diversification | 2030 | 21 | -40.8 | 1
2 Diversification | 2030 | 21 | -39.2 | 1
2 Diversification | 2030 | 21 | -39.1 | 1
2 Diversification | 2030 | 21 | -38.9 | 1
2 Diversification | 2030 | 21 | -38.8 | 1
2 Diversification | 2030 | 21 | -38.2 | 1
2 Diversification | 2030 | 21 | -36.2 | 1
2 Diversification | 2030 | 21 | -34.4 | 1
2 Diversification | 2030 | 21 | -33.8 | 1
2 Diversification | 2030 | 21 | -33.2 | 1
2 Diversification | 2030 | 21 | -32.1 | 1
2 Diversification | 2030 | 21 | -31.4 | 1
2 Diversification | 2030 | 21 | -31.3 | 1
2 Diversification | 2030 | 21 | -30.6 | 1
2 Diversification | 2030 | 21 | -30 | 1
2 Diversification | 2030 | 21 | -29.4 | 1
2 Diversification | 2030 | 21 | -28.9 | 1
2 Diversification | 2030 | 21 | -27.9 | 1
2 Diversification | 2030 | 21 | -27.6 | 1
2 Diversification | 2030 | 21 | -23.5 | 1
2 Diversification | 2030 | 21 | -23.4 | 1
2 Diversification | 2030 | 21 | -23.2 | 1
2 Diversification | 2030 | 21 | -22.5 | 1
2 Diversification | 2030 | 21 | -21.8 | 1
2 Diversification | 2030 | 21 | -19.5 | 1
2 Diversification | 2030 | 21 | -17.8 | 1
2 Diversification | 2030 | 21 | -15.9 | 1
2 Diversification | 2030 | 21 | -14.5 | 1
2 Diversification | 2030 | 21 | 14.4 | 1
2 Diversification | 2030 | 21 | 17.7 | 1
2 Diversification | 2030 | 21 | 18.3 | 1
2 Diversification | 2030 | 21 | 18.5 | 1
2 Diversification | 2030 | 21 | 19.3 | 1
2 Diversification | 2030 | 21 | 20.9 | 1
2 Diversification | 2030 | 21 | 21.7 | 1
2 Diversification | 2030 | 21 | 22.7 | 1
2 Diversification | 2030 | 21 | 23 | 1
2 Diversification | 2030 | 21 | 23.7 | 1
2 Diversification | 2030 | 21 | 24.1 | 1
2 Diversification | 2030 | 21 | 24.2 | 1
2 Diversification | 2030 | 21 | 24.4 | 1
2 Diversification | 2030 | 21 | 25.2 | 1
2 Diversification | 2030 | 21 | 25.5 | 1
2 Diversification | 2030 | 21 | 25.7 | 1
2 Diversification | 2030 | 21 | 27.7 | 1
2 Diversification | 2030 | 21 | 27.8 | 2
2 Diversification | 2030 | 21 | 28.2 | 1
2 Diversification | 2030 | 21 | 29.3 | 1
2 Diversification | 2030 | 21 | 30.9 | 1
2 Diversification | 2030 | 21 | 31.2 | 1
2 Diversification | 2030 | 21 | 32.4 | 2
2 Diversification | 2030 | 21 | 32.5 | 1
2 Diversification | 2030 | 21 | 34 | 1
2 Diversification | 2030 | 21 | 35.2 | 1
2 Diversification | 2030 | 21 | 36.1 | 1
2 Diversification | 2030 | 21 | 36.6 | 1
2 Diversification | 2030 | 21 | 37.2 | 1
2 Diversification | 2030 | 21 | 37.5 | 1
2 Diversification | 2030 | 21 | 37.7 | 1
2 Diversification | 2030 | 21 | 37.8 | 1
2 Diversification | 2030 | 21 | 38.7 | 1
2 Diversification | 2030 | 21 | 40.3 | 1
2 Diversification | 2030 | 21 | 41.5 | 1
2 Diversification | 2030 | 21 | 41.7 | 1
2 Diversification | 2030 | 21 | 42.1 | 1
2 Diversification | 2030 | 21 | 42.8 | 1
2 Diversification | 2030 | 21 | 43.1 | 1
2 Diversification | 2030 | 21 | 43.4 | 1
2 Diversification | 2030 | 21 | 44.2 | 1
2 Diversification | 2030 | 21 | 44.9 | 1
2 Diversification | 2030 | 21 | 45.4 | 1
2 Diversification | 2030 | 21 | 47.7 | 1
2 Diversification | 2030 | 21 | 48.9 | 1
2 Diversification | 2030 | 21 | 49.7 | 1
2 Diversification | 2030 | 21 | 49.8 | 1
2 Diversification | 2030 | 21 | 49.9 | 1
2 Diversification | 2030 | 21 | 52 | 1
2 Diversification | 2030 | 21 | 52.5 | 1
2 Diversification | 2030 | 21 | 56 | 1
2 Diversification | 2030 | 21 | 57.9 | 1
2 Diversification | 2030 | 21 | 58.9 | 1
2 Diversification | 2030 | 21 | 59 | 1
2 Diversification | 2030 | 21 | 59.2 | 1
2 Diversification | 2030 | 21 | 59.4 | 1
2 Diversification | 2030 | 21 | 60.1 | 1
2 Diversification | 2030 | 21 | 60.4 | 1
2 Diversification | 2030 | 21 | 62.9 | 1
2 Diversification | 2030 | 21 | 63.2 | 1
2 Diversification | 2030 | 21 | 64.2 | 1
2 Diversification | 2030 | 21 | 66.9 | 1
2 Diversification | 2030 | 21 | 67.3 | 1
2 Diversification | 2030 | 21 | 70.6 | 1
2 Diversification | 2030 | 21 | 71 | 1
2 Diversification | 2030 | 21 | 75.3 | 1
2 Diversification | 2030 | 21 | 91.2 | 1
2 Diversification | 2030 | 22 | -105.2 | 1
2 Diversification | 2030 | 22 | -95.1 | 1
2 Diversification | 2030 | 22 | -92.8 | 1
2 Diversification | 2030 | 22 | -92 | 1
2 Diversification | 2030 | 22 | -91.1 | 1
2 Diversification | 2030 | 22 | -85.4 | 1
2 Diversification | 2030 | 22 | -81.4 | 1
2 Diversification | 2030 | 22 | -79.4 | 1
2 Diversification | 2030 | 22 | -77.3 | 1
2 Diversification | 2030 | 22 | -70.2 | 2
2 Diversification | 2030 | 22 | -69.8 | 1
2 Diversification | 2030 | 22 | -66.6 | 1
2 Diversification | 2030 | 22 | -65.5 | 1
2 Diversification | 2030 | 22 | -64.4 | 1
2 Diversification | 2030 | 22 | -61.1 | 1
2 Diversification | 2030 | 22 | -60.9 | 1
2 Diversification | 2030 | 22 | -60.8 | 1
2 Diversification | 2030 | 22 | -58.9 | 1
2 Diversification | 2030 | 22 | -57.5 | 1
2 Diversification | 2030 | 22 | -55.2 | 1
2 Diversification | 2030 | 22 | -54.1 | 1
2 Diversification | 2030 | 22 | -52.1 | 1
2 Diversification | 2030 | 22 | -51.4 | 1
2 Diversification | 2030 | 22 | -50.9 | 1
2 Diversification | 2030 | 22 | -50.1 | 1
2 Diversification | 2030 | 22 | -49.4 | 1
2 Diversification | 2030 | 22 | -48.4 | 1
2 Diversification | 2030 | 22 | -48.2 | 1
2 Diversification | 2030 | 22 | -48 | 1
2 Diversification | 2030 | 22 | -47.1 | 1
2 Diversification | 2030 | 22 | -46.6 | 1
2 Diversification | 2030 | 22 | -46.4 | 1
2 Diversification | 2030 | 22 | -44.2 | 1
2 Diversification | 2030 | 22 | -44.1 | 1
2 Diversification | 2030 | 22 | -43.6 | 1
2 Diversification | 2030 | 22 | -43.5 | 1
2 Diversification | 2030 | 22 | -41.6 | 1
2 Diversification | 2030 | 22 | -39.6 | 1
2 Diversification | 2030 | 22 | -37.7 | 1
2 Diversification | 2030 | 22 | -36.2 | 1
2 Diversification | 2030 | 22 | -36 | 1
2 Diversification | 2030 | 22 | -35.6 | 1
2 Diversification | 2030 | 22 | -35.2 | 1
2 Diversification | 2030 | 22 | -34.7 | 1
2 Diversification | 2030 | 22 | -33.4 | 1
2 Diversification | 2030 | 22 | -33.3 | 1
2 Diversification | 2030 | 22 | -33.1 | 1
2 Diversification | 2030 | 22 | -32.2 | 1
2 Diversification | 2030 | 22 | -29.8 | 2
2 Diversification | 2030 | 22 | -29.1 | 1
2 Diversification | 2030 | 22 | -27.8 | 1
2 Diversification | 2030 | 22 | -27.5 | 1
2 Diversification | 2030 | 22 | -26.8 | 1
2 Diversification | 2030 | 22 | -26.5 | 1
2 Diversification | 2030 | 22 | -26.3 | 1
2 Diversification | 2030 | 22 | -25.6 | 1
2 Diversification | 2030 | 22 | -25.3 | 1
2 Diversification | 2030 | 22 | -24 | 1
2 Diversification | 2030 | 22 | -22.4 | 1
2 Diversification | 2030 | 22 | -19.2 | 1
2 Diversification | 2030 | 22 | -14.7 | 1
2 Diversification | 2030 | 22 | 13.5 | 1
2 Diversification | 2030 | 22 | 19.2 | 1
2 Diversification | 2030 | 22 | 19.9 | 1
2 Diversification | 2030 | 22 | 21.4 | 1
2 Diversification | 2030 | 22 | 21.5 | 1
2 Diversification | 2030 | 22 | 23.2 | 1
2 Diversification | 2030 | 22 | 27.9 | 2
2 Diversification | 2030 | 22 | 29 | 1
2 Diversification | 2030 | 22 | 29.6 | 1
2 Diversification | 2030 | 22 | 29.9 | 1
2 Diversification | 2030 | 22 | 32.3 | 1
2 Diversification | 2030 | 22 | 32.7 | 1
2 Diversification | 2030 | 22 | 32.9 | 1
2 Diversification | 2030 | 22 | 33.1 | 1
2 Diversification | 2030 | 22 | 33.4 | 1
2 Diversification | 2030 | 22 | 34.3 | 1
2 Diversification | 2030 | 22 | 35.2 | 1
2 Diversification | 2030 | 22 | 35.5 | 1
2 Diversification | 2030 | 22 | 35.6 | 1
2 Diversification | 2030 | 22 | 36.4 | 2
2 Diversification | 2030 | 22 | 38.1 | 1
2 Diversification | 2030 | 22 | 38.4 | 1
2 Diversification | 2030 | 22 | 38.5 | 1
2 Diversification | 2030 | 22 | 39.4 | 1
2 Diversification | 2030 | 22 | 39.5 | 1
2 Diversification | 2030 | 22 | 41.5 | 1
2 Diversification | 2030 | 22 | 41.9 | 1
2 Diversification | 2030 | 22 | 42 | 1
2 Diversification | 2030 | 22 | 42.9 | 1
2 Diversification | 2030 | 22 | 43.3 | 1
2 Diversification | 2030 | 22 | 44.3 | 1
2 Diversification | 2030 | 22 | 45.2 | 1
2 Diversification | 2030 | 22 | 48.3 | 1
2 Diversification | 2030 | 22 | 48.7 | 1
2 Diversification | 2030 | 22 | 50.1 | 1
2 Diversification | 2030 | 22 | 50.9 | 1
2 Diversification | 2030 | 22 | 51.4 | 1
2 Diversification | 2030 | 22 | 51.6 | 1
2 Diversification | 2030 | 22 | 54.3 | 1
2 Diversification | 2030 | 22 | 55.5 | 1
2 Diversification | 2030 | 22 | 58.2 | 1
2 Diversification | 2030 | 22 | 58.4 | 1
2 Diversification | 2030 | 22 | 58.6 | 1
2 Diversification | 2030 | 22 | 61.9 | 1
2 Diversification | 2030 | 22 | 62.6 | 1
2 Diversification | 2030 | 22 | 62.7 | 1
2 Diversification | 2030 | 22 | 63.3 | 1
2 Diversification | 2030 | 22 | 64.6 | 1
2 Diversification | 2030 | 22 | 65.2 | 1
2 Diversification | 2030 | 22 | 68.9 | 1
2 Diversification | 2030 | 22 | 70.4 | 1
2 Diversification | 2030 | 22 | 74.4 | 1
2 Diversification | 2030 | 22 | 76.8 | 1
2 Diversification | 2030 | 22 | 77.2 | 1
2 Diversification | 2030 | 22 | 97.2 | 1
2 Diversification | 2030 | 23 | -97 | 1
2 Diversification | 2030 | 23 | -79.2 | 1
2 Diversification | 2030 | 23 | -73.3 | 1
2 Diversification | 2030 | 23 | -71.5 | 1
2 Diversification | 2030 | 23 | -70.9 | 1
2 Diversification | 2030 | 23 | -68.7 | 1
2 Diversification | 2030 | 23 | -61.9 | 1
2 Diversification | 2030 | 23 | -59.3 | 1
2 Diversification | 2030 | 23 | -58.4 | 2
2 Diversification | 2030 | 23 | -54 | 1
2 Diversification | 2030 | 23 | -53.4 | 1
2 Diversification | 2030 | 23 | -52.6 | 1
2 Diversification | 2030 | 23 | -50.3 | 1
2 Diversification | 2030 | 23 | -49.2 | 1
2 Diversification | 2030 | 23 | -49.1 | 1
2 Diversification | 2030 | 23 | -47.6 | 1
2 Diversification | 2030 | 23 | -46.7 | 1
2 Diversification | 2030 | 23 | -44.8 | 1
2 Diversification | 2030 | 23 | -44.4 | 1
2 Diversification | 2030 | 23 | -44.2 | 1
2 Diversification | 2030 | 23 | -43.7 | 1
2 Diversification | 2030 | 23 | -43.5 | 1
2 Diversification | 2030 | 23 | -42.8 | 1
2 Diversification | 2030 | 23 | -42.5 | 1
2 Diversification | 2030 | 23 | -40.8 | 1
2 Diversification | 2030 | 23 | -40.2 | 1
2 Diversification | 2030 | 23 | -39.6 | 1
2 Diversification | 2030 | 23 | -39.1 | 1
2 Diversification | 2030 | 23 | -36.3 | 1
2 Diversification | 2030 | 23 | -34.4 | 1
2 Diversification | 2030 | 23 | -33.4 | 1
2 Diversification | 2030 | 23 | -32.6 | 1
2 Diversification | 2030 | 23 | -30 | 1
2 Diversification | 2030 | 23 | -29.1 | 1
2 Diversification | 2030 | 23 | -28.5 | 1
2 Diversification | 2030 | 23 | -27.2 | 1
2 Diversification | 2030 | 23 | -26.3 | 1
2 Diversification | 2030 | 23 | -23.2 | 1
2 Diversification | 2030 | 23 | -20.7 | 1
2 Diversification | 2030 | 23 | -20 | 2
2 Diversification | 2030 | 23 | -18.8 | 1
2 Diversification | 2030 | 23 | -17.9 | 1
2 Diversification | 2030 | 23 | 22.7 | 1
2 Diversification | 2030 | 23 | 24.4 | 1
2 Diversification | 2030 | 23 | 26.5 | 1
2 Diversification | 2030 | 23 | 26.8 | 1
2 Diversification | 2030 | 23 | 28.2 | 1
2 Diversification | 2030 | 23 | 29.2 | 1
2 Diversification | 2030 | 23 | 30.1 | 1
2 Diversification | 2030 | 23 | 30.8 | 1
2 Diversification | 2030 | 23 | 31.1 | 1
2 Diversification | 2030 | 23 | 32.5 | 1
2 Diversification | 2030 | 23 | 33.8 | 1
2 Diversification | 2030 | 23 | 33.9 | 1
2 Diversification | 2030 | 23 | 34.6 | 1
2 Diversification | 2030 | 23 | 34.7 | 1
2 Diversification | 2030 | 23 | 34.9 | 1
2 Diversification | 2030 | 23 | 36 | 1
2 Diversification | 2030 | 23 | 36.3 | 1
2 Diversification | 2030 | 23 | 37.5 | 1
2 Diversification | 2030 | 23 | 37.9 | 1
2 Diversification | 2030 | 23 | 38.3 | 1
2 Diversification | 2030 | 23 | 38.7 | 1
2 Diversification | 2030 | 23 | 39.8 | 1
2 Diversification | 2030 | 23 | 40 | 1
2 Diversification | 2030 | 23 | 40.8 | 1
2 Diversification | 2030 | 23 | 41.3 | 1
2 Diversification | 2030 | 23 | 41.6 | 1
2 Diversification | 2030 | 23 | 41.7 | 1
2 Diversification | 2030 | 23 | 41.8 | 1
2 Diversification | 2030 | 23 | 43.3 | 1
2 Diversification | 2030 | 23 | 43.8 | 1
2 Diversification | 2030 | 23 | 44.1 | 1
2 Diversification | 2030 | 23 | 44.3 | 1
2 Diversification | 2030 | 23 | 45.7 | 1
2 Diversification | 2030 | 23 | 46.8 | 2
2 Diversification | 2030 | 23 | 47 | 1
2 Diversification | 2030 | 23 | 47.2 | 1
2 Diversification | 2030 | 23 | 49.4 | 1
2 Diversification | 2030 | 23 | 50.3 | 1
2 Diversification | 2030 | 23 | 51 | 1
2 Diversification | 2030 | 23 | 51.4 | 1
2 Diversification | 2030 | 23 | 54.8 | 1
2 Diversification | 2030 | 23 | 56.2 | 1
2 Diversification | 2030 | 23 | 58.3 | 1
2 Diversification | 2030 | 23 | 60.4 | 1
2 Diversification | 2030 | 23 | 61.1 | 1
2 Diversification | 2030 | 23 | 61.6 | 1
2 Diversification | 2030 | 23 | 67.7 | 1
2 Diversification | 2030 | 23 | 71.4 | 1
2 Diversification | 2030 | 23 | 71.9 | 1
2 Diversification | 2030 | 23 | 81.4 | 1
2 Diversification | 2030 | 24 | -136.6 | 1
2 Diversification | 2030 | 24 | -127 | 1
2 Diversification | 2030 | 24 | -123.3 | 1
2 Diversification | 2030 | 24 | -119.2 | 1
2 Diversification | 2030 | 24 | -105.9 | 1
2 Diversification | 2030 | 24 | -94.5 | 1
2 Diversification | 2030 | 24 | -74.2 | 1
2 Diversification | 2030 | 24 | -73.1 | 1
2 Diversification | 2030 | 24 | -72.3 | 1
2 Diversification | 2030 | 24 | -66.2 | 1
2 Diversification | 2030 | 24 | -64.6 | 1
2 Diversification | 2030 | 24 | -59.6 | 1
2 Diversification | 2030 | 24 | -58.2 | 1
2 Diversification | 2030 | 24 | -57.3 | 1
2 Diversification | 2030 | 24 | -56.4 | 1
2 Diversification | 2030 | 24 | -56.3 | 1
2 Diversification | 2030 | 24 | -54.8 | 1
2 Diversification | 2030 | 24 | -54.4 | 1
2 Diversification | 2030 | 24 | -53.5 | 1
2 Diversification | 2030 | 24 | -51.9 | 1
2 Diversification | 2030 | 24 | -51.5 | 1
2 Diversification | 2030 | 24 | -50 | 1
2 Diversification | 2030 | 24 | -48 | 1
2 Diversification | 2030 | 24 | -47.6 | 1
2 Diversification | 2030 | 24 | -47.3 | 1
2 Diversification | 2030 | 24 | -45.9 | 1
2 Diversification | 2030 | 24 | -43.8 | 1
2 Diversification | 2030 | 24 | -43.1 | 1
2 Diversification | 2030 | 24 | -42 | 1
2 Diversification | 2030 | 24 | -41.7 | 1
2 Diversification | 2030 | 24 | -40.4 | 1
2 Diversification | 2030 | 24 | -39.7 | 2
2 Diversification | 2030 | 24 | -38.9 | 1
2 Diversification | 2030 | 24 | -38.6 | 1
2 Diversification | 2030 | 24 | -37.8 | 1
2 Diversification | 2030 | 24 | -36.8 | 1
2 Diversification | 2030 | 24 | -36.5 | 1
2 Diversification | 2030 | 24 | -36.1 | 1
2 Diversification | 2030 | 24 | -35 | 1
2 Diversification | 2030 | 24 | -34.6 | 1
2 Diversification | 2030 | 24 | -34.1 | 1
2 Diversification | 2030 | 24 | -32.5 | 1
2 Diversification | 2030 | 24 | -31.9 | 1
2 Diversification | 2030 | 24 | -31.1 | 1
2 Diversification | 2030 | 24 | -29.3 | 1
2 Diversification | 2030 | 24 | -28.5 | 1
2 Diversification | 2030 | 24 | -27.6 | 1
2 Diversification | 2030 | 24 | -26.1 | 1
2 Diversification | 2030 | 24 | -20.7 | 1
2 Diversification | 2030 | 24 | 15.4 | 1
2 Diversification | 2030 | 24 | 18.8 | 1
2 Diversification | 2030 | 24 | 25 | 1
2 Diversification | 2030 | 24 | 25.6 | 1
2 Diversification | 2030 | 24 | 25.7 | 1
2 Diversification | 2030 | 24 | 25.8 | 1
2 Diversification | 2030 | 24 | 26.3 | 1
2 Diversification | 2030 | 24 | 28.9 | 1
2 Diversification | 2030 | 24 | 33.5 | 2
2 Diversification | 2030 | 24 | 34.3 | 2
2 Diversification | 2030 | 24 | 34.6 | 1
2 Diversification | 2030 | 24 | 35.8 | 1
2 Diversification | 2030 | 24 | 36.4 | 1
2 Diversification | 2030 | 24 | 37 | 1
2 Diversification | 2030 | 24 | 37.4 | 1
2 Diversification | 2030 | 24 | 39.2 | 1
2 Diversification | 2030 | 24 | 42.2 | 1
2 Diversification | 2030 | 24 | 43.1 | 1
2 Diversification | 2030 | 24 | 45.5 | 1
2 Diversification | 2030 | 24 | 46 | 1
2 Diversification | 2030 | 24 | 48.1 | 1
2 Diversification | 2030 | 24 | 49.5 | 1
2 Diversification | 2030 | 24 | 49.8 | 1
2 Diversification | 2030 | 24 | 50.6 | 1
2 Diversification | 2030 | 24 | 51.8 | 1
2 Diversification | 2030 | 24 | 52.4 | 1
2 Diversification | 2030 | 24 | 53.3 | 1
2 Diversification | 2030 | 24 | 53.4 | 1
2 Diversification | 2030 | 24 | 54.6 | 1
2 Diversification | 2030 | 24 | 54.9 | 1
2 Diversification | 2030 | 24 | 55.2 | 1
2 Diversification | 2030 | 24 | 55.8 | 1
2 Diversification | 2030 | 24 | 57.6 | 1
2 Diversification | 2030 | 24 | 59.5 | 2
2 Diversification | 2030 | 24 | 64.6 | 1
2 Diversification | 2030 | 24 | 65.2 | 2
2 Diversification | 2030 | 24 | 65.4 | 1
2 Diversification | 2030 | 24 | 68.2 | 1
2 Diversification | 2030 | 24 | 68.6 | 1
2 Diversification | 2030 | 24 | 69 | 1
2 Diversification | 2030 | 24 | 69.6 | 1
2 Diversification | 2030 | 24 | 70 | 1
2 Diversification | 2030 | 24 | 71 | 1
2 Diversification | 2030 | 24 | 74.1 | 1
2 Diversification | 2030 | 24 | 77.7 | 1
2 Diversification | 2030 | 24 | 81.1 | 1
2 Diversification | 2030 | 24 | 85.9 | 1
2 Diversification | 2030 | 24 | 129.1 | 1
2 Diversification | 2030 | 25 | -94.1 | 1
2 Diversification | 2030 | 25 | -86.1 | 1
2 Diversification | 2030 | 25 | -84.3 | 1
2 Diversification | 2030 | 25 | -79.4 | 1
2 Diversification | 2030 | 25 | -78.9 | 1
2 Diversification | 2030 | 25 | -74.1 | 1
2 Diversification | 2030 | 25 | -73.6 | 1
2 Diversification | 2030 | 25 | -73 | 1
2 Diversification | 2030 | 25 | -72.4 | 1
2 Diversification | 2030 | 25 | -68.4 | 1
2 Diversification | 2030 | 25 | -68.1 | 1
2 Diversification | 2030 | 25 | -67.4 | 1
2 Diversification | 2030 | 25 | -65.7 | 1
2 Diversification | 2030 | 25 | -65.1 | 1
2 Diversification | 2030 | 25 | -58.5 | 1
2 Diversification | 2030 | 25 | -54.7 | 1
2 Diversification | 2030 | 25 | -54.6 | 1
2 Diversification | 2030 | 25 | -54.2 | 1
2 Diversification | 2030 | 25 | -53.2 | 1
2 Diversification | 2030 | 25 | -49.4 | 1
2 Diversification | 2030 | 25 | -48.2 | 1
2 Diversification | 2030 | 25 | -48 | 1
2 Diversification | 2030 | 25 | -47.5 | 1
2 Diversification | 2030 | 25 | -47.4 | 1
2 Diversification | 2030 | 25 | -46.9 | 1
2 Diversification | 2030 | 25 | -46.3 | 1
2 Diversification | 2030 | 25 | -42.1 | 1
2 Diversification | 2030 | 25 | -41.7 | 1
2 Diversification | 2030 | 25 | -40.9 | 1
2 Diversification | 2030 | 25 | -40.5 | 1
2 Diversification | 2030 | 25 | -40.4 | 1
2 Diversification | 2030 | 25 | -39.8 | 1
2 Diversification | 2030 | 25 | -39.1 | 1
2 Diversification | 2030 | 25 | -38.6 | 1
2 Diversification | 2030 | 25 | -37.4 | 2
2 Diversification | 2030 | 25 | -36.2 | 1
2 Diversification | 2030 | 25 | -35.4 | 2
2 Diversification | 2030 | 25 | -35 | 1
2 Diversification | 2030 | 25 | -34.9 | 1
2 Diversification | 2030 | 25 | -34.1 | 1
2 Diversification | 2030 | 25 | -33.9 | 1
2 Diversification | 2030 | 25 | -33 | 1
2 Diversification | 2030 | 25 | -31.3 | 1
2 Diversification | 2030 | 25 | -24.4 | 1
2 Diversification | 2030 | 25 | -19.2 | 1
2 Diversification | 2030 | 25 | -16.4 | 1
2 Diversification | 2030 | 25 | 12.6 | 1
2 Diversification | 2030 | 25 | 21.9 | 1
2 Diversification | 2030 | 25 | 23.3 | 1
2 Diversification | 2030 | 25 | 25.7 | 1
2 Diversification | 2030 | 25 | 26.8 | 1
2 Diversification | 2030 | 25 | 27.2 | 1
2 Diversification | 2030 | 25 | 28.2 | 1
2 Diversification | 2030 | 25 | 29.1 | 1
2 Diversification | 2030 | 25 | 30.3 | 1
2 Diversification | 2030 | 25 | 30.8 | 1
2 Diversification | 2030 | 25 | 31.1 | 1
2 Diversification | 2030 | 25 | 31.6 | 1
2 Diversification | 2030 | 25 | 32.2 | 1
2 Diversification | 2030 | 25 | 33 | 1
2 Diversification | 2030 | 25 | 33.1 | 1
2 Diversification | 2030 | 25 | 33.4 | 1
2 Diversification | 2030 | 25 | 36.1 | 1
2 Diversification | 2030 | 25 | 36.7 | 1
2 Diversification | 2030 | 25 | 37.1 | 1
2 Diversification | 2030 | 25 | 40.5 | 1
2 Diversification | 2030 | 25 | 41.8 | 1
2 Diversification | 2030 | 25 | 42.5 | 1
2 Diversification | 2030 | 25 | 43.5 | 1
2 Diversification | 2030 | 25 | 44.8 | 1
2 Diversification | 2030 | 25 | 45.4 | 1
2 Diversification | 2030 | 25 | 45.8 | 1
2 Diversification | 2030 | 25 | 45.9 | 1
2 Diversification | 2030 | 25 | 52.7 | 1
2 Diversification | 2030 | 25 | 53.4 | 1
2 Diversification | 2030 | 25 | 54.3 | 1
2 Diversification | 2030 | 25 | 54.5 | 1
2 Diversification | 2030 | 25 | 56.6 | 1
2 Diversification | 2030 | 25 | 56.9 | 1
2 Diversification | 2030 | 25 | 64.5 | 1
2 Diversification | 2030 | 25 | 65.4 | 1
2 Diversification | 2030 | 25 | 71.1 | 1
2 Diversification | 2030 | 25 | 75.5 | 1
2 Diversification | 2030 | 25 | 86.4 | 1
2 Diversification | 2030 | 25 | 94.2 | 1
2 Diversification | 2030 | 26 | -135.6 | 1
2 Diversification | 2030 | 26 | -112.4 | 1
2 Diversification | 2030 | 26 | -84.5 | 1
2 Diversification | 2030 | 26 | -81.6 | 1
2 Diversification | 2030 | 26 | -77.9 | 1
2 Diversification | 2030 | 26 | -73.7 | 1
2 Diversification | 2030 | 26 | -72.4 | 1
2 Diversification | 2030 | 26 | -71.2 | 1
2 Diversification | 2030 | 26 | -69.8 | 1
2 Diversification | 2030 | 26 | -67.9 | 1
2 Diversification | 2030 | 26 | -63 | 1
2 Diversification | 2030 | 26 | -60.7 | 1
2 Diversification | 2030 | 26 | -60.4 | 1
2 Diversification | 2030 | 26 | -56.4 | 1
2 Diversification | 2030 | 26 | -56.1 | 1
2 Diversification | 2030 | 26 | -55.9 | 1
2 Diversification | 2030 | 26 | -52.8 | 1
2 Diversification | 2030 | 26 | -49.9 | 1
2 Diversification | 2030 | 26 | -49.6 | 1
2 Diversification | 2030 | 26 | -48.8 | 1
2 Diversification | 2030 | 26 | -48.5 | 1
2 Diversification | 2030 | 26 | -47.6 | 1
2 Diversification | 2030 | 26 | -47 | 1
2 Diversification | 2030 | 26 | -46.5 | 1
2 Diversification | 2030 | 26 | -45 | 1
2 Diversification | 2030 | 26 | -39.6 | 1
2 Diversification | 2030 | 26 | -39.5 | 1
2 Diversification | 2030 | 26 | -37.3 | 1
2 Diversification | 2030 | 26 | -37.1 | 1
2 Diversification | 2030 | 26 | -36.1 | 1
2 Diversification | 2030 | 26 | -33.6 | 1
2 Diversification | 2030 | 26 | -29.8 | 1
2 Diversification | 2030 | 26 | -28.3 | 1
2 Diversification | 2030 | 26 | -27.6 | 1
2 Diversification | 2030 | 26 | -25.1 | 1
2 Diversification | 2030 | 26 | 19.8 | 1
2 Diversification | 2030 | 26 | 20.6 | 1
2 Diversification | 2030 | 26 | 23.7 | 1
2 Diversification | 2030 | 26 | 25.3 | 1
2 Diversification | 2030 | 26 | 27.4 | 1
2 Diversification | 2030 | 26 | 31.2 | 2
2 Diversification | 2030 | 26 | 32.1 | 1
2 Diversification | 2030 | 26 | 32.2 | 1
2 Diversification | 2030 | 26 | 33 | 1
2 Diversification | 2030 | 26 | 33.2 | 1
2 Diversification | 2030 | 26 | 34.7 | 1
2 Diversification | 2030 | 26 | 35.9 | 1
2 Diversification | 2030 | 26 | 39 | 1
2 Diversification | 2030 | 26 | 39.9 | 1
2 Diversification | 2030 | 26 | 43.9 | 1
2 Diversification | 2030 | 26 | 44.3 | 1
2 Diversification | 2030 | 26 | 45.2 | 1
2 Diversification | 2030 | 26 | 46 | 1
2 Diversification | 2030 | 26 | 46.6 | 1
2 Diversification | 2030 | 26 | 47.1 | 1
2 Diversification | 2030 | 26 | 47.3 | 1
2 Diversification | 2030 | 26 | 48.2 | 1
2 Diversification | 2030 | 26 | 48.5 | 1
2 Diversification | 2030 | 26 | 51.3 | 1
2 Diversification | 2030 | 26 | 54.3 | 1
2 Diversification | 2030 | 26 | 56.9 | 1
2 Diversification | 2030 | 26 | 58.2 | 1
2 Diversification | 2030 | 26 | 61.7 | 1
2 Diversification | 2030 | 26 | 62.7 | 1
2 Diversification | 2030 | 26 | 63 | 1
2 Diversification | 2030 | 26 | 66.8 | 1
2 Diversification | 2030 | 26 | 68.2 | 1
2 Diversification | 2030 | 26 | 74.1 | 1
2 Diversification | 2030 | 26 | 77.4 | 1
2 Diversification | 2030 | 26 | 83.8 | 1
2 Diversification | 2030 | 26 | 89.6 | 1
2 Diversification | 2030 | 26 | 90.5 | 1
2 Diversification | 2030 | 26 | 96.2 | 1
2 Diversification | 2030 | 27 | -91.3 | 1
2 Diversification | 2030 | 27 | -89.1 | 1
2 Diversification | 2030 | 27 | -88.6 | 1
2 Diversification | 2030 | 27 | -87.2 | 1
2 Diversification | 2030 | 27 | -80.7 | 1
2 Diversification | 2030 | 27 | -75.8 | 1
2 Diversification | 2030 | 27 | -75 | 1
2 Diversification | 2030 | 27 | -74.6 | 1
2 Diversification | 2030 | 27 | -74.2 | 1
2 Diversification | 2030 | 27 | -71.9 | 1
2 Diversification | 2030 | 27 | -69.9 | 1
2 Diversification | 2030 | 27 | -65.9 | 1
2 Diversification | 2030 | 27 | -64.6 | 1
2 Diversification | 2030 | 27 | -61.8 | 1
2 Diversification | 2030 | 27 | -57.4 | 1
2 Diversification | 2030 | 27 | -57.1 | 2
2 Diversification | 2030 | 27 | -56.4 | 1
2 Diversification | 2030 | 27 | -55.7 | 1
2 Diversification | 2030 | 27 | -52.1 | 1
2 Diversification | 2030 | 27 | -51.6 | 1
2 Diversification | 2030 | 27 | -50.9 | 1
2 Diversification | 2030 | 27 | -50.8 | 1
2 Diversification | 2030 | 27 | -50.3 | 1
2 Diversification | 2030 | 27 | -48.4 | 1
2 Diversification | 2030 | 27 | -47.7 | 1
2 Diversification | 2030 | 27 | -45.2 | 1
2 Diversification | 2030 | 27 | -44.4 | 1
2 Diversification | 2030 | 27 | -44.3 | 1
2 Diversification | 2030 | 27 | -43.8 | 1
2 Diversification | 2030 | 27 | -43.6 | 1
2 Diversification | 2030 | 27 | -42.9 | 1
2 Diversification | 2030 | 27 | -42.2 | 1
2 Diversification | 2030 | 27 | -41.9 | 2
2 Diversification | 2030 | 27 | -40.7 | 1
2 Diversification | 2030 | 27 | -40 | 1
2 Diversification | 2030 | 27 | -38.9 | 1
2 Diversification | 2030 | 27 | -38.8 | 1
2 Diversification | 2030 | 27 | -38.5 | 1
2 Diversification | 2030 | 27 | -38.3 | 1
2 Diversification | 2030 | 27 | -37.5 | 1
2 Diversification | 2030 | 27 | -37.3 | 1
2 Diversification | 2030 | 27 | -36 | 1
2 Diversification | 2030 | 27 | -34.3 | 1
2 Diversification | 2030 | 27 | -33.2 | 1
2 Diversification | 2030 | 27 | -31.5 | 1
2 Diversification | 2030 | 27 | -27 | 1
2 Diversification | 2030 | 27 | -26 | 1
2 Diversification | 2030 | 27 | -22.3 | 1
2 Diversification | 2030 | 27 | -17.9 | 1
2 Diversification | 2030 | 27 | 18.5 | 1
2 Diversification | 2030 | 27 | 22.5 | 1
2 Diversification | 2030 | 27 | 30.7 | 1
2 Diversification | 2030 | 27 | 31.6 | 1
2 Diversification | 2030 | 27 | 32 | 1
2 Diversification | 2030 | 27 | 32.8 | 1
2 Diversification | 2030 | 27 | 33.1 | 1
2 Diversification | 2030 | 27 | 33.7 | 1
2 Diversification | 2030 | 27 | 35.1 | 1
2 Diversification | 2030 | 27 | 36.2 | 1
2 Diversification | 2030 | 27 | 37.8 | 1
2 Diversification | 2030 | 27 | 43 | 1
2 Diversification | 2030 | 27 | 44.3 | 1
2 Diversification | 2030 | 27 | 44.9 | 1
2 Diversification | 2030 | 27 | 45.4 | 1
2 Diversification | 2030 | 27 | 48.7 | 1
2 Diversification | 2030 | 27 | 49.2 | 1
2 Diversification | 2030 | 27 | 49.8 | 1
2 Diversification | 2030 | 27 | 50.2 | 1
2 Diversification | 2030 | 27 | 51.5 | 1
2 Diversification | 2030 | 27 | 56.9 | 1
2 Diversification | 2030 | 27 | 58.2 | 1
2 Diversification | 2030 | 27 | 59.5 | 1
2 Diversification | 2030 | 27 | 60 | 1
2 Diversification | 2030 | 27 | 60.2 | 1
2 Diversification | 2030 | 27 | 61.3 | 1
2 Diversification | 2030 | 27 | 63.4 | 1
2 Diversification | 2030 | 27 | 64 | 1
2 Diversification | 2030 | 27 | 68.1 | 1
2 Diversification | 2030 | 27 | 68.6 | 1
2 Diversification | 2030 | 27 | 70.3 | 1
2 Diversification | 2030 | 27 | 74.5 | 1
2 Diversification | 2030 | 27 | 76.6 | 1
2 Diversification | 2030 | 27 | 80.2 | 1
2 Diversification | 2030 | 27 | 80.3 | 1
2 Diversification | 2030 | 27 | 99.6 | 1
2 Diversification | 2030 | 28 | -169.8 | 1
2 Diversification | 2030 | 28 | -96.9 | 1
2 Diversification | 2030 | 28 | -84.9 | 1
2 Diversification | 2030 | 28 | -76.4 | 1
2 Diversification | 2030 | 28 | -73.9 | 1
2 Diversification | 2030 | 28 | -73.6 | 1
2 Diversification | 2030 | 28 | -72.1 | 1
2 Diversification | 2030 | 28 | -68.7 | 1
2 Diversification | 2030 | 28 | -66.5 | 1
2 Diversification | 2030 | 28 | -58.4 | 1
2 Diversification | 2030 | 28 | -58.2 | 1
2 Diversification | 2030 | 28 | -57.2 | 1
2 Diversification | 2030 | 28 | -56.9 | 1
2 Diversification | 2030 | 28 | -54.2 | 1
2 Diversification | 2030 | 28 | -51.6 | 1
2 Diversification | 2030 | 28 | -48 | 1
2 Diversification | 2030 | 28 | -47.1 | 1
2 Diversification | 2030 | 28 | -46.9 | 1
2 Diversification | 2030 | 28 | -46.1 | 1
2 Diversification | 2030 | 28 | -44.8 | 1
2 Diversification | 2030 | 28 | -42.3 | 1
2 Diversification | 2030 | 28 | -39.9 | 1
2 Diversification | 2030 | 28 | -37.5 | 1
2 Diversification | 2030 | 28 | -36.2 | 2
2 Diversification | 2030 | 28 | -34.9 | 1
2 Diversification | 2030 | 28 | -33.5 | 1
2 Diversification | 2030 | 28 | -31.7 | 1
2 Diversification | 2030 | 28 | -30.4 | 1
2 Diversification | 2030 | 28 | -28.1 | 1
2 Diversification | 2030 | 28 | -25 | 1
2 Diversification | 2030 | 28 | 23.6 | 1
2 Diversification | 2030 | 28 | 24.5 | 1
2 Diversification | 2030 | 28 | 26 | 1
2 Diversification | 2030 | 28 | 29.4 | 1
2 Diversification | 2030 | 28 | 30 | 1
2 Diversification | 2030 | 28 | 32.8 | 1
2 Diversification | 2030 | 28 | 33.1 | 2
2 Diversification | 2030 | 28 | 34.1 | 1
2 Diversification | 2030 | 28 | 34.6 | 1
2 Diversification | 2030 | 28 | 35.5 | 1
2 Diversification | 2030 | 28 | 36.4 | 1
2 Diversification | 2030 | 28 | 36.9 | 1
2 Diversification | 2030 | 28 | 37.6 | 1
2 Diversification | 2030 | 28 | 38.6 | 1
2 Diversification | 2030 | 28 | 38.9 | 1
2 Diversification | 2030 | 28 | 41.9 | 1
2 Diversification | 2030 | 28 | 43.7 | 1
2 Diversification | 2030 | 28 | 53.8 | 1
2 Diversification | 2030 | 28 | 55 | 1
2 Diversification | 2030 | 28 | 59.8 | 1
2 Diversification | 2030 | 28 | 63.5 | 1
2 Diversification | 2030 | 28 | 64 | 1
2 Diversification | 2030 | 28 | 67.4 | 1
2 Diversification | 2030 | 28 | 69.3 | 1
2 Diversification | 2030 | 28 | 76.5 | 1
2 Diversification | 2030 | 28 | 80.1 | 1
2 Diversification | 2030 | 29 | -98.9 | 1
2 Diversification | 2030 | 29 | -95.6 | 1
2 Diversification | 2030 | 29 | -84 | 1
2 Diversification | 2030 | 29 | -77.9 | 1
2 Diversification | 2030 | 29 | -77.7 | 1
2 Diversification | 2030 | 29 | -76.2 | 1
2 Diversification | 2030 | 29 | -70.1 | 1
2 Diversification | 2030 | 29 | -69.1 | 1
2 Diversification | 2030 | 29 | -68.7 | 1
2 Diversification | 2030 | 29 | -67.9 | 1
2 Diversification | 2030 | 29 | -62.3 | 1
2 Diversification | 2030 | 29 | -59 | 1
2 Diversification | 2030 | 29 | -56 | 1
2 Diversification | 2030 | 29 | -52.2 | 1
2 Diversification | 2030 | 29 | -52 | 1
2 Diversification | 2030 | 29 | -51.7 | 1
2 Diversification | 2030 | 29 | -50.7 | 1
2 Diversification | 2030 | 29 | -50.1 | 1
2 Diversification | 2030 | 29 | -50 | 1
2 Diversification | 2030 | 29 | -42.1 | 1
2 Diversification | 2030 | 29 | -41.6 | 1
2 Diversification | 2030 | 29 | -40.8 | 1
2 Diversification | 2030 | 29 | -33.1 | 1
2 Diversification | 2030 | 29 | -33 | 1
2 Diversification | 2030 | 29 | -26.3 | 1
2 Diversification | 2030 | 29 | 17.3 | 1
2 Diversification | 2030 | 29 | 20.6 | 1
2 Diversification | 2030 | 29 | 26.8 | 1
2 Diversification | 2030 | 29 | 29.1 | 1
2 Diversification | 2030 | 29 | 29.7 | 1
2 Diversification | 2030 | 29 | 31.3 | 1
2 Diversification | 2030 | 29 | 33.5 | 1
2 Diversification | 2030 | 29 | 33.7 | 1
2 Diversification | 2030 | 29 | 34.9 | 1
2 Diversification | 2030 | 29 | 36.6 | 1
2 Diversification | 2030 | 29 | 36.8 | 1
2 Diversification | 2030 | 29 | 37.8 | 1
2 Diversification | 2030 | 29 | 38.4 | 1
2 Diversification | 2030 | 29 | 38.6 | 1
2 Diversification | 2030 | 29 | 38.7 | 1
2 Diversification | 2030 | 29 | 39.1 | 1
2 Diversification | 2030 | 29 | 40.6 | 1
2 Diversification | 2030 | 29 | 43.1 | 1
2 Diversification | 2030 | 29 | 44.7 | 1
2 Diversification | 2030 | 29 | 45.2 | 1
2 Diversification | 2030 | 29 | 46.1 | 1
2 Diversification | 2030 | 29 | 47.1 | 1
2 Diversification | 2030 | 29 | 52.7 | 1
2 Diversification | 2030 | 29 | 53 | 1
2 Diversification | 2030 | 29 | 53.5 | 1
2 Diversification | 2030 | 29 | 53.6 | 1
2 Diversification | 2030 | 29 | 54.3 | 1
2 Diversification | 2030 | 29 | 64.2 | 1
2 Diversification | 2030 | 29 | 67.6 | 1
2 Diversification | 2030 | 29 | 70.1 | 1
2 Diversification | 2030 | 29 | 72.1 | 1
2 Diversification | 2030 | 29 | 83.9 | 1
2 Diversification | 2030 | 29 | 102.8 | 1
2 Diversification | 2030 | 30 | -143.6 | 1
2 Diversification | 2030 | 30 | -137.7 | 1
2 Diversification | 2030 | 30 | -108.3 | 1
2 Diversification | 2030 | 30 | -107 | 1
2 Diversification | 2030 | 30 | -105.3 | 1
2 Diversification | 2030 | 30 | -96.6 | 1
2 Diversification | 2030 | 30 | -87 | 1
2 Diversification | 2030 | 30 | -84.6 | 1
2 Diversification | 2030 | 30 | -83.7 | 1
2 Diversification | 2030 | 30 | -74.2 | 1
2 Diversification | 2030 | 30 | -64.5 | 1
2 Diversification | 2030 | 30 | -63.8 | 1
2 Diversification | 2030 | 30 | -56.7 | 1
2 Diversification | 2030 | 30 | -52.9 | 1
2 Diversification | 2030 | 30 | -51.9 | 1
2 Diversification | 2030 | 30 | -50.1 | 1
2 Diversification | 2030 | 30 | -49.8 | 1
2 Diversification | 2030 | 30 | -49.5 | 1
2 Diversification | 2030 | 30 | -49.4 | 1
2 Diversification | 2030 | 30 | -43.3 | 1
2 Diversification | 2030 | 30 | -42.1 | 1
2 Diversification | 2030 | 30 | -40.5 | 1
2 Diversification | 2030 | 30 | -39.8 | 1
2 Diversification | 2030 | 30 | -39.5 | 1
2 Diversification | 2030 | 30 | -38.5 | 1
2 Diversification | 2030 | 30 | -38.2 | 1
2 Diversification | 2030 | 30 | -35 | 1
2 Diversification | 2030 | 30 | -34.9 | 1
2 Diversification | 2030 | 30 | -33.5 | 1
2 Diversification | 2030 | 30 | -28.9 | 1
2 Diversification | 2030 | 30 | -28.8 | 1
2 Diversification | 2030 | 30 | -21.6 | 1
2 Diversification | 2030 | 30 | 28.1 | 1
2 Diversification | 2030 | 30 | 29.7 | 1
2 Diversification | 2030 | 30 | 29.8 | 1
2 Diversification | 2030 | 30 | 30.9 | 1
2 Diversification | 2030 | 30 | 31.8 | 1
2 Diversification | 2030 | 30 | 36.6 | 1
2 Diversification | 2030 | 30 | 36.7 | 1
2 Diversification | 2030 | 30 | 37 | 1
2 Diversification | 2030 | 30 | 37.9 | 1
2 Diversification | 2030 | 30 | 40.6 | 1
2 Diversification | 2030 | 30 | 44 | 1
2 Diversification | 2030 | 30 | 46.8 | 1
2 Diversification | 2030 | 30 | 48.3 | 1
2 Diversification | 2030 | 30 | 49.2 | 1
2 Diversification | 2030 | 30 | 50.8 | 1
2 Diversification | 2030 | 30 | 52.2 | 1
2 Diversification | 2030 | 30 | 54 | 1
2 Diversification | 2030 | 30 | 54.3 | 1
2 Diversification | 2030 | 30 | 60.9 | 1
2 Diversification | 2030 | 30 | 64.5 | 1
2 Diversification | 2030 | 30 | 75.5 | 1
2 Diversification | 2030 | 30 | 76.3 | 1
2 Diversification | 2030 | 30 | 80.5 | 1
2 Diversification | 2030 | 30 | 82.9 | 1
2 Diversification | 2030 | 30 | 83.6 | 1
2 Diversification | 2030 | 30 | 86.2 | 1
2 Diversification | 2030 | 30 | 86.4 | 1
2 Diversification | 2030 | 30 | 97 | 1
2 Diversification | 2030 | 30 | 122 | 1
2 Diversification | 2030 | 30 | 122.3 | 1
2 Diversification | 2030 | 31 | -148.9 | 1
2 Diversification | 2030 | 31 | -108.2 | 1
2 Diversification | 2030 | 31 | -106.3 | 1
2 Diversification | 2030 | 31 | -73.8 | 1
2 Diversification | 2030 | 31 | -73.7 | 1
2 Diversification | 2030 | 31 | -70.6 | 1
2 Diversification | 2030 | 31 | -67.2 | 1
2 Diversification | 2030 | 31 | -64.6 | 1
2 Diversification | 2030 | 31 | -56.1 | 1
2 Diversification | 2030 | 31 | -54 | 1
2 Diversification | 2030 | 31 | -51.3 | 1
2 Diversification | 2030 | 31 | -50.7 | 2
2 Diversification | 2030 | 31 | -42.2 | 1
2 Diversification | 2030 | 31 | -40.3 | 1
2 Diversification | 2030 | 31 | -38.5 | 1
2 Diversification | 2030 | 31 | -37.6 | 2
2 Diversification | 2030 | 31 | -37.3 | 1
2 Diversification | 2030 | 31 | 21.6 | 1
2 Diversification | 2030 | 31 | 39.7 | 1
2 Diversification | 2030 | 31 | 40.9 | 1
2 Diversification | 2030 | 31 | 43 | 1
2 Diversification | 2030 | 31 | 43.6 | 1
2 Diversification | 2030 | 31 | 45.8 | 1
2 Diversification | 2030 | 31 | 50.1 | 1
2 Diversification | 2030 | 31 | 54.3 | 1
2 Diversification | 2030 | 31 | 54.9 | 1
2 Diversification | 2030 | 31 | 57.5 | 1
2 Diversification | 2030 | 31 | 57.7 | 1
2 Diversification | 2030 | 31 | 59.9 | 1
2 Diversification | 2030 | 31 | 62.6 | 1
2 Diversification | 2030 | 31 | 64.5 | 1
2 Diversification | 2030 | 31 | 66.6 | 1
2 Diversification | 2030 | 31 | 69.9 | 1
2 Diversification | 2030 | 31 | 84.9 | 1
2 Diversification | 2030 | 31 | 85.7 | 1
2 Diversification | 2030 | 31 | 123.3 | 1
2 Diversification | 2030 | 32 | -81 | 1
2 Diversification | 2030 | 32 | -80.5 | 1
2 Diversification | 2030 | 32 | -79.4 | 1
2 Diversification | 2030 | 32 | -78.9 | 1
2 Diversification | 2030 | 32 | -72 | 1
2 Diversification | 2030 | 32 | -71.7 | 1
2 Diversification | 2030 | 32 | -67.9 | 1
2 Diversification | 2030 | 32 | -64.4 | 1
2 Diversification | 2030 | 32 | -59.7 | 1
2 Diversification | 2030 | 32 | -53.5 | 1
2 Diversification | 2030 | 32 | -51.4 | 1
2 Diversification | 2030 | 32 | -50.7 | 1
2 Diversification | 2030 | 32 | -45.9 | 1
2 Diversification | 2030 | 32 | -37.2 | 1
2 Diversification | 2030 | 32 | -36.7 | 1
2 Diversification | 2030 | 32 | -35.3 | 1
2 Diversification | 2030 | 32 | -35 | 1
2 Diversification | 2030 | 32 | -33.9 | 1
2 Diversification | 2030 | 32 | -33.4 | 1
2 Diversification | 2030 | 32 | -30.6 | 1
2 Diversification | 2030 | 32 | -29.4 | 1
2 Diversification | 2030 | 32 | -27.9 | 1
2 Diversification | 2030 | 32 | -26.5 | 1
2 Diversification | 2030 | 32 | 26.2 | 1
2 Diversification | 2030 | 32 | 34.2 | 1
2 Diversification | 2030 | 32 | 36.3 | 1
2 Diversification | 2030 | 32 | 41.6 | 1
2 Diversification | 2030 | 32 | 43.9 | 1
2 Diversification | 2030 | 32 | 44 | 1
2 Diversification | 2030 | 32 | 44.5 | 1
2 Diversification | 2030 | 32 | 50.3 | 1
2 Diversification | 2030 | 32 | 52.1 | 1
2 Diversification | 2030 | 32 | 52.8 | 1
2 Diversification | 2030 | 32 | 58.6 | 1
2 Diversification | 2030 | 32 | 61.6 | 1
2 Diversification | 2030 | 32 | 67.3 | 1
2 Diversification | 2030 | 32 | 69.6 | 1
2 Diversification | 2030 | 32 | 70.9 | 1
2 Diversification | 2030 | 32 | 73.5 | 1
2 Diversification | 2030 | 32 | 81.2 | 1
2 Diversification | 2030 | 32 | 84.1 | 1
2 Diversification | 2030 | 32 | 84.2 | 1
2 Diversification | 2030 | 32 | 86.1 | 1
2 Diversification | 2030 | 32 | 100.5 | 1
2 Diversification | 2030 | 32 | 111.7 | 1
2 Diversification | 2030 | 33 | -156.7 | 1
2 Diversification | 2030 | 33 | -110.4 | 1
2 Diversification | 2030 | 33 | -89.8 | 1
2 Diversification | 2030 | 33 | -70.1 | 1
2 Diversification | 2030 | 33 | -69.1 | 1
2 Diversification | 2030 | 33 | -67.2 | 1
2 Diversification | 2030 | 33 | -66.9 | 1
2 Diversification | 2030 | 33 | -61.2 | 1
2 Diversification | 2030 | 33 | -60.2 | 1
2 Diversification | 2030 | 33 | -54.2 | 1
2 Diversification | 2030 | 33 | -52.2 | 1
2 Diversification | 2030 | 33 | -42.2 | 1
2 Diversification | 2030 | 33 | -40.9 | 1
2 Diversification | 2030 | 33 | -39.9 | 1
2 Diversification | 2030 | 33 | -32.7 | 1
2 Diversification | 2030 | 33 | 28.2 | 1
2 Diversification | 2030 | 33 | 29.3 | 1
2 Diversification | 2030 | 33 | 31.2 | 1
2 Diversification | 2030 | 33 | 34.9 | 1
2 Diversification | 2030 | 33 | 37.3 | 1
2 Diversification | 2030 | 33 | 38.8 | 1
2 Diversification | 2030 | 33 | 42.6 | 1
2 Diversification | 2030 | 33 | 42.7 | 1
2 Diversification | 2030 | 33 | 45.4 | 1
2 Diversification | 2030 | 33 | 46.2 | 1
2 Diversification | 2030 | 33 | 47.8 | 1
2 Diversification | 2030 | 33 | 49.5 | 1
2 Diversification | 2030 | 33 | 52.4 | 1
2 Diversification | 2030 | 33 | 56.7 | 1
2 Diversification | 2030 | 33 | 61.2 | 1
2 Diversification | 2030 | 33 | 61.3 | 1
2 Diversification | 2030 | 33 | 63.6 | 1
2 Diversification | 2030 | 33 | 67.7 | 1
2 Diversification | 2030 | 33 | 77.1 | 1
2 Diversification | 2030 | 33 | 90.1 | 1
2 Diversification | 2030 | 33 | 105.4 | 1
2 Diversification | 2030 | 33 | 105.9 | 1
2 Diversification | 2030 | 33 | 118.6 | 1
2 Diversification | 2030 | 34 | -132.7 | 1
2 Diversification | 2030 | 34 | -97.2 | 1
2 Diversification | 2030 | 34 | -87.3 | 1
2 Diversification | 2030 | 34 | -85.7 | 1
2 Diversification | 2030 | 34 | -66.3 | 1
2 Diversification | 2030 | 34 | -64.1 | 1
2 Diversification | 2030 | 34 | -59.9 | 1
2 Diversification | 2030 | 34 | -58.8 | 1
2 Diversification | 2030 | 34 | -56.7 | 1
2 Diversification | 2030 | 34 | -56.3 | 1
2 Diversification | 2030 | 34 | -53.1 | 1
2 Diversification | 2030 | 34 | -48.5 | 1
2 Diversification | 2030 | 34 | -38.8 | 1
2 Diversification | 2030 | 34 | -28.3 | 1
2 Diversification | 2030 | 34 | -26.1 | 1
2 Diversification | 2030 | 34 | 25.2 | 1
2 Diversification | 2030 | 34 | 29.5 | 2
2 Diversification | 2030 | 34 | 33.4 | 1
2 Diversification | 2030 | 34 | 33.5 | 1
2 Diversification | 2030 | 34 | 34.1 | 1
2 Diversification | 2030 | 34 | 34.5 | 1
2 Diversification | 2030 | 34 | 36.4 | 1
2 Diversification | 2030 | 34 | 42.1 | 1
2 Diversification | 2030 | 34 | 50.4 | 2
2 Diversification | 2030 | 34 | 51.9 | 1
2 Diversification | 2030 | 34 | 57.1 | 1
2 Diversification | 2030 | 34 | 65.9 | 1
2 Diversification | 2030 | 34 | 66.6 | 1
2 Diversification | 2030 | 34 | 75.6 | 1
2 Diversification | 2030 | 34 | 76.9 | 1
2 Diversification | 2030 | 34 | 94.5 | 1
2 Diversification | 2030 | 35 | -201 | 1
2 Diversification | 2030 | 35 | -98.9 | 1
2 Diversification | 2030 | 35 | -93.5 | 1
2 Diversification | 2030 | 35 | -90.7 | 1
2 Diversification | 2030 | 35 | -90.5 | 1
2 Diversification | 2030 | 35 | -88.4 | 1
2 Diversification | 2030 | 35 | -86.9 | 1
2 Diversification | 2030 | 35 | -70.4 | 1
2 Diversification | 2030 | 35 | -67.3 | 2
2 Diversification | 2030 | 35 | -65.2 | 1
2 Diversification | 2030 | 35 | -56.4 | 1
2 Diversification | 2030 | 35 | -55.3 | 1
2 Diversification | 2030 | 35 | -54.4 | 1
2 Diversification | 2030 | 35 | -53.7 | 1
2 Diversification | 2030 | 35 | -46.8 | 1
2 Diversification | 2030 | 35 | -40.2 | 1
2 Diversification | 2030 | 35 | 34.4 | 1
2 Diversification | 2030 | 35 | 35.2 | 1
2 Diversification | 2030 | 35 | 36.6 | 1
2 Diversification | 2030 | 35 | 40.4 | 1
2 Diversification | 2030 | 35 | 46 | 1
2 Diversification | 2030 | 35 | 48.3 | 1
2 Diversification | 2030 | 35 | 52.9 | 1
2 Diversification | 2030 | 35 | 54.2 | 1
2 Diversification | 2030 | 35 | 56.4 | 1
2 Diversification | 2030 | 35 | 60.1 | 1
2 Diversification | 2030 | 35 | 61.4 | 1
2 Diversification | 2030 | 35 | 69.2 | 1
2 Diversification | 2030 | 35 | 69.9 | 1
2 Diversification | 2030 | 35 | 77 | 1
2 Diversification | 2030 | 35 | 86.1 | 2
2 Diversification | 2030 | 35 | 106.4 | 1
2 Diversification | 2030 | 35 | 119.7 | 1
2 Diversification | 2030 | 35 | 129.1 | 1
2 Diversification | 2030 | 36 | -117.3 | 1
2 Diversification | 2030 | 36 | -112.1 | 1
2 Diversification | 2030 | 36 | -111.4 | 1
2 Diversification | 2030 | 36 | -97.8 | 1
2 Diversification | 2030 | 36 | -86.9 | 1
2 Diversification | 2030 | 36 | -80.3 | 1
2 Diversification | 2030 | 36 | -79.2 | 1
2 Diversification | 2030 | 36 | -74.4 | 1
2 Diversification | 2030 | 36 | -69.4 | 1
2 Diversification | 2030 | 36 | -57.3 | 1
2 Diversification | 2030 | 36 | -57.1 | 1
2 Diversification | 2030 | 36 | -52.4 | 1
2 Diversification | 2030 | 36 | -51.2 | 1
2 Diversification | 2030 | 36 | -50.9 | 1
2 Diversification | 2030 | 36 | -48.5 | 1
2 Diversification | 2030 | 36 | -46.7 | 1
2 Diversification | 2030 | 36 | -44.4 | 1
2 Diversification | 2030 | 36 | -38.9 | 1
2 Diversification | 2030 | 36 | -36.6 | 1
2 Diversification | 2030 | 36 | -31.7 | 1
2 Diversification | 2030 | 36 | -30.2 | 1
2 Diversification | 2030 | 36 | -26.5 | 1
2 Diversification | 2030 | 36 | 18.7 | 1
2 Diversification | 2030 | 36 | 26.8 | 1
2 Diversification | 2030 | 36 | 33 | 1
2 Diversification | 2030 | 36 | 34.8 | 1
2 Diversification | 2030 | 36 | 37.5 | 1
2 Diversification | 2030 | 36 | 38.6 | 1
2 Diversification | 2030 | 36 | 43.7 | 1
2 Diversification | 2030 | 36 | 44.6 | 1
2 Diversification | 2030 | 36 | 46.8 | 1
2 Diversification | 2030 | 36 | 49.6 | 1
2 Diversification | 2030 | 36 | 51.4 | 1
2 Diversification | 2030 | 36 | 52.8 | 1
2 Diversification | 2030 | 36 | 54.7 | 1
2 Diversification | 2030 | 36 | 59 | 1
2 Diversification | 2030 | 36 | 59.6 | 1
2 Diversification | 2030 | 36 | 60.2 | 1
2 Diversification | 2030 | 36 | 61.1 | 1
2 Diversification | 2030 | 36 | 65.4 | 1
2 Diversification | 2030 | 36 | 66.3 | 1
2 Diversification | 2030 | 36 | 66.5 | 1
2 Diversification | 2030 | 36 | 77.3 | 1
2 Diversification | 2030 | 36 | 82 | 1
2 Diversification | 2030 | 37 | -109.2 | 1
2 Diversification | 2030 | 37 | -106 | 1
2 Diversification | 2030 | 37 | -78.3 | 1
2 Diversification | 2030 | 37 | -74.3 | 1
2 Diversification | 2030 | 37 | -66.9 | 1
2 Diversification | 2030 | 37 | -64.3 | 1
2 Diversification | 2030 | 37 | -58.4 | 1
2 Diversification | 2030 | 37 | -40.6 | 1
2 Diversification | 2030 | 37 | -34.8 | 1
2 Diversification | 2030 | 37 | -26.6 | 1
2 Diversification | 2030 | 37 | 27.8 | 1
2 Diversification | 2030 | 37 | 36.2 | 1
2 Diversification | 2030 | 37 | 37.2 | 1
2 Diversification | 2030 | 37 | 37.9 | 1
2 Diversification | 2030 | 37 | 44.2 | 1
2 Diversification | 2030 | 37 | 45.9 | 1
2 Diversification | 2030 | 37 | 48.9 | 1
2 Diversification | 2030 | 37 | 55 | 1
2 Diversification | 2030 | 37 | 55.5 | 1
2 Diversification | 2030 | 37 | 60.5 | 1
2 Diversification | 2030 | 37 | 61.9 | 1
2 Diversification | 2030 | 37 | 66.4 | 1
2 Diversification | 2030 | 37 | 66.5 | 1
2 Diversification | 2030 | 37 | 68.4 | 1
2 Diversification | 2030 | 37 | 73 | 1
2 Diversification | 2030 | 37 | 74.3 | 1
2 Diversification | 2030 | 37 | 75 | 1
2 Diversification | 2030 | 37 | 77.6 | 1
2 Diversification | 2030 | 37 | 79.6 | 1
2 Diversification | 2030 | 37 | 81.6 | 1
2 Diversification | 2030 | 37 | 83 | 1
2 Diversification | 2030 | 37 | 105 | 1
2 Diversification | 2030 | 37 | 116.4 | 1
2 Diversification | 2030 | 38 | -166.9 | 1
2 Diversification | 2030 | 38 | -114.8 | 1
2 Diversification | 2030 | 38 | -107.7 | 1
2 Diversification | 2030 | 38 | -101.6 | 1
2 Diversification | 2030 | 38 | -99 | 1
2 Diversification | 2030 | 38 | -90.6 | 1
2 Diversification | 2030 | 38 | -89.5 | 1
2 Diversification | 2030 | 38 | -83.6 | 1
2 Diversification | 2030 | 38 | -81.8 | 1
2 Diversification | 2030 | 38 | -72.1 | 1
2 Diversification | 2030 | 38 | -70.7 | 1
2 Diversification | 2030 | 38 | -67.6 | 1
2 Diversification | 2030 | 38 | -63.5 | 1
2 Diversification | 2030 | 38 | -56.1 | 1
2 Diversification | 2030 | 38 | -48.6 | 1
2 Diversification | 2030 | 38 | -48.4 | 1
2 Diversification | 2030 | 38 | -45.9 | 1
2 Diversification | 2030 | 38 | -42.3 | 1
2 Diversification | 2030 | 38 | -42.1 | 1
2 Diversification | 2030 | 38 | -40.9 | 1
2 Diversification | 2030 | 38 | -40.6 | 1
2 Diversification | 2030 | 38 | -34 | 1
2 Diversification | 2030 | 38 | 41.3 | 1
2 Diversification | 2030 | 38 | 43 | 1
2 Diversification | 2030 | 38 | 46 | 1
2 Diversification | 2030 | 38 | 49.7 | 1
2 Diversification | 2030 | 38 | 54.1 | 1
2 Diversification | 2030 | 38 | 55.3 | 1
2 Diversification | 2030 | 38 | 59.3 | 1
2 Diversification | 2030 | 38 | 61.1 | 1
2 Diversification | 2030 | 38 | 61.7 | 1
2 Diversification | 2030 | 38 | 66.3 | 1
2 Diversification | 2030 | 38 | 70.6 | 1
2 Diversification | 2030 | 38 | 82.1 | 1
2 Diversification | 2030 | 38 | 82.9 | 1
2 Diversification | 2030 | 38 | 88.9 | 1
2 Diversification | 2030 | 38 | 89.8 | 1
2 Diversification | 2030 | 38 | 102.8 | 1
2 Diversification | 2030 | 38 | 105.2 | 1
2 Diversification | 2030 | 38 | 112 | 1
2 Diversification | 2030 | 38 | 113.1 | 1
2 Diversification | 2030 | 38 | 122.8 | 1
2 Diversification | 2030 | 39 | -147.3 | 1
2 Diversification | 2030 | 39 | -142.9 | 1
2 Diversification | 2030 | 39 | -107.1 | 1
2 Diversification | 2030 | 39 | -105.6 | 1
2 Diversification | 2030 | 39 | -101.8 | 1
2 Diversification | 2030 | 39 | -94.7 | 1
2 Diversification | 2030 | 39 | -62.4 | 1
2 Diversification | 2030 | 39 | -56.3 | 1
2 Diversification | 2030 | 39 | -55.4 | 1
2 Diversification | 2030 | 39 | -51.4 | 1
2 Diversification | 2030 | 39 | -49.9 | 1
2 Diversification | 2030 | 39 | -33.5 | 1
2 Diversification | 2030 | 39 | 28.7 | 1
2 Diversification | 2030 | 39 | 33.1 | 1
2 Diversification | 2030 | 39 | 33.7 | 1
2 Diversification | 2030 | 39 | 37.9 | 1
2 Diversification | 2030 | 39 | 39.1 | 1
2 Diversification | 2030 | 39 | 42.1 | 1
2 Diversification | 2030 | 39 | 44.9 | 1
2 Diversification | 2030 | 39 | 47.8 | 1
2 Diversification | 2030 | 39 | 59.4 | 1
2 Diversification | 2030 | 39 | 60.4 | 1
2 Diversification | 2030 | 39 | 61.4 | 1
2 Diversification | 2030 | 39 | 74 | 1
2 Diversification | 2030 | 39 | 75.9 | 1
2 Diversification | 2030 | 39 | 106 | 1
2 Diversification | 2030 | 39 | 135.8 | 1
2 Diversification | 2030 | 40 | -113.1 | 1
2 Diversification | 2030 | 40 | -87.7 | 1
2 Diversification | 2030 | 40 | -87.6 | 1
2 Diversification | 2030 | 40 | -79.6 | 1
2 Diversification | 2030 | 40 | -77.6 | 1
2 Diversification | 2030 | 40 | -75.7 | 1
2 Diversification | 2030 | 40 | -69 | 1
2 Diversification | 2030 | 40 | -68 | 1
2 Diversification | 2030 | 40 | -62.7 | 1
2 Diversification | 2030 | 40 | -61.3 | 1
2 Diversification | 2030 | 40 | -60 | 1
2 Diversification | 2030 | 40 | -57.8 | 1
2 Diversification | 2030 | 40 | -54.6 | 1
2 Diversification | 2030 | 40 | -41.5 | 1
2 Diversification | 2030 | 40 | -32.1 | 1
2 Diversification | 2030 | 40 | 38.2 | 1
2 Diversification | 2030 | 40 | 39.5 | 1
2 Diversification | 2030 | 40 | 44.3 | 1
2 Diversification | 2030 | 40 | 54.5 | 1
2 Diversification | 2030 | 40 | 56.2 | 1
2 Diversification | 2030 | 40 | 59 | 1
2 Diversification | 2030 | 40 | 61.9 | 1
2 Diversification | 2030 | 40 | 68.4 | 1
2 Diversification | 2030 | 40 | 76.9 | 1
2 Diversification | 2030 | 40 | 77.4 | 1
2 Diversification | 2030 | 40 | 79.6 | 1
2 Diversification | 2030 | 40 | 101.4 | 1
2 Diversification | 2030 | 41 | -121.2 | 1
2 Diversification | 2030 | 41 | -103.1 | 1
2 Diversification | 2030 | 41 | -99.9 | 1
2 Diversification | 2030 | 41 | -99 | 1
2 Diversification | 2030 | 41 | -95 | 1
2 Diversification | 2030 | 41 | -94.6 | 1
2 Diversification | 2030 | 41 | -83.3 | 1
2 Diversification | 2030 | 41 | -67 | 1
2 Diversification | 2030 | 41 | -65.9 | 1
2 Diversification | 2030 | 41 | -63.9 | 1
2 Diversification | 2030 | 41 | -59.5 | 1
2 Diversification | 2030 | 41 | -57.2 | 1
2 Diversification | 2030 | 41 | -56.2 | 1
2 Diversification | 2030 | 41 | -51.4 | 1
2 Diversification | 2030 | 41 | -40.3 | 1
2 Diversification | 2030 | 41 | -39.8 | 1
2 Diversification | 2030 | 41 | -39.5 | 1
2 Diversification | 2030 | 41 | -39.3 | 1
2 Diversification | 2030 | 41 | -35.2 | 1
2 Diversification | 2030 | 41 | 34.8 | 1
2 Diversification | 2030 | 41 | 35 | 1
2 Diversification | 2030 | 41 | 38 | 1
2 Diversification | 2030 | 41 | 41.5 | 1
2 Diversification | 2030 | 41 | 42.7 | 1
2 Diversification | 2030 | 41 | 47 | 1
2 Diversification | 2030 | 41 | 48.1 | 1
2 Diversification | 2030 | 41 | 51.6 | 1
2 Diversification | 2030 | 41 | 52 | 1
2 Diversification | 2030 | 41 | 57.2 | 1
2 Diversification | 2030 | 41 | 61.4 | 1
2 Diversification | 2030 | 41 | 61.9 | 1
2 Diversification | 2030 | 41 | 64.3 | 1
2 Diversification | 2030 | 41 | 68.7 | 1
2 Diversification | 2030 | 41 | 73 | 1
2 Diversification | 2030 | 41 | 74.8 | 2
2 Diversification | 2030 | 41 | 75.5 | 1
2 Diversification | 2030 | 41 | 76.6 | 1
2 Diversification | 2030 | 41 | 97.6 | 1
2 Diversification | 2030 | 41 | 115.1 | 1
2 Diversification | 2030 | 42 | -177.1 | 1
2 Diversification | 2030 | 42 | -96 | 1
2 Diversification | 2030 | 42 | -94.4 | 1
2 Diversification | 2030 | 42 | -93.2 | 1
2 Diversification | 2030 | 42 | -81.2 | 1
2 Diversification | 2030 | 42 | -70.7 | 1
2 Diversification | 2030 | 42 | -70.4 | 1
2 Diversification | 2030 | 42 | -67.7 | 1
2 Diversification | 2030 | 42 | -63.1 | 1
2 Diversification | 2030 | 42 | -61.9 | 1
2 Diversification | 2030 | 42 | -60.8 | 1
2 Diversification | 2030 | 42 | -59.8 | 1
2 Diversification | 2030 | 42 | -53.7 | 1
2 Diversification | 2030 | 42 | -50.8 | 1
2 Diversification | 2030 | 42 | -43.5 | 1
2 Diversification | 2030 | 42 | -43.3 | 1
2 Diversification | 2030 | 42 | -39.3 | 1
2 Diversification | 2030 | 42 | -37.2 | 1
2 Diversification | 2030 | 42 | -34.9 | 1
2 Diversification | 2030 | 42 | 17.8 | 1
2 Diversification | 2030 | 42 | 33 | 1
2 Diversification | 2030 | 42 | 43.3 | 1
2 Diversification | 2030 | 42 | 47 | 1
2 Diversification | 2030 | 42 | 55.6 | 1
2 Diversification | 2030 | 42 | 60.5 | 1
2 Diversification | 2030 | 42 | 67 | 1
2 Diversification | 2030 | 42 | 70.8 | 1
2 Diversification | 2030 | 42 | 75.1 | 1
2 Diversification | 2030 | 42 | 76.1 | 1
2 Diversification | 2030 | 42 | 90.1 | 1
2 Diversification | 2030 | 42 | 126.9 | 1
2 Diversification | 2030 | 42 | 133.8 | 1
2 Diversification | 2030 | 43 | -134.2 | 1
2 Diversification | 2030 | 43 | -122.8 | 1
2 Diversification | 2030 | 43 | -86.5 | 1
2 Diversification | 2030 | 43 | -77.9 | 1
2 Diversification | 2030 | 43 | -69 | 1
2 Diversification | 2030 | 43 | -59.7 | 1
2 Diversification | 2030 | 43 | -56.1 | 1
2 Diversification | 2030 | 43 | -46.9 | 1
2 Diversification | 2030 | 43 | -45.1 | 1
2 Diversification | 2030 | 43 | -41.6 | 1
2 Diversification | 2030 | 43 | -40.2 | 1
2 Diversification | 2030 | 43 | 27.7 | 1
2 Diversification | 2030 | 43 | 33.3 | 1
2 Diversification | 2030 | 43 | 45.2 | 1
2 Diversification | 2030 | 43 | 51.7 | 1
2 Diversification | 2030 | 43 | 53.5 | 1
2 Diversification | 2030 | 43 | 68.9 | 1
2 Diversification | 2030 | 43 | 81.1 | 1
2 Diversification | 2030 | 43 | 87 | 1
2 Diversification | 2030 | 43 | 109.3 | 1
2 Diversification | 2030 | 43 | 117.8 | 1
2 Diversification | 2030 | 43 | 120.9 | 1
2 Diversification | 2030 | 43 | 122.3 | 1
2 Diversification | 2030 | 44 | -121.1 | 1
2 Diversification | 2030 | 44 | -103 | 1
2 Diversification | 2030 | 44 | -90.6 | 1
2 Diversification | 2030 | 44 | -88 | 1
2 Diversification | 2030 | 44 | -83.6 | 1
2 Diversification | 2030 | 44 | -70.6 | 1
2 Diversification | 2030 | 44 | -65.9 | 1
2 Diversification | 2030 | 44 | -60.8 | 1
2 Diversification | 2030 | 44 | -56.6 | 1
2 Diversification | 2030 | 44 | -56.3 | 1
2 Diversification | 2030 | 44 | -48.6 | 1
2 Diversification | 2030 | 44 | -47.7 | 1
2 Diversification | 2030 | 44 | -44.7 | 1
2 Diversification | 2030 | 44 | -41.1 | 1
2 Diversification | 2030 | 44 | -34.3 | 1
2 Diversification | 2030 | 44 | -29.3 | 1
2 Diversification | 2030 | 44 | 29.1 | 1
2 Diversification | 2030 | 44 | 39 | 1
2 Diversification | 2030 | 44 | 43.4 | 1
2 Diversification | 2030 | 44 | 43.7 | 1
2 Diversification | 2030 | 44 | 45.8 | 1
2 Diversification | 2030 | 44 | 48 | 1
2 Diversification | 2030 | 44 | 67.6 | 1
2 Diversification | 2030 | 44 | 70 | 1
2 Diversification | 2030 | 44 | 79.3 | 1
2 Diversification | 2030 | 44 | 81 | 1
2 Diversification | 2030 | 44 | 87.6 | 1
2 Diversification | 2030 | 44 | 145.3 | 1
2 Diversification | 2030 | 45 | -149.9 | 1
2 Diversification | 2030 | 45 | -111.1 | 1
2 Diversification | 2030 | 45 | -74.3 | 1
2 Diversification | 2030 | 45 | -67.7 | 1
2 Diversification | 2030 | 45 | -58.4 | 1
2 Diversification | 2030 | 45 | -52.7 | 1
2 Diversification | 2030 | 45 | -51.3 | 1
2 Diversification | 2030 | 45 | 18.4 | 1
2 Diversification | 2030 | 45 | 37 | 1
2 Diversification | 2030 | 45 | 44.4 | 1
2 Diversification | 2030 | 45 | 44.5 | 1
2 Diversification | 2030 | 45 | 48.4 | 1
2 Diversification | 2030 | 45 | 54.1 | 1
2 Diversification | 2030 | 45 | 72.1 | 1
2 Diversification | 2030 | 45 | 73.4 | 1
2 Diversification | 2030 | 45 | 75.1 | 1
2 Diversification | 2030 | 45 | 76.8 | 1
2 Diversification | 2030 | 45 | 78.6 | 1
2 Diversification | 2030 | 45 | 89.7 | 1
2 Diversification | 2030 | 45 | 94.8 | 1
2 Diversification | 2030 | 45 | 108.1 | 1
2 Diversification | 2030 | 45 | 109.6 | 1
2 Diversification | 2030 | 45 | 138.7 | 1
2 Diversification | 2030 | 46 | -106.2 | 1
2 Diversification | 2030 | 46 | -100.9 | 1
2 Diversification | 2030 | 46 | -88.2 | 1
2 Diversification | 2030 | 46 | -74.8 | 1
2 Diversification | 2030 | 46 | -64.3 | 1
2 Diversification | 2030 | 46 | -55.1 | 1
2 Diversification | 2030 | 46 | -45.3 | 1
2 Diversification | 2030 | 46 | -42.3 | 1
2 Diversification | 2030 | 46 | -38 | 1
2 Diversification | 2030 | 46 | 32.4 | 1
2 Diversification | 2030 | 46 | 40.4 | 1
2 Diversification | 2030 | 46 | 45.7 | 1
2 Diversification | 2030 | 46 | 46.2 | 1
2 Diversification | 2030 | 46 | 66 | 1
2 Diversification | 2030 | 46 | 74.3 | 1
2 Diversification | 2030 | 46 | 83.6 | 1
2 Diversification | 2030 | 46 | 92.1 | 1
2 Diversification | 2030 | 46 | 95.6 | 1
2 Diversification | 2030 | 46 | 113.3 | 1
2 Diversification | 2030 | 46 | 122.6 | 1
2 Diversification | 2030 | 47 | -149.3 | 1
2 Diversification | 2030 | 47 | -123.6 | 1
2 Diversification | 2030 | 47 | -99.5 | 1
2 Diversification | 2030 | 47 | -91.3 | 1
2 Diversification | 2030 | 47 | -83.6 | 1
2 Diversification | 2030 | 47 | -81.5 | 1
2 Diversification | 2030 | 47 | -44 | 2
2 Diversification | 2030 | 47 | -43.6 | 1
2 Diversification | 2030 | 47 | 33.8 | 1
2 Diversification | 2030 | 47 | 46.4 | 1
2 Diversification | 2030 | 47 | 46.9 | 1
2 Diversification | 2030 | 47 | 49.3 | 1
2 Diversification | 2030 | 47 | 53.6 | 1
2 Diversification | 2030 | 47 | 53.9 | 1
2 Diversification | 2030 | 47 | 59.6 | 1
2 Diversification | 2030 | 47 | 60.4 | 1
2 Diversification | 2030 | 47 | 63.5 | 1
2 Diversification | 2030 | 47 | 89.9 | 1
2 Diversification | 2030 | 47 | 95.6 | 1
2 Diversification | 2030 | 47 | 99.4 | 1
2 Diversification | 2030 | 47 | 118.4 | 1
2 Diversification | 2030 | 48 | -120.8 | 1
2 Diversification | 2030 | 48 | -108.2 | 1
2 Diversification | 2030 | 48 | -97.4 | 1
2 Diversification | 2030 | 48 | -82.9 | 1
2 Diversification | 2030 | 48 | -81.9 | 1
2 Diversification | 2030 | 48 | -76.4 | 1
2 Diversification | 2030 | 48 | -63.9 | 1
2 Diversification | 2030 | 48 | -61.1 | 1
2 Diversification | 2030 | 48 | -54.9 | 1
2 Diversification | 2030 | 48 | -54.2 | 1
2 Diversification | 2030 | 48 | -40.9 | 1
2 Diversification | 2030 | 48 | -27.1 | 1
2 Diversification | 2030 | 48 | 33.4 | 1
2 Diversification | 2030 | 48 | 48.1 | 1
2 Diversification | 2030 | 48 | 48.2 | 1
2 Diversification | 2030 | 48 | 51 | 1
2 Diversification | 2030 | 48 | 88 | 1
2 Diversification | 2030 | 48 | 89.7 | 1
2 Diversification | 2030 | 48 | 134.9 | 1
2 Diversification | 2030 | 49 | -152.2 | 1
2 Diversification | 2030 | 49 | -137.6 | 1
2 Diversification | 2030 | 49 | -135.8 | 1
2 Diversification | 2030 | 49 | -125.3 | 1
2 Diversification | 2030 | 49 | -112.2 | 1
2 Diversification | 2030 | 49 | -85.9 | 1
2 Diversification | 2030 | 49 | -76.7 | 1
2 Diversification | 2030 | 49 | -69.6 | 2
2 Diversification | 2030 | 49 | -66.6 | 1
2 Diversification | 2030 | 49 | -58 | 1
2 Diversification | 2030 | 49 | -43.3 | 1
2 Diversification | 2030 | 49 | -40.9 | 1
2 Diversification | 2030 | 49 | 38.2 | 1
2 Diversification | 2030 | 49 | 41 | 1
2 Diversification | 2030 | 49 | 45 | 1
2 Diversification | 2030 | 49 | 47.8 | 1
2 Diversification | 2030 | 49 | 50.2 | 1
2 Diversification | 2030 | 49 | 58.4 | 1
2 Diversification | 2030 | 49 | 58.6 | 1
2 Diversification | 2030 | 49 | 59.7 | 1
2 Diversification | 2030 | 49 | 59.8 | 1
2 Diversification | 2030 | 49 | 66.8 | 1
2 Diversification | 2030 | 49 | 74.4 | 1
2 Diversification | 2030 | 49 | 79.5 | 1
2 Diversification | 2030 | 49 | 80.8 | 1
2 Diversification | 2030 | 49 | 92.2 | 1
2 Diversification | 2030 | 50 | -149.7 | 1
2 Diversification | 2030 | 50 | -128.4 | 1
2 Diversification | 2030 | 50 | -114.5 | 1
2 Diversification | 2030 | 50 | -102.1 | 1
2 Diversification | 2030 | 50 | -99.6 | 1
2 Diversification | 2030 | 50 | -83.7 | 1
2 Diversification | 2030 | 50 | -80.2 | 1
2 Diversification | 2030 | 50 | -67.6 | 1
2 Diversification | 2030 | 50 | -66.9 | 1
2 Diversification | 2030 | 50 | -62.2 | 1
2 Diversification | 2030 | 50 | -43.7 | 1
2 Diversification | 2030 | 50 | 33.5 | 1
2 Diversification | 2030 | 50 | 46.2 | 1
2 Diversification | 2030 | 50 | 53.1 | 1
2 Diversification | 2030 | 50 | 60.4 | 1
2 Diversification | 2030 | 50 | 64.3 | 1
2 Diversification | 2030 | 50 | 150.5 | 1
2 Diversification | 2030 | 51 | -101.8 | 1
2 Diversification | 2030 | 51 | -86.5 | 1
2 Diversification | 2030 | 51 | -75.2 | 1
2 Diversification | 2030 | 51 | -47.2 | 1
2 Diversification | 2030 | 51 | 52.2 | 1
2 Diversification | 2030 | 51 | 72.7 | 1
2 Diversification | 2030 | 51 | 76.8 | 1
2 Diversification | 2030 | 51 | 81.1 | 1
2 Diversification | 2030 | 51 | 81.8 | 1
2 Diversification | 2030 | 51 | 127.6 | 1
2 Diversification | 2030 | 52 | -94.4 | 1
2 Diversification | 2030 | 52 | -93.1 | 1
2 Diversification | 2030 | 52 | -91.9 | 1
2 Diversification | 2030 | 52 | -77 | 1
2 Diversification | 2030 | 52 | -74.9 | 1
2 Diversification | 2030 | 52 | -74.1 | 1
2 Diversification | 2030 | 52 | -71 | 1
2 Diversification | 2030 | 52 | -43.6 | 1
2 Diversification | 2030 | 52 | 59.8 | 1
2 Diversification | 2030 | 52 | 72.7 | 1
2 Diversification | 2030 | 52 | 74.1 | 1
2 Diversification | 2030 | 52 | 77.2 | 1
2 Diversification | 2030 | 52 | 78.1 | 1
2 Diversification | 2030 | 52 | 83.5 | 1
2 Diversification | 2030 | 52 | 96.1 | 1
2 Diversification | 2030 | 52 | 107.9 | 1
2 Diversification | 2030 | 52 | 109.8 | 1
2 Diversification | 2030 | 52 | 141.5 | 1
2 Diversification | 2030 | 53 | -150.2 | 1
2 Diversification | 2030 | 53 | -119.9 | 1
2 Diversification | 2030 | 53 | -116.2 | 1
2 Diversification | 2030 | 53 | -112.1 | 1
2 Diversification | 2030 | 53 | -107.4 | 1
2 Diversification | 2030 | 53 | -104.6 | 1
2 Diversification | 2030 | 53 | -102.7 | 1
2 Diversification | 2030 | 53 | -96.6 | 1
2 Diversification | 2030 | 53 | -90.7 | 1
2 Diversification | 2030 | 53 | -86.7 | 1
2 Diversification | 2030 | 53 | -86 | 1
2 Diversification | 2030 | 53 | -75.6 | 1
2 Diversification | 2030 | 53 | -58.2 | 1
2 Diversification | 2030 | 53 | -54.7 | 1
2 Diversification | 2030 | 53 | 45 | 1
2 Diversification | 2030 | 53 | 48.8 | 1
2 Diversification | 2030 | 53 | 50.1 | 1
2 Diversification | 2030 | 53 | 94.2 | 1
2 Diversification | 2030 | 53 | 144.9 | 1
2 Diversification | 2030 | 54 | -141.1 | 1
2 Diversification | 2030 | 54 | -83.8 | 1
2 Diversification | 2030 | 54 | -65.3 | 1
2 Diversification | 2030 | 54 | -63.2 | 1
2 Diversification | 2030 | 54 | -57.7 | 1
2 Diversification | 2030 | 54 | -44 | 1
2 Diversification | 2030 | 54 | 42 | 1
2 Diversification | 2030 | 54 | 64.1 | 1
2 Diversification | 2030 | 54 | 80.5 | 1
2 Diversification | 2030 | 54 | 87.9 | 1
2 Diversification | 2030 | 54 | 89.2 | 1
2 Diversification | 2030 | 55 | -135.1 | 1
2 Diversification | 2030 | 55 | -88.3 | 1
2 Diversification | 2030 | 55 | -82.4 | 1
2 Diversification | 2030 | 55 | -81.8 | 1
2 Diversification | 2030 | 55 | -73.3 | 1
2 Diversification | 2030 | 55 | -70.1 | 1
2 Diversification | 2030 | 55 | -54.3 | 1
2 Diversification | 2030 | 55 | -48 | 1
2 Diversification | 2030 | 55 | -44.8 | 1
2 Diversification | 2030 | 55 | 36.5 | 1
2 Diversification | 2030 | 55 | 57.8 | 1
2 Diversification | 2030 | 55 | 70.6 | 1
2 Diversification | 2030 | 55 | 108.8 | 1
2 Diversification | 2030 | 55 | 140.4 | 1
2 Diversification | 2030 | 55 | 204.1 | 1
2 Diversification | 2030 | 56 | -152.7 | 1
2 Diversification | 2030 | 56 | -111 | 1
2 Diversification | 2030 | 56 | -91.1 | 1
2 Diversification | 2030 | 56 | -77.8 | 1
2 Diversification | 2030 | 56 | -61.2 | 1
2 Diversification | 2030 | 56 | -41.1 | 1
2 Diversification | 2030 | 56 | 77.2 | 1
2 Diversification | 2030 | 56 | 81.8 | 1
2 Diversification | 2030 | 56 | 126.1 | 1
2 Diversification | 2030 | 56 | 133.6 | 1
2 Diversification | 2030 | 57 | -99 | 1
2 Diversification | 2030 | 57 | -87.3 | 1
2 Diversification | 2030 | 57 | -75.8 | 1
2 Diversification | 2030 | 57 | -74.1 | 1
2 Diversification | 2030 | 57 | -68.8 | 1
2 Diversification | 2030 | 57 | 32.3 | 1
2 Diversification | 2030 | 57 | 46.7 | 1
2 Diversification | 2030 | 57 | 57.9 | 1
2 Diversification | 2030 | 58 | -60.3 | 1
2 Diversification | 2030 | 58 | 71 | 1
2 Diversification | 2030 | 58 | 73.9 | 1
2 Diversification | 2030 | 58 | 102 | 1
2 Diversification | 2030 | 59 | -138.7 | 1
2 Diversification | 2030 | 59 | -117.1 | 1
2 Diversification | 2030 | 59 | -103.4 | 1
2 Diversification | 2030 | 59 | -103 | 1
2 Diversification | 2030 | 59 | -102.6 | 1
2 Diversification | 2030 | 59 | -100.1 | 1
2 Diversification | 2030 | 59 | -93.4 | 1
2 Diversification | 2030 | 59 | -56.5 | 1
2 Diversification | 2030 | 59 | -53.2 | 1
2 Diversification | 2030 | 59 | -50.9 | 1
2 Diversification | 2030 | 59 | 35.5 | 1
2 Diversification | 2030 | 59 | 42.2 | 1
2 Diversification | 2030 | 59 | 65 | 1
2 Diversification | 2030 | 59 | 73.3 | 1
2 Diversification | 2030 | 59 | 87 | 1
2 Diversification | 2030 | 60 | -88.1 | 1
2 Diversification | 2030 | 60 | 30.3 | 1
2 Diversification | 2030 | 60 | 56.1 | 1
2 Diversification | 2030 | 61 | -135.4 | 1
2 Diversification | 2030 | 61 | -113.3 | 1
2 Diversification | 2030 | 61 | -104.2 | 1
2 Diversification | 2030 | 61 | -74 | 1
2 Diversification | 2030 | 61 | -55.3 | 1
2 Diversification | 2030 | 61 | 88.4 | 1
2 Diversification | 2030 | 61 | 98.6 | 1
2 Diversification | 2030 | 62 | -108.6 | 1
2 Diversification | 2030 | 62 | -74.9 | 1
2 Diversification | 2030 | 62 | -61.2 | 1
2 Diversification | 2030 | 63 | -155.7 | 1
2 Diversification | 2030 | 63 | -67 | 1
2 Diversification | 2030 | 63 | 66.5 | 1
2 Diversification | 2030 | 63 | 71.2 | 1
2 Diversification | 2030 | 63 | 89.9 | 1
2 Diversification | 2030 | 63 | 103.1 | 1
2 Diversification | 2030 | 64 | -156 | 1
2 Diversification | 2030 | 64 | -116.3 | 1
2 Diversification | 2030 | 64 | -58.4 | 1
2 Diversification | 2030 | 65 | -77.5 | 1
2 Diversification | 2030 | 65 | -72.6 | 1
2 Diversification | 2030 | 65 | -64.1 | 1
2 Diversification | 2030 | 66 | -98.3 | 1
2 Diversification | 2030 | 66 | 62.8 | 1
2 Diversification | 2030 | 66 | 76.9 | 1
2 Diversification | 2030 | 66 | 81.8 | 1
2 Diversification | 2030 | 66 | 93.3 | 1
2 Diversification | 2030 | 66 | 102.3 | 1
2 Diversification | 2030 | 67 | -97.8 | 1
2 Diversification | 2030 | 67 | -60.7 | 1
2 Diversification | 2030 | 68 | -101.6 | 1
2 Diversification | 2030 | 68 | -99.7 | 1
2 Diversification | 2030 | 68 | -98 | 1
2 Diversification | 2030 | 68 | -83.4 | 1
2 Diversification | 2030 | 68 | -61.9 | 1
2 Diversification | 2030 | 68 | 91.7 | 1
2 Diversification | 2030 | 69 | -41.8 | 1
2 Diversification | 2030 | 70 | -101.2 | 1
2 Diversification | 2030 | 70 | -57.2 | 1
2 Diversification | 2030 | 71 | -88.8 | 1
2 Diversification | 2030 | 71 | 67 | 1
2 Diversification | 2030 | 72 | 53.4 | 1
2 Diversification | 2030 | 73 | -127.1 | 1
2 Diversification | 2030 | 73 | -48 | 1
2 Diversification | 2030 | 74 | -154.3 | 1
2 Diversification | 2030 | 74 | -92.1 | 1
2 Diversification | 2030 | 74 | 42.5 | 1
2 Diversification | 2030 | 74 | 70.2 | 1
2 Diversification | 2030 | 74 | 75.8 | 1
2 Diversification | 2030 | 76 | -139 | 1
2 Diversification | 2030 | 76 | -69.5 | 1
2 Diversification | 2030 | 76 | 84.8 | 1
2 Diversification | 2030 | 77 | 52.7 | 1
2 Diversification | 2030 | 79 | -87.3 | 1
2 Diversification | 2030 | 80 | -82.5 | 1
2 Diversification | 2030 | 80 | -67.3 | 1
2 Diversification | 2030 | 81 | 86 | 1
2 Diversification | 2030 | 81 | 87.3 | 1
2 Diversification | 2030 | 82 | -229.7 | 1
2 Diversification | 2030 | 82 | 46.4 | 1
2 Diversification | 2030 | 83 | -85.4 | 1
2 Diversification | 2030 | 83 | -65.5 | 1
2 Diversification | 2030 | 83 | -58.4 | 1
2 Diversification | 2030 | 85 | -103.2 | 1
2 Diversification | 2030 | 85 | -70.9 | 1
2 Diversification | 2030 | 85 | -56.5 | 1
2 Diversification | 2030 | 88 | 67.4 | 1
2 Diversification | 2030 | 88 | 98.7 | 1
2 Diversification | 2030 | 89 | 87.1 | 1
2 Diversification | 2030 | 99 | -81.1 | 1
2 Diversification | 2030 | 99 | 84.4 | 1
2 Diversification | 2030 | 105 | -109.9 | 1
2 Diversification | 2030 | 106 | -80.4 | 1
2 Diversification | 2030 | 107 | -84.9 | 1
2 Diversification | 2030 | 107 | 61.8 | 1
2 Diversification | 2030 | 111 | -102.6 | 1
2 Diversification | 2030 | 111 | -78 | 1
2 Diversification | 2030 | 118 | -105.6 | 1
2 Diversification | 2030 | 120 | -77.8 | 1
2 Diversification | 2030 | 120 | -73.2 | 1
2 Diversification | 2030 | 126 | -89.9 | 1
2 Diversification | 2030 | 131 | 78.3 | 1
3 Revenue Sufficiency | 2021 | 1 | -396.3 | 1
3 Revenue Sufficiency | 2021 | 1 | -337.6 | 1
3 Revenue Sufficiency | 2021 | 1 | -137.2 | 1
3 Revenue Sufficiency | 2021 | 1 | -128.5 | 1
3 Revenue Sufficiency | 2021 | 1 | -87.9 | 1
3 Revenue Sufficiency | 2021 | 1 | -75.4 | 1
3 Revenue Sufficiency | 2021 | 1 | -74.8 | 1
3 Revenue Sufficiency | 2021 | 1 | -71.3 | 1
3 Revenue Sufficiency | 2021 | 1 | -67.9 | 1
3 Revenue Sufficiency | 2021 | 1 | -67.4 | 1
3 Revenue Sufficiency | 2021 | 1 | -67.3 | 1
3 Revenue Sufficiency | 2021 | 1 | -66.3 | 1
3 Revenue Sufficiency | 2021 | 1 | -64.7 | 1
3 Revenue Sufficiency | 2021 | 1 | -64.4 | 1
3 Revenue Sufficiency | 2021 | 1 | -63.7 | 1
3 Revenue Sufficiency | 2021 | 1 | -62.9 | 1
3 Revenue Sufficiency | 2021 | 1 | -62.8 | 2
3 Revenue Sufficiency | 2021 | 1 | -62.7 | 2
3 Revenue Sufficiency | 2021 | 1 | -61.3 | 1
3 Revenue Sufficiency | 2021 | 1 | -61.2 | 1
3 Revenue Sufficiency | 2021 | 1 | -60.7 | 1
3 Revenue Sufficiency | 2021 | 1 | -60.5 | 1
3 Revenue Sufficiency | 2021 | 1 | -60 | 1
3 Revenue Sufficiency | 2021 | 1 | -59.9 | 1
3 Revenue Sufficiency | 2021 | 1 | -59.5 | 1
3 Revenue Sufficiency | 2021 | 1 | -59.2 | 1
3 Revenue Sufficiency | 2021 | 1 | -59 | 1
3 Revenue Sufficiency | 2021 | 1 | -58.8 | 1
3 Revenue Sufficiency | 2021 | 1 | -58.6 | 1
3 Revenue Sufficiency | 2021 | 1 | -58.3 | 1
3 Revenue Sufficiency | 2021 | 1 | -57.5 | 1
3 Revenue Sufficiency | 2021 | 1 | -57.3 | 3
3 Revenue Sufficiency | 2021 | 1 | -57.1 | 2
3 Revenue Sufficiency | 2021 | 1 | -56.8 | 1
3 Revenue Sufficiency | 2021 | 1 | -56.3 | 1
3 Revenue Sufficiency | 2021 | 1 | -56 | 1
3 Revenue Sufficiency | 2021 | 1 | -55.7 | 1
3 Revenue Sufficiency | 2021 | 1 | -55.6 | 1
3 Revenue Sufficiency | 2021 | 1 | -55 | 1
3 Revenue Sufficiency | 2021 | 1 | -54.9 | 1
3 Revenue Sufficiency | 2021 | 1 | -54.8 | 1
3 Revenue Sufficiency | 2021 | 1 | -54.7 | 1
3 Revenue Sufficiency | 2021 | 1 | -54.4 | 1
3 Revenue Sufficiency | 2021 | 1 | -54 | 1
3 Revenue Sufficiency | 2021 | 1 | -53.8 | 1
3 Revenue Sufficiency | 2021 | 1 | -53.7 | 1
3 Revenue Sufficiency | 2021 | 1 | -53.6 | 1
3 Revenue Sufficiency | 2021 | 1 | -53.4 | 1
3 Revenue Sufficiency | 2021 | 1 | -53.2 | 2
3 Revenue Sufficiency | 2021 | 1 | -53 | 1
3 Revenue Sufficiency | 2021 | 1 | -52.9 | 1
3 Revenue Sufficiency | 2021 | 1 | -52.3 | 2
3 Revenue Sufficiency | 2021 | 1 | -52.2 | 1
3 Revenue Sufficiency | 2021 | 1 | -52.1 | 3
3 Revenue Sufficiency | 2021 | 1 | -52 | 1
3 Revenue Sufficiency | 2021 | 1 | -51.9 | 1
3 Revenue Sufficiency | 2021 | 1 | -51.8 | 3
3 Revenue Sufficiency | 2021 | 1 | -51.6 | 1
3 Revenue Sufficiency | 2021 | 1 | -51.4 | 3
3 Revenue Sufficiency | 2021 | 1 | -51 | 2
3 Revenue Sufficiency | 2021 | 1 | -50.8 | 1
3 Revenue Sufficiency | 2021 | 1 | -50.7 | 1
3 Revenue Sufficiency | 2021 | 1 | -50.6 | 2
3 Revenue Sufficiency | 2021 | 1 | -50.3 | 1
3 Revenue Sufficiency | 2021 | 1 | -50.2 | 3
3 Revenue Sufficiency | 2021 | 1 | -50.1 | 2
3 Revenue Sufficiency | 2021 | 1 | -49.9 | 1
3 Revenue Sufficiency | 2021 | 1 | -49.8 | 1
3 Revenue Sufficiency | 2021 | 1 | -49.5 | 1
3 Revenue Sufficiency | 2021 | 1 | -49.4 | 2
3 Revenue Sufficiency | 2021 | 1 | -49.3 | 5
3 Revenue Sufficiency | 2021 | 1 | -49.2 | 1
3 Revenue Sufficiency | 2021 | 1 | -49.1 | 3
3 Revenue Sufficiency | 2021 | 1 | -49 | 1
3 Revenue Sufficiency | 2021 | 1 | -48.9 | 1
3 Revenue Sufficiency | 2021 | 1 | -48.7 | 1
3 Revenue Sufficiency | 2021 | 1 | -48.6 | 2
3 Revenue Sufficiency | 2021 | 1 | -48.5 | 1
3 Revenue Sufficiency | 2021 | 1 | -48.4 | 1
3 Revenue Sufficiency | 2021 | 1 | -48.3 | 3
3 Revenue Sufficiency | 2021 | 1 | -48.1 | 3
3 Revenue Sufficiency | 2021 | 1 | -48 | 2
3 Revenue Sufficiency | 2021 | 1 | -47.9 | 2
3 Revenue Sufficiency | 2021 | 1 | -47.8 | 2
3 Revenue Sufficiency | 2021 | 1 | -47.7 | 1
3 Revenue Sufficiency | 2021 | 1 | -47.6 | 1
3 Revenue Sufficiency | 2021 | 1 | -47.5 | 2
3 Revenue Sufficiency | 2021 | 1 | -47.4 | 2
3 Revenue Sufficiency | 2021 | 1 | -47.3 | 1
3 Revenue Sufficiency | 2021 | 1 | -47.2 | 1
3 Revenue Sufficiency | 2021 | 1 | -47 | 3
3 Revenue Sufficiency | 2021 | 1 | -46.9 | 2
3 Revenue Sufficiency | 2021 | 1 | -46.6 | 2
3 Revenue Sufficiency | 2021 | 1 | -46.5 | 2
3 Revenue Sufficiency | 2021 | 1 | -46.4 | 1
3 Revenue Sufficiency | 2021 | 1 | -46.3 | 1
3 Revenue Sufficiency | 2021 | 1 | -46.2 | 2
3 Revenue Sufficiency | 2021 | 1 | -46.1 | 3
3 Revenue Sufficiency | 2021 | 1 | -46 | 2
3 Revenue Sufficiency | 2021 | 1 | -45.9 | 1
3 Revenue Sufficiency | 2021 | 1 | -45.7 | 3
3 Revenue Sufficiency | 2021 | 1 | -45.6 | 1
3 Revenue Sufficiency | 2021 | 1 | -45.5 | 1
3 Revenue Sufficiency | 2021 | 1 | -45.4 | 4
3 Revenue Sufficiency | 2021 | 1 | -45.3 | 1
3 Revenue Sufficiency | 2021 | 1 | -45.2 | 1
3 Revenue Sufficiency | 2021 | 1 | -45.1 | 3
3 Revenue Sufficiency | 2021 | 1 | -45 | 1
3 Revenue Sufficiency | 2021 | 1 | -44.9 | 5
3 Revenue Sufficiency | 2021 | 1 | -44.8 | 2
3 Revenue Sufficiency | 2021 | 1 | -44.7 | 3
3 Revenue Sufficiency | 2021 | 1 | -44.6 | 2
3 Revenue Sufficiency | 2021 | 1 | -44.5 | 3
3 Revenue Sufficiency | 2021 | 1 | -44.4 | 4
3 Revenue Sufficiency | 2021 | 1 | -44.3 | 1
3 Revenue Sufficiency | 2021 | 1 | -44.2 | 4
3 Revenue Sufficiency | 2021 | 1 | -44.1 | 7
3 Revenue Sufficiency | 2021 | 1 | -44 | 1
3 Revenue Sufficiency | 2021 | 1 | -43.9 | 1
3 Revenue Sufficiency | 2021 | 1 | -43.8 | 3
3 Revenue Sufficiency | 2021 | 1 | -43.7 | 4
3 Revenue Sufficiency | 2021 | 1 | -43.6 | 2
3 Revenue Sufficiency | 2021 | 1 | -43.5 | 3
3 Revenue Sufficiency | 2021 | 1 | -43.4 | 5
3 Revenue Sufficiency | 2021 | 1 | -43.3 | 4
3 Revenue Sufficiency | 2021 | 1 | -43.2 | 3
3 Revenue Sufficiency | 2021 | 1 | -43.1 | 2
3 Revenue Sufficiency | 2021 | 1 | -43 | 1
3 Revenue Sufficiency | 2021 | 1 | -42.9 | 2
3 Revenue Sufficiency | 2021 | 1 | -42.8 | 1
3 Revenue Sufficiency | 2021 | 1 | -42.7 | 3
3 Revenue Sufficiency | 2021 | 1 | -42.6 | 4
3 Revenue Sufficiency | 2021 | 1 | -42.5 | 1
3 Revenue Sufficiency | 2021 | 1 | -42.4 | 3
3 Revenue Sufficiency | 2021 | 1 | -42.3 | 4
3 Revenue Sufficiency | 2021 | 1 | -42.2 | 3
3 Revenue Sufficiency | 2021 | 1 | -42.1 | 3
3 Revenue Sufficiency | 2021 | 1 | -42 | 4
3 Revenue Sufficiency | 2021 | 1 | -41.8 | 1
3 Revenue Sufficiency | 2021 | 1 | -41.7 | 5
3 Revenue Sufficiency | 2021 | 1 | -41.6 | 2
3 Revenue Sufficiency | 2021 | 1 | -41.5 | 4
3 Revenue Sufficiency | 2021 | 1 | -41.4 | 2
3 Revenue Sufficiency | 2021 | 1 | -41.3 | 5
3 Revenue Sufficiency | 2021 | 1 | -41.2 | 3
3 Revenue Sufficiency | 2021 | 1 | -41.1 | 8
3 Revenue Sufficiency | 2021 | 1 | -41 | 3
3 Revenue Sufficiency | 2021 | 1 | -40.9 | 5
3 Revenue Sufficiency | 2021 | 1 | -40.8 | 4
3 Revenue Sufficiency | 2021 | 1 | -40.7 | 2
3 Revenue Sufficiency | 2021 | 1 | -40.6 | 6
3 Revenue Sufficiency | 2021 | 1 | -40.5 | 2
3 Revenue Sufficiency | 2021 | 1 | -40.4 | 5
3 Revenue Sufficiency | 2021 | 1 | -40.3 | 7
3 Revenue Sufficiency | 2021 | 1 | -40.2 | 7
3 Revenue Sufficiency | 2021 | 1 | -40.1 | 4
3 Revenue Sufficiency | 2021 | 1 | -40 | 5
3 Revenue Sufficiency | 2021 | 1 | -39.8 | 3
3 Revenue Sufficiency | 2021 | 1 | -39.7 | 4
3 Revenue Sufficiency | 2021 | 1 | -39.6 | 6
3 Revenue Sufficiency | 2021 | 1 | -39.5 | 8
3 Revenue Sufficiency | 2021 | 1 | -39.4 | 2
3 Revenue Sufficiency | 2021 | 1 | -39.3 | 9
3 Revenue Sufficiency | 2021 | 1 | -39.2 | 6
3 Revenue Sufficiency | 2021 | 1 | -39.1 | 5
3 Revenue Sufficiency | 2021 | 1 | -39 | 6
3 Revenue Sufficiency | 2021 | 1 | -38.9 | 7
3 Revenue Sufficiency | 2021 | 1 | -38.8 | 6
3 Revenue Sufficiency | 2021 | 1 | -38.7 | 1
3 Revenue Sufficiency | 2021 | 1 | -38.6 | 4
3 Revenue Sufficiency | 2021 | 1 | -38.5 | 9
3 Revenue Sufficiency | 2021 | 1 | -38.4 | 5
3 Revenue Sufficiency | 2021 | 1 | -38.3 | 5
3 Revenue Sufficiency | 2021 | 1 | -38.2 | 7
3 Revenue Sufficiency | 2021 | 1 | -38.1 | 6
3 Revenue Sufficiency | 2021 | 1 | -37.9 | 6
3 Revenue Sufficiency | 2021 | 1 | -37.8 | 7
3 Revenue Sufficiency | 2021 | 1 | -37.7 | 10
3 Revenue Sufficiency | 2021 | 1 | -37.6 | 4
3 Revenue Sufficiency | 2021 | 1 | -37.5 | 7
3 Revenue Sufficiency | 2021 | 1 | -37.4 | 6
3 Revenue Sufficiency | 2021 | 1 | -37.3 | 4
3 Revenue Sufficiency | 2021 | 1 | -37.2 | 11
3 Revenue Sufficiency | 2021 | 1 | -37.1 | 7
3 Revenue Sufficiency | 2021 | 1 | -37 | 8
3 Revenue Sufficiency | 2021 | 1 | -36.9 | 5
3 Revenue Sufficiency | 2021 | 1 | -36.8 | 10
3 Revenue Sufficiency | 2021 | 1 | -36.7 | 10
3 Revenue Sufficiency | 2021 | 1 | -36.6 | 6
3 Revenue Sufficiency | 2021 | 1 | -36.5 | 3
3 Revenue Sufficiency | 2021 | 1 | -36.4 | 12
3 Revenue Sufficiency | 2021 | 1 | -36.3 | 3
3 Revenue Sufficiency | 2021 | 1 | -36.2 | 6
3 Revenue Sufficiency | 2021 | 1 | -36.1 | 3
3 Revenue Sufficiency | 2021 | 1 | -36 | 10
3 Revenue Sufficiency | 2021 | 1 | -35.9 | 10
3 Revenue Sufficiency | 2021 | 1 | -35.8 | 5
3 Revenue Sufficiency | 2021 | 1 | -35.7 | 9
3 Revenue Sufficiency | 2021 | 1 | -35.6 | 10
3 Revenue Sufficiency | 2021 | 1 | -35.5 | 7
3 Revenue Sufficiency | 2021 | 1 | -35.4 | 15
3 Revenue Sufficiency | 2021 | 1 | -35.3 | 13
3 Revenue Sufficiency | 2021 | 1 | -35.2 | 8
3 Revenue Sufficiency | 2021 | 1 | -35.1 | 13
3 Revenue Sufficiency | 2021 | 1 | -35 | 12
3 Revenue Sufficiency | 2021 | 1 | -34.9 | 7
3 Revenue Sufficiency | 2021 | 1 | -34.8 | 7
3 Revenue Sufficiency | 2021 | 1 | -34.7 | 4
3 Revenue Sufficiency | 2021 | 1 | -34.6 | 9
3 Revenue Sufficiency | 2021 | 1 | -34.5 | 7
3 Revenue Sufficiency | 2021 | 1 | -34.4 | 11
3 Revenue Sufficiency | 2021 | 1 | -34.3 | 10
3 Revenue Sufficiency | 2021 | 1 | -34.2 | 9
3 Revenue Sufficiency | 2021 | 1 | -34.1 | 11
3 Revenue Sufficiency | 2021 | 1 | -34 | 10
3 Revenue Sufficiency | 2021 | 1 | -33.9 | 14
3 Revenue Sufficiency | 2021 | 1 | -33.8 | 10
3 Revenue Sufficiency | 2021 | 1 | -33.7 | 8
3 Revenue Sufficiency | 2021 | 1 | -33.6 | 7
3 Revenue Sufficiency | 2021 | 1 | -33.5 | 11
3 Revenue Sufficiency | 2021 | 1 | -33.4 | 10
3 Revenue Sufficiency | 2021 | 1 | -33.3 | 14
3 Revenue Sufficiency | 2021 | 1 | -33.2 | 18
3 Revenue Sufficiency | 2021 | 1 | -33.1 | 16
3 Revenue Sufficiency | 2021 | 1 | -33 | 9
3 Revenue Sufficiency | 2021 | 1 | -32.9 | 5
3 Revenue Sufficiency | 2021 | 1 | -32.8 | 11
3 Revenue Sufficiency | 2021 | 1 | -32.7 | 15
3 Revenue Sufficiency | 2021 | 1 | -32.6 | 9
3 Revenue Sufficiency | 2021 | 1 | -32.5 | 10
3 Revenue Sufficiency | 2021 | 1 | -32.4 | 13
3 Revenue Sufficiency | 2021 | 1 | -32.3 | 5
3 Revenue Sufficiency | 2021 | 1 | -32.2 | 15
3 Revenue Sufficiency | 2021 | 1 | -32.1 | 15
3 Revenue Sufficiency | 2021 | 1 | -32 | 22
3 Revenue Sufficiency | 2021 | 1 | -31.9 | 9
3 Revenue Sufficiency | 2021 | 1 | -31.8 | 11
3 Revenue Sufficiency | 2021 | 1 | -31.7 | 19
3 Revenue Sufficiency | 2021 | 1 | -31.6 | 14
3 Revenue Sufficiency | 2021 | 1 | -31.5 | 10
3 Revenue Sufficiency | 2021 | 1 | -31.4 | 18
3 Revenue Sufficiency | 2021 | 1 | -31.3 | 17
3 Revenue Sufficiency | 2021 | 1 | -31.2 | 14
3 Revenue Sufficiency | 2021 | 1 | -31.1 | 17
3 Revenue Sufficiency | 2021 | 1 | -31 | 12
3 Revenue Sufficiency | 2021 | 1 | -30.9 | 17
3 Revenue Sufficiency | 2021 | 1 | -30.8 | 11
3 Revenue Sufficiency | 2021 | 1 | -30.7 | 14
3 Revenue Sufficiency | 2021 | 1 | -30.6 | 12
3 Revenue Sufficiency | 2021 | 1 | -30.5 | 25
3 Revenue Sufficiency | 2021 | 1 | -30.4 | 14
3 Revenue Sufficiency | 2021 | 1 | -30.3 | 19
3 Revenue Sufficiency | 2021 | 1 | -30.2 | 17
3 Revenue Sufficiency | 2021 | 1 | -30.1 | 13
3 Revenue Sufficiency | 2021 | 1 | -30 | 15
3 Revenue Sufficiency | 2021 | 1 | -29.9 | 14
3 Revenue Sufficiency | 2021 | 1 | -29.8 | 13
3 Revenue Sufficiency | 2021 | 1 | -29.7 | 18
3 Revenue Sufficiency | 2021 | 1 | -29.6 | 25
3 Revenue Sufficiency | 2021 | 1 | -29.5 | 12
3 Revenue Sufficiency | 2021 | 1 | -29.4 | 13
3 Revenue Sufficiency | 2021 | 1 | -29.3 | 19
3 Revenue Sufficiency | 2021 | 1 | -29.2 | 24
3 Revenue Sufficiency | 2021 | 1 | -29.1 | 19
3 Revenue Sufficiency | 2021 | 1 | -29 | 23
3 Revenue Sufficiency | 2021 | 1 | -28.9 | 16
3 Revenue Sufficiency | 2021 | 1 | -28.8 | 17
3 Revenue Sufficiency | 2021 | 1 | -28.7 | 16
3 Revenue Sufficiency | 2021 | 1 | -28.6 | 15
3 Revenue Sufficiency | 2021 | 1 | -28.5 | 17
3 Revenue Sufficiency | 2021 | 1 | -28.4 | 15
3 Revenue Sufficiency | 2021 | 1 | -28.3 | 21
3 Revenue Sufficiency | 2021 | 1 | -28.2 | 18
3 Revenue Sufficiency | 2021 | 1 | -28.1 | 16
3 Revenue Sufficiency | 2021 | 1 | -28 | 26
3 Revenue Sufficiency | 2021 | 1 | -27.9 | 23
3 Revenue Sufficiency | 2021 | 1 | -27.8 | 27
3 Revenue Sufficiency | 2021 | 1 | -27.7 | 26
3 Revenue Sufficiency | 2021 | 1 | -27.6 | 17
3 Revenue Sufficiency | 2021 | 1 | -27.5 | 31
3 Revenue Sufficiency | 2021 | 1 | -27.4 | 28
3 Revenue Sufficiency | 2021 | 1 | -27.3 | 22
3 Revenue Sufficiency | 2021 | 1 | -27.2 | 27
3 Revenue Sufficiency | 2021 | 1 | -27.1 | 24
3 Revenue Sufficiency | 2021 | 1 | -27 | 25
3 Revenue Sufficiency | 2021 | 1 | -26.9 | 18
3 Revenue Sufficiency | 2021 | 1 | -26.8 | 31
3 Revenue Sufficiency | 2021 | 1 | -26.7 | 34
3 Revenue Sufficiency | 2021 | 1 | -26.6 | 29
3 Revenue Sufficiency | 2021 | 1 | -26.5 | 29
3 Revenue Sufficiency | 2021 | 1 | -26.4 | 22
3 Revenue Sufficiency | 2021 | 1 | -26.3 | 37
3 Revenue Sufficiency | 2021 | 1 | -26.2 | 29
3 Revenue Sufficiency | 2021 | 1 | -26.1 | 33
3 Revenue Sufficiency | 2021 | 1 | -26 | 47
3 Revenue Sufficiency | 2021 | 1 | -25.9 | 28
3 Revenue Sufficiency | 2021 | 1 | -25.8 | 25
3 Revenue Sufficiency | 2021 | 1 | -25.7 | 36
3 Revenue Sufficiency | 2021 | 1 | -25.6 | 26
3 Revenue Sufficiency | 2021 | 1 | -25.5 | 35
3 Revenue Sufficiency | 2021 | 1 | -25.4 | 34
3 Revenue Sufficiency | 2021 | 1 | -25.3 | 32
3 Revenue Sufficiency | 2021 | 1 | -25.2 | 29
3 Revenue Sufficiency | 2021 | 1 | -25.1 | 26
3 Revenue Sufficiency | 2021 | 1 | -25 | 27
3 Revenue Sufficiency | 2021 | 1 | -24.9 | 26
3 Revenue Sufficiency | 2021 | 1 | -24.8 | 36
3 Revenue Sufficiency | 2021 | 1 | -24.7 | 27
3 Revenue Sufficiency | 2021 | 1 | -24.6 | 45
3 Revenue Sufficiency | 2021 | 1 | -24.5 | 32
3 Revenue Sufficiency | 2021 | 1 | -24.4 | 28
3 Revenue Sufficiency | 2021 | 1 | -24.3 | 41
3 Revenue Sufficiency | 2021 | 1 | -24.2 | 44
3 Revenue Sufficiency | 2021 | 1 | -24.1 | 27
3 Revenue Sufficiency | 2021 | 1 | -24 | 45
3 Revenue Sufficiency | 2021 | 1 | -23.9 | 24
3 Revenue Sufficiency | 2021 | 1 | -23.8 | 49
3 Revenue Sufficiency | 2021 | 1 | -23.7 | 33
3 Revenue Sufficiency | 2021 | 1 | -23.6 | 43
3 Revenue Sufficiency | 2021 | 1 | -23.5 | 39
3 Revenue Sufficiency | 2021 | 1 | -23.4 | 40
3 Revenue Sufficiency | 2021 | 1 | -23.3 | 47
3 Revenue Sufficiency | 2021 | 1 | -23.2 | 33
3 Revenue Sufficiency | 2021 | 1 | -23.1 | 35
3 Revenue Sufficiency | 2021 | 1 | -23 | 40
3 Revenue Sufficiency | 2021 | 1 | -22.9 | 42
3 Revenue Sufficiency | 2021 | 1 | -22.8 | 52
3 Revenue Sufficiency | 2021 | 1 | -22.7 | 44
3 Revenue Sufficiency | 2021 | 1 | -22.6 | 51
3 Revenue Sufficiency | 2021 | 1 | -22.5 | 38
3 Revenue Sufficiency | 2021 | 1 | -22.4 | 48
3 Revenue Sufficiency | 2021 | 1 | -22.3 | 37
3 Revenue Sufficiency | 2021 | 1 | -22.2 | 35
3 Revenue Sufficiency | 2021 | 1 | -22.1 | 55
3 Revenue Sufficiency | 2021 | 1 | -22 | 48
3 Revenue Sufficiency | 2021 | 1 | -21.9 | 43
3 Revenue Sufficiency | 2021 | 1 | -21.8 | 41
3 Revenue Sufficiency | 2021 | 1 | -21.7 | 48
3 Revenue Sufficiency | 2021 | 1 | -21.6 | 43
3 Revenue Sufficiency | 2021 | 1 | -21.5 | 53
3 Revenue Sufficiency | 2021 | 1 | -21.4 | 45
3 Revenue Sufficiency | 2021 | 1 | -21.3 | 57
3 Revenue Sufficiency | 2021 | 1 | -21.2 | 52
3 Revenue Sufficiency | 2021 | 1 | -21.1 | 55
3 Revenue Sufficiency | 2021 | 1 | -21 | 48
3 Revenue Sufficiency | 2021 | 1 | -20.9 | 51
3 Revenue Sufficiency | 2021 | 1 | -20.8 | 54
3 Revenue Sufficiency | 2021 | 1 | -20.7 | 49
3 Revenue Sufficiency | 2021 | 1 | -20.6 | 64
3 Revenue Sufficiency | 2021 | 1 | -20.5 | 59
3 Revenue Sufficiency | 2021 | 1 | -20.4 | 61
3 Revenue Sufficiency | 2021 | 1 | -20.3 | 48
3 Revenue Sufficiency | 2021 | 1 | -20.2 | 64
3 Revenue Sufficiency | 2021 | 1 | -20.1 | 54
3 Revenue Sufficiency | 2021 | 1 | -20 | 61
3 Revenue Sufficiency | 2021 | 1 | -19.9 | 69
3 Revenue Sufficiency | 2021 | 1 | -19.8 | 74
3 Revenue Sufficiency | 2021 | 1 | -19.7 | 62
3 Revenue Sufficiency | 2021 | 1 | -19.6 | 59
3 Revenue Sufficiency | 2021 | 1 | -19.5 | 60
3 Revenue Sufficiency | 2021 | 1 | -19.4 | 63
3 Revenue Sufficiency | 2021 | 1 | -19.3 | 72
3 Revenue Sufficiency | 2021 | 1 | -19.2 | 63
3 Revenue Sufficiency | 2021 | 1 | -19.1 | 78
3 Revenue Sufficiency | 2021 | 1 | -19 | 60
3 Revenue Sufficiency | 2021 | 1 | -18.9 | 50
3 Revenue Sufficiency | 2021 | 1 | -18.8 | 77
3 Revenue Sufficiency | 2021 | 1 | -18.7 | 67
3 Revenue Sufficiency | 2021 | 1 | -18.6 | 83
3 Revenue Sufficiency | 2021 | 1 | -18.5 | 76
3 Revenue Sufficiency | 2021 | 1 | -18.4 | 68
3 Revenue Sufficiency | 2021 | 1 | -18.3 | 71
3 Revenue Sufficiency | 2021 | 1 | -18.2 | 75
3 Revenue Sufficiency | 2021 | 1 | -18.1 | 83
3 Revenue Sufficiency | 2021 | 1 | -18 | 88
3 Revenue Sufficiency | 2021 | 1 | -17.9 | 83
3 Revenue Sufficiency | 2021 | 1 | -17.8 | 68
3 Revenue Sufficiency | 2021 | 1 | -17.7 | 75
3 Revenue Sufficiency | 2021 | 1 | -17.6 | 86
3 Revenue Sufficiency | 2021 | 1 | -17.5 | 80
3 Revenue Sufficiency | 2021 | 1 | -17.4 | 80
3 Revenue Sufficiency | 2021 | 1 | -17.3 | 78
3 Revenue Sufficiency | 2021 | 1 | -17.2 | 63
3 Revenue Sufficiency | 2021 | 1 | -17.1 | 77
3 Revenue Sufficiency | 2021 | 1 | -17 | 67
3 Revenue Sufficiency | 2021 | 1 | -16.9 | 75
3 Revenue Sufficiency | 2021 | 1 | -16.8 | 73
3 Revenue Sufficiency | 2021 | 1 | -16.7 | 89
3 Revenue Sufficiency | 2021 | 1 | -16.6 | 84
3 Revenue Sufficiency | 2021 | 1 | -16.5 | 78
3 Revenue Sufficiency | 2021 | 1 | -16.4 | 79
3 Revenue Sufficiency | 2021 | 1 | -16.3 | 102
3 Revenue Sufficiency | 2021 | 1 | -16.2 | 88
3 Revenue Sufficiency | 2021 | 1 | -16.1 | 78
3 Revenue Sufficiency | 2021 | 1 | -16 | 99
3 Revenue Sufficiency | 2021 | 1 | -15.9 | 92
3 Revenue Sufficiency | 2021 | 1 | -15.8 | 104
3 Revenue Sufficiency | 2021 | 1 | -15.7 | 95
3 Revenue Sufficiency | 2021 | 1 | -15.6 | 88
3 Revenue Sufficiency | 2021 | 1 | -15.5 | 108
3 Revenue Sufficiency | 2021 | 1 | -15.4 | 80
3 Revenue Sufficiency | 2021 | 1 | -15.3 | 87
3 Revenue Sufficiency | 2021 | 1 | -15.2 | 78
3 Revenue Sufficiency | 2021 | 1 | -15.1 | 101
3 Revenue Sufficiency | 2021 | 1 | -15 | 125
3 Revenue Sufficiency | 2021 | 1 | -14.9 | 106
3 Revenue Sufficiency | 2021 | 1 | -14.8 | 120
3 Revenue Sufficiency | 2021 | 1 | -14.7 | 95
3 Revenue Sufficiency | 2021 | 1 | -14.6 | 122
3 Revenue Sufficiency | 2021 | 1 | -14.5 | 104
3 Revenue Sufficiency | 2021 | 1 | -14.4 | 93
3 Revenue Sufficiency | 2021 | 1 | -14.3 | 100
3 Revenue Sufficiency | 2021 | 1 | -14.2 | 121
3 Revenue Sufficiency | 2021 | 1 | -14.1 | 124
3 Revenue Sufficiency | 2021 | 1 | -14 | 99
3 Revenue Sufficiency | 2021 | 1 | -13.9 | 107
3 Revenue Sufficiency | 2021 | 1 | -13.8 | 107
3 Revenue Sufficiency | 2021 | 1 | -13.7 | 106
3 Revenue Sufficiency | 2021 | 1 | -13.6 | 125
3 Revenue Sufficiency | 2021 | 1 | -13.5 | 125
3 Revenue Sufficiency | 2021 | 1 | -13.4 | 109
3 Revenue Sufficiency | 2021 | 1 | -13.3 | 117
3 Revenue Sufficiency | 2021 | 1 | -13.2 | 125
3 Revenue Sufficiency | 2021 | 1 | -13.1 | 120
3 Revenue Sufficiency | 2021 | 1 | -13 | 117
3 Revenue Sufficiency | 2021 | 1 | -12.9 | 121
3 Revenue Sufficiency | 2021 | 1 | -12.8 | 119
3 Revenue Sufficiency | 2021 | 1 | -12.7 | 148
3 Revenue Sufficiency | 2021 | 1 | -12.6 | 148
3 Revenue Sufficiency | 2021 | 1 | -12.5 | 140
3 Revenue Sufficiency | 2021 | 1 | -12.4 | 149
3 Revenue Sufficiency | 2021 | 1 | -12.3 | 127
3 Revenue Sufficiency | 2021 | 1 | -12.2 | 125
3 Revenue Sufficiency | 2021 | 1 | -12.1 | 130
3 Revenue Sufficiency | 2021 | 1 | -12 | 140
3 Revenue Sufficiency | 2021 | 1 | -11.9 | 141
3 Revenue Sufficiency | 2021 | 1 | -11.8 | 120
3 Revenue Sufficiency | 2021 | 1 | -11.7 | 162
3 Revenue Sufficiency | 2021 | 1 | -11.6 | 166
3 Revenue Sufficiency | 2021 | 1 | -11.5 | 157
3 Revenue Sufficiency | 2021 | 1 | -11.4 | 166
3 Revenue Sufficiency | 2021 | 1 | -11.3 | 143
3 Revenue Sufficiency | 2021 | 1 | -11.2 | 151
3 Revenue Sufficiency | 2021 | 1 | -11.1 | 146
3 Revenue Sufficiency | 2021 | 1 | -11 | 157
3 Revenue Sufficiency | 2021 | 1 | -10.9 | 145
3 Revenue Sufficiency | 2021 | 1 | -10.8 | 153
3 Revenue Sufficiency | 2021 | 1 | -10.7 | 169
3 Revenue Sufficiency | 2021 | 1 | -10.6 | 144
3 Revenue Sufficiency | 2021 | 1 | -10.5 | 151
3 Revenue Sufficiency | 2021 | 1 | -10.4 | 174
3 Revenue Sufficiency | 2021 | 1 | -10.3 | 171
3 Revenue Sufficiency | 2021 | 1 | -10.2 | 149
3 Revenue Sufficiency | 2021 | 1 | -10.1 | 149
3 Revenue Sufficiency | 2021 | 1 | -10 | 171
3 Revenue Sufficiency | 2021 | 1 | -9.9 | 193
3 Revenue Sufficiency | 2021 | 1 | -9.8 | 173
3 Revenue Sufficiency | 2021 | 1 | -9.7 | 186
3 Revenue Sufficiency | 2021 | 1 | -9.6 | 159
3 Revenue Sufficiency | 2021 | 1 | -9.5 | 169
3 Revenue Sufficiency | 2021 | 1 | -9.4 | 167
3 Revenue Sufficiency | 2021 | 1 | -9.3 | 205
3 Revenue Sufficiency | 2021 | 1 | -9.2 | 175
3 Revenue Sufficiency | 2021 | 1 | -9.1 | 206
3 Revenue Sufficiency | 2021 | 1 | -9 | 160
3 Revenue Sufficiency | 2021 | 1 | -8.9 | 194
3 Revenue Sufficiency | 2021 | 1 | -8.8 | 205
3 Revenue Sufficiency | 2021 | 1 | -8.7 | 197
3 Revenue Sufficiency | 2021 | 1 | -8.6 | 199
3 Revenue Sufficiency | 2021 | 1 | -8.5 | 208
3 Revenue Sufficiency | 2021 | 1 | -8.4 | 171
3 Revenue Sufficiency | 2021 | 1 | -8.3 | 201
3 Revenue Sufficiency | 2021 | 1 | -8.2 | 221
3 Revenue Sufficiency | 2021 | 1 | -8.1 | 208
3 Revenue Sufficiency | 2021 | 1 | -8 | 208
3 Revenue Sufficiency | 2021 | 1 | -7.9 | 197
3 Revenue Sufficiency | 2021 | 1 | -7.8 | 217
3 Revenue Sufficiency | 2021 | 1 | -7.7 | 208
3 Revenue Sufficiency | 2021 | 1 | -7.6 | 208
3 Revenue Sufficiency | 2021 | 1 | -7.5 | 238
3 Revenue Sufficiency | 2021 | 1 | -7.4 | 211
3 Revenue Sufficiency | 2021 | 1 | -7.3 | 230
3 Revenue Sufficiency | 2021 | 1 | -7.2 | 258
3 Revenue Sufficiency | 2021 | 1 | -7.1 | 232
3 Revenue Sufficiency | 2021 | 1 | -7 | 244
3 Revenue Sufficiency | 2021 | 1 | -6.9 | 212
3 Revenue Sufficiency | 2021 | 1 | -6.8 | 239
3 Revenue Sufficiency | 2021 | 1 | -6.7 | 256
3 Revenue Sufficiency | 2021 | 1 | -6.6 | 224
3 Revenue Sufficiency | 2021 | 1 | -6.5 | 237
3 Revenue Sufficiency | 2021 | 1 | -6.4 | 231
3 Revenue Sufficiency | 2021 | 1 | -6.3 | 229
3 Revenue Sufficiency | 2021 | 1 | -6.2 | 216
3 Revenue Sufficiency | 2021 | 1 | -6.1 | 289
3 Revenue Sufficiency | 2021 | 1 | -6 | 252
3 Revenue Sufficiency | 2021 | 1 | -5.9 | 252
3 Revenue Sufficiency | 2021 | 1 | -5.8 | 272
3 Revenue Sufficiency | 2021 | 1 | -5.7 | 258
3 Revenue Sufficiency | 2021 | 1 | -5.6 | 283
3 Revenue Sufficiency | 2021 | 1 | -5.5 | 276
3 Revenue Sufficiency | 2021 | 1 | -5.4 | 267
3 Revenue Sufficiency | 2021 | 1 | -5.3 | 248
3 Revenue Sufficiency | 2021 | 1 | -5.2 | 272
3 Revenue Sufficiency | 2021 | 1 | -5.1 | 263
3 Revenue Sufficiency | 2021 | 1 | -5 | 237
3 Revenue Sufficiency | 2021 | 1 | -4.9 | 278
3 Revenue Sufficiency | 2021 | 1 | -4.8 | 265
3 Revenue Sufficiency | 2021 | 1 | -4.7 | 301
3 Revenue Sufficiency | 2021 | 1 | -4.6 | 280
3 Revenue Sufficiency | 2021 | 1 | -4.5 | 243
3 Revenue Sufficiency | 2021 | 1 | -4.4 | 289
3 Revenue Sufficiency | 2021 | 1 | -4.3 | 274
3 Revenue Sufficiency | 2021 | 1 | -4.2 | 292
3 Revenue Sufficiency | 2021 | 1 | -4.1 | 286
3 Revenue Sufficiency | 2021 | 1 | -4 | 260
3 Revenue Sufficiency | 2021 | 1 | -3.9 | 314
3 Revenue Sufficiency | 2021 | 1 | -3.8 | 305
3 Revenue Sufficiency | 2021 | 1 | -3.7 | 294
3 Revenue Sufficiency | 2021 | 1 | -3.6 | 326
3 Revenue Sufficiency | 2021 | 1 | -3.5 | 298
3 Revenue Sufficiency | 2021 | 1 | -3.4 | 305
3 Revenue Sufficiency | 2021 | 1 | -3.3 | 286
3 Revenue Sufficiency | 2021 | 1 | -3.2 | 319
3 Revenue Sufficiency | 2021 | 1 | -3.1 | 337
3 Revenue Sufficiency | 2021 | 1 | -3 | 326
3 Revenue Sufficiency | 2021 | 1 | -2.9 | 300
3 Revenue Sufficiency | 2021 | 1 | -2.8 | 313
3 Revenue Sufficiency | 2021 | 1 | -2.7 | 330
3 Revenue Sufficiency | 2021 | 1 | -2.6 | 343
3 Revenue Sufficiency | 2021 | 1 | -2.5 | 326
3 Revenue Sufficiency | 2021 | 1 | -2.4 | 306
3 Revenue Sufficiency | 2021 | 1 | -2.3 | 337
3 Revenue Sufficiency | 2021 | 1 | -2.2 | 321
3 Revenue Sufficiency | 2021 | 1 | -2.1 | 345
3 Revenue Sufficiency | 2021 | 1 | -2 | 357
3 Revenue Sufficiency | 2021 | 1 | -1.9 | 342
3 Revenue Sufficiency | 2021 | 1 | -1.8 | 319
3 Revenue Sufficiency | 2021 | 1 | -1.7 | 362
3 Revenue Sufficiency | 2021 | 1 | -1.6 | 393
3 Revenue Sufficiency | 2021 | 1 | -1.5 | 350
3 Revenue Sufficiency | 2021 | 1 | -1.4 | 346
3 Revenue Sufficiency | 2021 | 1 | -1.3 | 333
3 Revenue Sufficiency | 2021 | 1 | -1.2 | 343
3 Revenue Sufficiency | 2021 | 1 | -1.1 | 352
3 Revenue Sufficiency | 2021 | 1 | -1 | 396
3 Revenue Sufficiency | 2021 | 1 | -0.9 | 365
3 Revenue Sufficiency | 2021 | 1 | -0.8 | 402
3 Revenue Sufficiency | 2021 | 1 | -0.7 | 370
3 Revenue Sufficiency | 2021 | 1 | -0.6 | 364
3 Revenue Sufficiency | 2021 | 1 | -0.5 | 381
3 Revenue Sufficiency | 2021 | 1 | -0.4 | 404
3 Revenue Sufficiency | 2021 | 1 | -0.3 | 368
3 Revenue Sufficiency | 2021 | 1 | -0.2 | 406
3 Revenue Sufficiency | 2021 | 1 | -0.1 | 369
3 Revenue Sufficiency | 2021 | 1 | 0 | 12906
3 Revenue Sufficiency | 2021 | 1 | 0.1 | 369
3 Revenue Sufficiency | 2021 | 1 | 0.2 | 410
3 Revenue Sufficiency | 2021 | 1 | 0.3 | 378
3 Revenue Sufficiency | 2021 | 1 | 0.4 | 364
3 Revenue Sufficiency | 2021 | 1 | 0.5 | 366
3 Revenue Sufficiency | 2021 | 1 | 0.6 | 369
3 Revenue Sufficiency | 2021 | 1 | 0.7 | 357
3 Revenue Sufficiency | 2021 | 1 | 0.8 | 331
3 Revenue Sufficiency | 2021 | 1 | 0.9 | 351
3 Revenue Sufficiency | 2021 | 1 | 1 | 337
3 Revenue Sufficiency | 2021 | 1 | 1.1 | 341
3 Revenue Sufficiency | 2021 | 1 | 1.2 | 363
3 Revenue Sufficiency | 2021 | 1 | 1.3 | 367
3 Revenue Sufficiency | 2021 | 1 | 1.4 | 317
3 Revenue Sufficiency | 2021 | 1 | 1.5 | 339
3 Revenue Sufficiency | 2021 | 1 | 1.6 | 329
3 Revenue Sufficiency | 2021 | 1 | 1.7 | 315
3 Revenue Sufficiency | 2021 | 1 | 1.8 | 327
3 Revenue Sufficiency | 2021 | 1 | 1.9 | 377
3 Revenue Sufficiency | 2021 | 1 | 2 | 316
3 Revenue Sufficiency | 2021 | 1 | 2.1 | 316
3 Revenue Sufficiency | 2021 | 1 | 2.2 | 321
3 Revenue Sufficiency | 2021 | 1 | 2.3 | 339
3 Revenue Sufficiency | 2021 | 1 | 2.4 | 328
3 Revenue Sufficiency | 2021 | 1 | 2.5 | 303
3 Revenue Sufficiency | 2021 | 1 | 2.6 | 332
3 Revenue Sufficiency | 2021 | 1 | 2.7 | 326
3 Revenue Sufficiency | 2021 | 1 | 2.8 | 292
3 Revenue Sufficiency | 2021 | 1 | 2.9 | 300
3 Revenue Sufficiency | 2021 | 1 | 3 | 319
3 Revenue Sufficiency | 2021 | 1 | 3.1 | 314
3 Revenue Sufficiency | 2021 | 1 | 3.2 | 310
3 Revenue Sufficiency | 2021 | 1 | 3.3 | 274
3 Revenue Sufficiency | 2021 | 1 | 3.4 | 296
3 Revenue Sufficiency | 2021 | 1 | 3.5 | 313
3 Revenue Sufficiency | 2021 | 1 | 3.6 | 303
3 Revenue Sufficiency | 2021 | 1 | 3.7 | 295
3 Revenue Sufficiency | 2021 | 1 | 3.8 | 291
3 Revenue Sufficiency | 2021 | 1 | 3.9 | 261
3 Revenue Sufficiency | 2021 | 1 | 4 | 306
3 Revenue Sufficiency | 2021 | 1 | 4.1 | 281
3 Revenue Sufficiency | 2021 | 1 | 4.2 | 271
3 Revenue Sufficiency | 2021 | 1 | 4.3 | 295
3 Revenue Sufficiency | 2021 | 1 | 4.4 | 285
3 Revenue Sufficiency | 2021 | 1 | 4.5 | 273
3 Revenue Sufficiency | 2021 | 1 | 4.6 | 271
3 Revenue Sufficiency | 2021 | 1 | 4.7 | 273
3 Revenue Sufficiency | 2021 | 1 | 4.8 | 263
3 Revenue Sufficiency | 2021 | 1 | 4.9 | 267
3 Revenue Sufficiency | 2021 | 1 | 5 | 272
3 Revenue Sufficiency | 2021 | 1 | 5.1 | 273
3 Revenue Sufficiency | 2021 | 1 | 5.2 | 265
3 Revenue Sufficiency | 2021 | 1 | 5.3 | 243
3 Revenue Sufficiency | 2021 | 1 | 5.4 | 257
3 Revenue Sufficiency | 2021 | 1 | 5.5 | 286
3 Revenue Sufficiency | 2021 | 1 | 5.6 | 244
3 Revenue Sufficiency | 2021 | 1 | 5.7 | 244
3 Revenue Sufficiency | 2021 | 1 | 5.8 | 251
3 Revenue Sufficiency | 2021 | 1 | 5.9 | 225
3 Revenue Sufficiency | 2021 | 1 | 6 | 249
3 Revenue Sufficiency | 2021 | 1 | 6.1 | 225
3 Revenue Sufficiency | 2021 | 1 | 6.2 | 254
3 Revenue Sufficiency | 2021 | 1 | 6.3 | 219
3 Revenue Sufficiency | 2021 | 1 | 6.4 | 236
3 Revenue Sufficiency | 2021 | 1 | 6.5 | 216
3 Revenue Sufficiency | 2021 | 1 | 6.6 | 223
3 Revenue Sufficiency | 2021 | 1 | 6.7 | 235
3 Revenue Sufficiency | 2021 | 1 | 6.8 | 204
3 Revenue Sufficiency | 2021 | 1 | 6.9 | 203
3 Revenue Sufficiency | 2021 | 1 | 7 | 212
3 Revenue Sufficiency | 2021 | 1 | 7.1 | 231
3 Revenue Sufficiency | 2021 | 1 | 7.2 | 232
3 Revenue Sufficiency | 2021 | 1 | 7.3 | 202
3 Revenue Sufficiency | 2021 | 1 | 7.4 | 232
3 Revenue Sufficiency | 2021 | 1 | 7.5 | 234
3 Revenue Sufficiency | 2021 | 1 | 7.6 | 225
3 Revenue Sufficiency | 2021 | 1 | 7.7 | 190
3 Revenue Sufficiency | 2021 | 1 | 7.8 | 232
3 Revenue Sufficiency | 2021 | 1 | 7.9 | 222
3 Revenue Sufficiency | 2021 | 1 | 8 | 188
3 Revenue Sufficiency | 2021 | 1 | 8.1 | 204
3 Revenue Sufficiency | 2021 | 1 | 8.2 | 219
3 Revenue Sufficiency | 2021 | 1 | 8.3 | 196
3 Revenue Sufficiency | 2021 | 1 | 8.4 | 187
3 Revenue Sufficiency | 2021 | 1 | 8.5 | 197
3 Revenue Sufficiency | 2021 | 1 | 8.6 | 176
3 Revenue Sufficiency | 2021 | 1 | 8.7 | 184
3 Revenue Sufficiency | 2021 | 1 | 8.8 | 181
3 Revenue Sufficiency | 2021 | 1 | 8.9 | 185
3 Revenue Sufficiency | 2021 | 1 | 9 | 175
3 Revenue Sufficiency | 2021 | 1 | 9.1 | 189
3 Revenue Sufficiency | 2021 | 1 | 9.2 | 182
3 Revenue Sufficiency | 2021 | 1 | 9.3 | 154
3 Revenue Sufficiency | 2021 | 1 | 9.4 | 156
3 Revenue Sufficiency | 2021 | 1 | 9.5 | 173
3 Revenue Sufficiency | 2021 | 1 | 9.6 | 149
3 Revenue Sufficiency | 2021 | 1 | 9.7 | 169
3 Revenue Sufficiency | 2021 | 1 | 9.8 | 186
3 Revenue Sufficiency | 2021 | 1 | 9.9 | 149
3 Revenue Sufficiency | 2021 | 1 | 10 | 172
3 Revenue Sufficiency | 2021 | 1 | 10.1 | 193
3 Revenue Sufficiency | 2021 | 1 | 10.2 | 144
3 Revenue Sufficiency | 2021 | 1 | 10.3 | 161
3 Revenue Sufficiency | 2021 | 1 | 10.4 | 152
3 Revenue Sufficiency | 2021 | 1 | 10.5 | 169
3 Revenue Sufficiency | 2021 | 1 | 10.6 | 153
3 Revenue Sufficiency | 2021 | 1 | 10.7 | 148
3 Revenue Sufficiency | 2021 | 1 | 10.8 | 148
3 Revenue Sufficiency | 2021 | 1 | 10.9 | 122
3 Revenue Sufficiency | 2021 | 1 | 11 | 148
3 Revenue Sufficiency | 2021 | 1 | 11.1 | 165
3 Revenue Sufficiency | 2021 | 1 | 11.2 | 155
3 Revenue Sufficiency | 2021 | 1 | 11.3 | 151
3 Revenue Sufficiency | 2021 | 1 | 11.4 | 154
3 Revenue Sufficiency | 2021 | 1 | 11.5 | 142
3 Revenue Sufficiency | 2021 | 1 | 11.6 | 128
3 Revenue Sufficiency | 2021 | 1 | 11.7 | 127
3 Revenue Sufficiency | 2021 | 1 | 11.8 | 133
3 Revenue Sufficiency | 2021 | 1 | 11.9 | 129
3 Revenue Sufficiency | 2021 | 1 | 12 | 131
3 Revenue Sufficiency | 2021 | 1 | 12.1 | 126
3 Revenue Sufficiency | 2021 | 1 | 12.2 | 141
3 Revenue Sufficiency | 2021 | 1 | 12.3 | 113
3 Revenue Sufficiency | 2021 | 1 | 12.4 | 124
3 Revenue Sufficiency | 2021 | 1 | 12.5 | 120
3 Revenue Sufficiency | 2021 | 1 | 12.6 | 138
3 Revenue Sufficiency | 2021 | 1 | 12.7 | 130
3 Revenue Sufficiency | 2021 | 1 | 12.8 | 124
3 Revenue Sufficiency | 2021 | 1 | 12.9 | 88
3 Revenue Sufficiency | 2021 | 1 | 13 | 121
3 Revenue Sufficiency | 2021 | 1 | 13.1 | 129
3 Revenue Sufficiency | 2021 | 1 | 13.2 | 128
3 Revenue Sufficiency | 2021 | 1 | 13.3 | 128
3 Revenue Sufficiency | 2021 | 1 | 13.4 | 123
3 Revenue Sufficiency | 2021 | 1 | 13.5 | 101
3 Revenue Sufficiency | 2021 | 1 | 13.6 | 99
3 Revenue Sufficiency | 2021 | 1 | 13.7 | 98
3 Revenue Sufficiency | 2021 | 1 | 13.8 | 135
3 Revenue Sufficiency | 2021 | 1 | 13.9 | 113
3 Revenue Sufficiency | 2021 | 1 | 14 | 107
3 Revenue Sufficiency | 2021 | 1 | 14.1 | 101
3 Revenue Sufficiency | 2021 | 1 | 14.2 | 109
3 Revenue Sufficiency | 2021 | 1 | 14.3 | 97
3 Revenue Sufficiency | 2021 | 1 | 14.4 | 111
3 Revenue Sufficiency | 2021 | 1 | 14.5 | 102
3 Revenue Sufficiency | 2021 | 1 | 14.6 | 101
3 Revenue Sufficiency | 2021 | 1 | 14.7 | 87
3 Revenue Sufficiency | 2021 | 1 | 14.8 | 104
3 Revenue Sufficiency | 2021 | 1 | 14.9 | 91
3 Revenue Sufficiency | 2021 | 1 | 15 | 104
3 Revenue Sufficiency | 2021 | 1 | 15.1 | 105
3 Revenue Sufficiency | 2021 | 1 | 15.2 | 94
3 Revenue Sufficiency | 2021 | 1 | 15.3 | 97
3 Revenue Sufficiency | 2021 | 1 | 15.4 | 92
3 Revenue Sufficiency | 2021 | 1 | 15.5 | 92
3 Revenue Sufficiency | 2021 | 1 | 15.6 | 89
3 Revenue Sufficiency | 2021 | 1 | 15.7 | 88
3 Revenue Sufficiency | 2021 | 1 | 15.8 | 100
3 Revenue Sufficiency | 2021 | 1 | 15.9 | 89
3 Revenue Sufficiency | 2021 | 1 | 16 | 77
3 Revenue Sufficiency | 2021 | 1 | 16.1 | 99
3 Revenue Sufficiency | 2021 | 1 | 16.2 | 71
3 Revenue Sufficiency | 2021 | 1 | 16.3 | 80
3 Revenue Sufficiency | 2021 | 1 | 16.4 | 87
3 Revenue Sufficiency | 2021 | 1 | 16.5 | 74
3 Revenue Sufficiency | 2021 | 1 | 16.6 | 95
3 Revenue Sufficiency | 2021 | 1 | 16.7 | 90
3 Revenue Sufficiency | 2021 | 1 | 16.8 | 85
3 Revenue Sufficiency | 2021 | 1 | 16.9 | 90
3 Revenue Sufficiency | 2021 | 1 | 17 | 74
3 Revenue Sufficiency | 2021 | 1 | 17.1 | 73
3 Revenue Sufficiency | 2021 | 1 | 17.2 | 77
3 Revenue Sufficiency | 2021 | 1 | 17.3 | 82
3 Revenue Sufficiency | 2021 | 1 | 17.4 | 81
3 Revenue Sufficiency | 2021 | 1 | 17.5 | 77
3 Revenue Sufficiency | 2021 | 1 | 17.6 | 66
3 Revenue Sufficiency | 2021 | 1 | 17.7 | 74
3 Revenue Sufficiency | 2021 | 1 | 17.8 | 67
3 Revenue Sufficiency | 2021 | 1 | 17.9 | 70
3 Revenue Sufficiency | 2021 | 1 | 18 | 74
3 Revenue Sufficiency | 2021 | 1 | 18.1 | 79
3 Revenue Sufficiency | 2021 | 1 | 18.2 | 73
3 Revenue Sufficiency | 2021 | 1 | 18.3 | 61
3 Revenue Sufficiency | 2021 | 1 | 18.4 | 61
3 Revenue Sufficiency | 2021 | 1 | 18.5 | 67
3 Revenue Sufficiency | 2021 | 1 | 18.6 | 66
3 Revenue Sufficiency | 2021 | 1 | 18.7 | 64
3 Revenue Sufficiency | 2021 | 1 | 18.8 | 86
3 Revenue Sufficiency | 2021 | 1 | 18.9 | 69
3 Revenue Sufficiency | 2021 | 1 | 19 | 70
3 Revenue Sufficiency | 2021 | 1 | 19.1 | 59
3 Revenue Sufficiency | 2021 | 1 | 19.2 | 68
3 Revenue Sufficiency | 2021 | 1 | 19.3 | 64
3 Revenue Sufficiency | 2021 | 1 | 19.4 | 50
3 Revenue Sufficiency | 2021 | 1 | 19.5 | 63
3 Revenue Sufficiency | 2021 | 1 | 19.6 | 64
3 Revenue Sufficiency | 2021 | 1 | 19.7 | 47
3 Revenue Sufficiency | 2021 | 1 | 19.8 | 59
3 Revenue Sufficiency | 2021 | 1 | 19.9 | 59
3 Revenue Sufficiency | 2021 | 1 | 20 | 71
3 Revenue Sufficiency | 2021 | 1 | 20.1 | 58
3 Revenue Sufficiency | 2021 | 1 | 20.2 | 55
3 Revenue Sufficiency | 2021 | 1 | 20.3 | 61
3 Revenue Sufficiency | 2021 | 1 | 20.4 | 51
3 Revenue Sufficiency | 2021 | 1 | 20.5 | 63
3 Revenue Sufficiency | 2021 | 1 | 20.6 | 37
3 Revenue Sufficiency | 2021 | 1 | 20.7 | 53
3 Revenue Sufficiency | 2021 | 1 | 20.8 | 65
3 Revenue Sufficiency | 2021 | 1 | 20.9 | 57
3 Revenue Sufficiency | 2021 | 1 | 21 | 46
3 Revenue Sufficiency | 2021 | 1 | 21.1 | 49
3 Revenue Sufficiency | 2021 | 1 | 21.2 | 61
3 Revenue Sufficiency | 2021 | 1 | 21.3 | 48
3 Revenue Sufficiency | 2021 | 1 | 21.4 | 40
3 Revenue Sufficiency | 2021 | 1 | 21.5 | 45
3 Revenue Sufficiency | 2021 | 1 | 21.6 | 47
3 Revenue Sufficiency | 2021 | 1 | 21.7 | 37
3 Revenue Sufficiency | 2021 | 1 | 21.8 | 30
3 Revenue Sufficiency | 2021 | 1 | 21.9 | 31
3 Revenue Sufficiency | 2021 | 1 | 22 | 37
3 Revenue Sufficiency | 2021 | 1 | 22.1 | 41
3 Revenue Sufficiency | 2021 | 1 | 22.2 | 43
3 Revenue Sufficiency | 2021 | 1 | 22.3 | 28
3 Revenue Sufficiency | 2021 | 1 | 22.4 | 45
3 Revenue Sufficiency | 2021 | 1 | 22.5 | 43
3 Revenue Sufficiency | 2021 | 1 | 22.6 | 37
3 Revenue Sufficiency | 2021 | 1 | 22.7 | 36
3 Revenue Sufficiency | 2021 | 1 | 22.8 | 51
3 Revenue Sufficiency | 2021 | 1 | 22.9 | 54
3 Revenue Sufficiency | 2021 | 1 | 23 | 53
3 Revenue Sufficiency | 2021 | 1 | 23.1 | 29
3 Revenue Sufficiency | 2021 | 1 | 23.2 | 42
3 Revenue Sufficiency | 2021 | 1 | 23.3 | 27
3 Revenue Sufficiency | 2021 | 1 | 23.4 | 28
3 Revenue Sufficiency | 2021 | 1 | 23.5 | 45
3 Revenue Sufficiency | 2021 | 1 | 23.6 | 44
3 Revenue Sufficiency | 2021 | 1 | 23.7 | 30
3 Revenue Sufficiency | 2021 | 1 | 23.8 | 40
3 Revenue Sufficiency | 2021 | 1 | 23.9 | 38
3 Revenue Sufficiency | 2021 | 1 | 24 | 44
3 Revenue Sufficiency | 2021 | 1 | 24.1 | 41
3 Revenue Sufficiency | 2021 | 1 | 24.2 | 45
3 Revenue Sufficiency | 2021 | 1 | 24.3 | 40
3 Revenue Sufficiency | 2021 | 1 | 24.4 | 38
3 Revenue Sufficiency | 2021 | 1 | 24.5 | 29
3 Revenue Sufficiency | 2021 | 1 | 24.6 | 39
3 Revenue Sufficiency | 2021 | 1 | 24.7 | 34
3 Revenue Sufficiency | 2021 | 1 | 24.8 | 28
3 Revenue Sufficiency | 2021 | 1 | 24.9 | 39
3 Revenue Sufficiency | 2021 | 1 | 25 | 30
3 Revenue Sufficiency | 2021 | 1 | 25.1 | 36
3 Revenue Sufficiency | 2021 | 1 | 25.2 | 37
3 Revenue Sufficiency | 2021 | 1 | 25.3 | 34
3 Revenue Sufficiency | 2021 | 1 | 25.4 | 31
3 Revenue Sufficiency | 2021 | 1 | 25.5 | 31
3 Revenue Sufficiency | 2021 | 1 | 25.6 | 29
3 Revenue Sufficiency | 2021 | 1 | 25.7 | 29
3 Revenue Sufficiency | 2021 | 1 | 25.8 | 31
3 Revenue Sufficiency | 2021 | 1 | 25.9 | 28
3 Revenue Sufficiency | 2021 | 1 | 26 | 36
3 Revenue Sufficiency | 2021 | 1 | 26.1 | 31
3 Revenue Sufficiency | 2021 | 1 | 26.2 | 34
3 Revenue Sufficiency | 2021 | 1 | 26.3 | 35
3 Revenue Sufficiency | 2021 | 1 | 26.4 | 22
3 Revenue Sufficiency | 2021 | 1 | 26.5 | 27
3 Revenue Sufficiency | 2021 | 1 | 26.6 | 34
3 Revenue Sufficiency | 2021 | 1 | 26.7 | 39
3 Revenue Sufficiency | 2021 | 1 | 26.8 | 30
3 Revenue Sufficiency | 2021 | 1 | 26.9 | 29
3 Revenue Sufficiency | 2021 | 1 | 27 | 20
3 Revenue Sufficiency | 2021 | 1 | 27.1 | 28
3 Revenue Sufficiency | 2021 | 1 | 27.2 | 17
3 Revenue Sufficiency | 2021 | 1 | 27.3 | 32
3 Revenue Sufficiency | 2021 | 1 | 27.4 | 21
3 Revenue Sufficiency | 2021 | 1 | 27.5 | 24
3 Revenue Sufficiency | 2021 | 1 | 27.6 | 26
3 Revenue Sufficiency | 2021 | 1 | 27.7 | 26
3 Revenue Sufficiency | 2021 | 1 | 27.8 | 24
3 Revenue Sufficiency | 2021 | 1 | 27.9 | 18
3 Revenue Sufficiency | 2021 | 1 | 28 | 29
3 Revenue Sufficiency | 2021 | 1 | 28.1 | 21
3 Revenue Sufficiency | 2021 | 1 | 28.2 | 17
3 Revenue Sufficiency | 2021 | 1 | 28.3 | 17
3 Revenue Sufficiency | 2021 | 1 | 28.4 | 15
3 Revenue Sufficiency | 2021 | 1 | 28.5 | 19
3 Revenue Sufficiency | 2021 | 1 | 28.6 | 19
3 Revenue Sufficiency | 2021 | 1 | 28.7 | 14
3 Revenue Sufficiency | 2021 | 1 | 28.8 | 18
3 Revenue Sufficiency | 2021 | 1 | 28.9 | 19
3 Revenue Sufficiency | 2021 | 1 | 29 | 18
3 Revenue Sufficiency | 2021 | 1 | 29.1 | 19
3 Revenue Sufficiency | 2021 | 1 | 29.2 | 11
3 Revenue Sufficiency | 2021 | 1 | 29.3 | 16
3 Revenue Sufficiency | 2021 | 1 | 29.4 | 14
3 Revenue Sufficiency | 2021 | 1 | 29.5 | 19
3 Revenue Sufficiency | 2021 | 1 | 29.6 | 18
3 Revenue Sufficiency | 2021 | 1 | 29.7 | 17
3 Revenue Sufficiency | 2021 | 1 | 29.8 | 19
3 Revenue Sufficiency | 2021 | 1 | 29.9 | 14
3 Revenue Sufficiency | 2021 | 1 | 30 | 18
3 Revenue Sufficiency | 2021 | 1 | 30.1 | 20
3 Revenue Sufficiency | 2021 | 1 | 30.2 | 19
3 Revenue Sufficiency | 2021 | 1 | 30.3 | 28
3 Revenue Sufficiency | 2021 | 1 | 30.4 | 14
3 Revenue Sufficiency | 2021 | 1 | 30.5 | 26
3 Revenue Sufficiency | 2021 | 1 | 30.6 | 17
3 Revenue Sufficiency | 2021 | 1 | 30.7 | 21
3 Revenue Sufficiency | 2021 | 1 | 30.8 | 16
3 Revenue Sufficiency | 2021 | 1 | 30.9 | 13
3 Revenue Sufficiency | 2021 | 1 | 31 | 11
3 Revenue Sufficiency | 2021 | 1 | 31.1 | 14
3 Revenue Sufficiency | 2021 | 1 | 31.2 | 11
3 Revenue Sufficiency | 2021 | 1 | 31.3 | 11
3 Revenue Sufficiency | 2021 | 1 | 31.4 | 16
3 Revenue Sufficiency | 2021 | 1 | 31.5 | 14
3 Revenue Sufficiency | 2021 | 1 | 31.6 | 20
3 Revenue Sufficiency | 2021 | 1 | 31.7 | 13
3 Revenue Sufficiency | 2021 | 1 | 31.8 | 11
3 Revenue Sufficiency | 2021 | 1 | 31.9 | 12
3 Revenue Sufficiency | 2021 | 1 | 32 | 9
3 Revenue Sufficiency | 2021 | 1 | 32.1 | 12
3 Revenue Sufficiency | 2021 | 1 | 32.2 | 17
3 Revenue Sufficiency | 2021 | 1 | 32.3 | 17
3 Revenue Sufficiency | 2021 | 1 | 32.4 | 15
3 Revenue Sufficiency | 2021 | 1 | 32.5 | 12
3 Revenue Sufficiency | 2021 | 1 | 32.6 | 15
3 Revenue Sufficiency | 2021 | 1 | 32.7 | 9
3 Revenue Sufficiency | 2021 | 1 | 32.8 | 12
3 Revenue Sufficiency | 2021 | 1 | 32.9 | 16
3 Revenue Sufficiency | 2021 | 1 | 33 | 14
3 Revenue Sufficiency | 2021 | 1 | 33.1 | 14
3 Revenue Sufficiency | 2021 | 1 | 33.2 | 17
3 Revenue Sufficiency | 2021 | 1 | 33.3 | 15
3 Revenue Sufficiency | 2021 | 1 | 33.4 | 10
3 Revenue Sufficiency | 2021 | 1 | 33.5 | 16
3 Revenue Sufficiency | 2021 | 1 | 33.6 | 9
3 Revenue Sufficiency | 2021 | 1 | 33.7 | 14
3 Revenue Sufficiency | 2021 | 1 | 33.8 | 10
3 Revenue Sufficiency | 2021 | 1 | 33.9 | 14
3 Revenue Sufficiency | 2021 | 1 | 34 | 21
3 Revenue Sufficiency | 2021 | 1 | 34.1 | 12
3 Revenue Sufficiency | 2021 | 1 | 34.2 | 15
3 Revenue Sufficiency | 2021 | 1 | 34.3 | 12
3 Revenue Sufficiency | 2021 | 1 | 34.4 | 7
3 Revenue Sufficiency | 2021 | 1 | 34.5 | 5
3 Revenue Sufficiency | 2021 | 1 | 34.6 | 8
3 Revenue Sufficiency | 2021 | 1 | 34.7 | 9
3 Revenue Sufficiency | 2021 | 1 | 34.8 | 12
3 Revenue Sufficiency | 2021 | 1 | 34.9 | 8
3 Revenue Sufficiency | 2021 | 1 | 35 | 6
3 Revenue Sufficiency | 2021 | 1 | 35.1 | 9
3 Revenue Sufficiency | 2021 | 1 | 35.2 | 7
3 Revenue Sufficiency | 2021 | 1 | 35.3 | 11
3 Revenue Sufficiency | 2021 | 1 | 35.4 | 8
3 Revenue Sufficiency | 2021 | 1 | 35.5 | 9
3 Revenue Sufficiency | 2021 | 1 | 35.6 | 6
3 Revenue Sufficiency | 2021 | 1 | 35.7 | 8
3 Revenue Sufficiency | 2021 | 1 | 35.8 | 9
3 Revenue Sufficiency | 2021 | 1 | 35.9 | 3
3 Revenue Sufficiency | 2021 | 1 | 36 | 6
3 Revenue Sufficiency | 2021 | 1 | 36.1 | 8
3 Revenue Sufficiency | 2021 | 1 | 36.2 | 11
3 Revenue Sufficiency | 2021 | 1 | 36.3 | 8
3 Revenue Sufficiency | 2021 | 1 | 36.4 | 6
3 Revenue Sufficiency | 2021 | 1 | 36.5 | 6
3 Revenue Sufficiency | 2021 | 1 | 36.6 | 15
3 Revenue Sufficiency | 2021 | 1 | 36.7 | 3
3 Revenue Sufficiency | 2021 | 1 | 36.8 | 7
3 Revenue Sufficiency | 2021 | 1 | 36.9 | 7
3 Revenue Sufficiency | 2021 | 1 | 37 | 11
3 Revenue Sufficiency | 2021 | 1 | 37.1 | 8
3 Revenue Sufficiency | 2021 | 1 | 37.2 | 10
3 Revenue Sufficiency | 2021 | 1 | 37.3 | 10
3 Revenue Sufficiency | 2021 | 1 | 37.4 | 4
3 Revenue Sufficiency | 2021 | 1 | 37.5 | 5
3 Revenue Sufficiency | 2021 | 1 | 37.6 | 5
3 Revenue Sufficiency | 2021 | 1 | 37.7 | 7
3 Revenue Sufficiency | 2021 | 1 | 37.8 | 6
3 Revenue Sufficiency | 2021 | 1 | 37.9 | 7
3 Revenue Sufficiency | 2021 | 1 | 38 | 8
3 Revenue Sufficiency | 2021 | 1 | 38.1 | 7
3 Revenue Sufficiency | 2021 | 1 | 38.2 | 9
3 Revenue Sufficiency | 2021 | 1 | 38.3 | 7
3 Revenue Sufficiency | 2021 | 1 | 38.4 | 9
3 Revenue Sufficiency | 2021 | 1 | 38.5 | 4
3 Revenue Sufficiency | 2021 | 1 | 38.6 | 11
3 Revenue Sufficiency | 2021 | 1 | 38.7 | 5
3 Revenue Sufficiency | 2021 | 1 | 38.8 | 6
3 Revenue Sufficiency | 2021 | 1 | 38.9 | 10
3 Revenue Sufficiency | 2021 | 1 | 39 | 4
3 Revenue Sufficiency | 2021 | 1 | 39.1 | 6
3 Revenue Sufficiency | 2021 | 1 | 39.2 | 4
3 Revenue Sufficiency | 2021 | 1 | 39.3 | 4
3 Revenue Sufficiency | 2021 | 1 | 39.4 | 8
3 Revenue Sufficiency | 2021 | 1 | 39.6 | 4
3 Revenue Sufficiency | 2021 | 1 | 39.7 | 7
3 Revenue Sufficiency | 2021 | 1 | 39.8 | 6
3 Revenue Sufficiency | 2021 | 1 | 39.9 | 4
3 Revenue Sufficiency | 2021 | 1 | 40 | 4
3 Revenue Sufficiency | 2021 | 1 | 40.1 | 7
3 Revenue Sufficiency | 2021 | 1 | 40.2 | 11
3 Revenue Sufficiency | 2021 | 1 | 40.3 | 3
3 Revenue Sufficiency | 2021 | 1 | 40.4 | 3
3 Revenue Sufficiency | 2021 | 1 | 40.5 | 1
3 Revenue Sufficiency | 2021 | 1 | 40.6 | 2
3 Revenue Sufficiency | 2021 | 1 | 40.7 | 2
3 Revenue Sufficiency | 2021 | 1 | 40.8 | 7
3 Revenue Sufficiency | 2021 | 1 | 40.9 | 5
3 Revenue Sufficiency | 2021 | 1 | 41 | 4
3 Revenue Sufficiency | 2021 | 1 | 41.1 | 6
3 Revenue Sufficiency | 2021 | 1 | 41.2 | 1
3 Revenue Sufficiency | 2021 | 1 | 41.3 | 9
3 Revenue Sufficiency | 2021 | 1 | 41.4 | 2
3 Revenue Sufficiency | 2021 | 1 | 41.5 | 2
3 Revenue Sufficiency | 2021 | 1 | 41.6 | 3
3 Revenue Sufficiency | 2021 | 1 | 41.7 | 4
3 Revenue Sufficiency | 2021 | 1 | 41.8 | 4
3 Revenue Sufficiency | 2021 | 1 | 41.9 | 4
3 Revenue Sufficiency | 2021 | 1 | 42 | 1
3 Revenue Sufficiency | 2021 | 1 | 42.1 | 6
3 Revenue Sufficiency | 2021 | 1 | 42.2 | 6
3 Revenue Sufficiency | 2021 | 1 | 42.3 | 2
3 Revenue Sufficiency | 2021 | 1 | 42.4 | 3
3 Revenue Sufficiency | 2021 | 1 | 42.5 | 5
3 Revenue Sufficiency | 2021 | 1 | 42.6 | 1
3 Revenue Sufficiency | 2021 | 1 | 42.7 | 3
3 Revenue Sufficiency | 2021 | 1 | 42.8 | 5
3 Revenue Sufficiency | 2021 | 1 | 42.9 | 6
3 Revenue Sufficiency | 2021 | 1 | 43 | 3
3 Revenue Sufficiency | 2021 | 1 | 43.1 | 5
3 Revenue Sufficiency | 2021 | 1 | 43.2 | 3
3 Revenue Sufficiency | 2021 | 1 | 43.3 | 4
3 Revenue Sufficiency | 2021 | 1 | 43.4 | 2
3 Revenue Sufficiency | 2021 | 1 | 43.5 | 6
3 Revenue Sufficiency | 2021 | 1 | 43.6 | 5
3 Revenue Sufficiency | 2021 | 1 | 43.7 | 4
3 Revenue Sufficiency | 2021 | 1 | 43.8 | 3
3 Revenue Sufficiency | 2021 | 1 | 43.9 | 4
3 Revenue Sufficiency | 2021 | 1 | 44 | 1
3 Revenue Sufficiency | 2021 | 1 | 44.1 | 2
3 Revenue Sufficiency | 2021 | 1 | 44.3 | 4
3 Revenue Sufficiency | 2021 | 1 | 44.4 | 5
3 Revenue Sufficiency | 2021 | 1 | 44.5 | 2
3 Revenue Sufficiency | 2021 | 1 | 44.6 | 4
3 Revenue Sufficiency | 2021 | 1 | 44.7 | 6
3 Revenue Sufficiency | 2021 | 1 | 44.8 | 3
3 Revenue Sufficiency | 2021 | 1 | 44.9 | 1
3 Revenue Sufficiency | 2021 | 1 | 45 | 3
3 Revenue Sufficiency | 2021 | 1 | 45.1 | 2
3 Revenue Sufficiency | 2021 | 1 | 45.2 | 1
3 Revenue Sufficiency | 2021 | 1 | 45.3 | 2
3 Revenue Sufficiency | 2021 | 1 | 45.4 | 5
3 Revenue Sufficiency | 2021 | 1 | 45.5 | 3
3 Revenue Sufficiency | 2021 | 1 | 45.6 | 1
3 Revenue Sufficiency | 2021 | 1 | 45.7 | 1
3 Revenue Sufficiency | 2021 | 1 | 45.8 | 4
3 Revenue Sufficiency | 2021 | 1 | 45.9 | 1
3 Revenue Sufficiency | 2021 | 1 | 46 | 2
3 Revenue Sufficiency | 2021 | 1 | 46.1 | 4
3 Revenue Sufficiency | 2021 | 1 | 46.2 | 3
3 Revenue Sufficiency | 2021 | 1 | 46.3 | 6
3 Revenue Sufficiency | 2021 | 1 | 46.4 | 2
3 Revenue Sufficiency | 2021 | 1 | 46.6 | 5
3 Revenue Sufficiency | 2021 | 1 | 46.7 | 3
3 Revenue Sufficiency | 2021 | 1 | 46.8 | 1
3 Revenue Sufficiency | 2021 | 1 | 47 | 2
3 Revenue Sufficiency | 2021 | 1 | 47.1 | 1
3 Revenue Sufficiency | 2021 | 1 | 47.2 | 3
3 Revenue Sufficiency | 2021 | 1 | 47.3 | 3
3 Revenue Sufficiency | 2021 | 1 | 47.4 | 1
3 Revenue Sufficiency | 2021 | 1 | 47.5 | 3
3 Revenue Sufficiency | 2021 | 1 | 47.6 | 2
3 Revenue Sufficiency | 2021 | 1 | 47.7 | 1
3 Revenue Sufficiency | 2021 | 1 | 47.9 | 1
3 Revenue Sufficiency | 2021 | 1 | 48 | 1
3 Revenue Sufficiency | 2021 | 1 | 48.1 | 1
3 Revenue Sufficiency | 2021 | 1 | 48.2 | 1
3 Revenue Sufficiency | 2021 | 1 | 48.3 | 4
3 Revenue Sufficiency | 2021 | 1 | 48.4 | 1
3 Revenue Sufficiency | 2021 | 1 | 48.8 | 3
3 Revenue Sufficiency | 2021 | 1 | 48.9 | 2
3 Revenue Sufficiency | 2021 | 1 | 49 | 3
3 Revenue Sufficiency | 2021 | 1 | 49.2 | 4
3 Revenue Sufficiency | 2021 | 1 | 49.3 | 4
3 Revenue Sufficiency | 2021 | 1 | 49.4 | 4
3 Revenue Sufficiency | 2021 | 1 | 49.5 | 3
3 Revenue Sufficiency | 2021 | 1 | 49.6 | 4
3 Revenue Sufficiency | 2021 | 1 | 49.7 | 2
3 Revenue Sufficiency | 2021 | 1 | 49.9 | 2
3 Revenue Sufficiency | 2021 | 1 | 50 | 1
3 Revenue Sufficiency | 2021 | 1 | 50.2 | 2
3 Revenue Sufficiency | 2021 | 1 | 50.3 | 2
3 Revenue Sufficiency | 2021 | 1 | 50.4 | 3
3 Revenue Sufficiency | 2021 | 1 | 50.5 | 1
3 Revenue Sufficiency | 2021 | 1 | 50.6 | 1
3 Revenue Sufficiency | 2021 | 1 | 50.7 | 3
3 Revenue Sufficiency | 2021 | 1 | 50.9 | 2
3 Revenue Sufficiency | 2021 | 1 | 51.2 | 2
3 Revenue Sufficiency | 2021 | 1 | 51.3 | 2
3 Revenue Sufficiency | 2021 | 1 | 51.4 | 1
3 Revenue Sufficiency | 2021 | 1 | 51.6 | 1
3 Revenue Sufficiency | 2021 | 1 | 51.7 | 1
3 Revenue Sufficiency | 2021 | 1 | 51.8 | 1
3 Revenue Sufficiency | 2021 | 1 | 51.9 | 3
3 Revenue Sufficiency | 2021 | 1 | 52.1 | 1
3 Revenue Sufficiency | 2021 | 1 | 52.2 | 3
3 Revenue Sufficiency | 2021 | 1 | 52.3 | 2
3 Revenue Sufficiency | 2021 | 1 | 52.4 | 1
3 Revenue Sufficiency | 2021 | 1 | 52.5 | 1
3 Revenue Sufficiency | 2021 | 1 | 52.7 | 1
3 Revenue Sufficiency | 2021 | 1 | 52.9 | 1
3 Revenue Sufficiency | 2021 | 1 | 53.2 | 4
3 Revenue Sufficiency | 2021 | 1 | 53.4 | 1
3 Revenue Sufficiency | 2021 | 1 | 53.5 | 1
3 Revenue Sufficiency | 2021 | 1 | 53.8 | 1
3 Revenue Sufficiency | 2021 | 1 | 53.9 | 2
3 Revenue Sufficiency | 2021 | 1 | 54 | 1
3 Revenue Sufficiency | 2021 | 1 | 54.3 | 1
3 Revenue Sufficiency | 2021 | 1 | 54.5 | 1
3 Revenue Sufficiency | 2021 | 1 | 54.6 | 1
3 Revenue Sufficiency | 2021 | 1 | 54.8 | 1
3 Revenue Sufficiency | 2021 | 1 | 54.9 | 2
3 Revenue Sufficiency | 2021 | 1 | 55 | 1
3 Revenue Sufficiency | 2021 | 1 | 55.1 | 2
3 Revenue Sufficiency | 2021 | 1 | 55.2 | 1
3 Revenue Sufficiency | 2021 | 1 | 55.5 | 1
3 Revenue Sufficiency | 2021 | 1 | 55.6 | 1
3 Revenue Sufficiency | 2021 | 1 | 55.9 | 1
3 Revenue Sufficiency | 2021 | 1 | 56 | 1
3 Revenue Sufficiency | 2021 | 1 | 56.2 | 2
3 Revenue Sufficiency | 2021 | 1 | 56.5 | 1
3 Revenue Sufficiency | 2021 | 1 | 56.6 | 3
3 Revenue Sufficiency | 2021 | 1 | 56.7 | 1
3 Revenue Sufficiency | 2021 | 1 | 56.9 | 3
3 Revenue Sufficiency | 2021 | 1 | 57.1 | 2
3 Revenue Sufficiency | 2021 | 1 | 57.5 | 2
3 Revenue Sufficiency | 2021 | 1 | 57.9 | 2
3 Revenue Sufficiency | 2021 | 1 | 58.5 | 1
3 Revenue Sufficiency | 2021 | 1 | 58.6 | 1
3 Revenue Sufficiency | 2021 | 1 | 58.8 | 1
3 Revenue Sufficiency | 2021 | 1 | 59.7 | 1
3 Revenue Sufficiency | 2021 | 1 | 60 | 1
3 Revenue Sufficiency | 2021 | 1 | 60.3 | 1
3 Revenue Sufficiency | 2021 | 1 | 60.4 | 2
3 Revenue Sufficiency | 2021 | 1 | 60.5 | 2
3 Revenue Sufficiency | 2021 | 1 | 60.8 | 1
3 Revenue Sufficiency | 2021 | 1 | 60.9 | 3
3 Revenue Sufficiency | 2021 | 1 | 61 | 1
3 Revenue Sufficiency | 2021 | 1 | 61.1 | 1
3 Revenue Sufficiency | 2021 | 1 | 61.2 | 2
3 Revenue Sufficiency | 2021 | 1 | 61.6 | 1
3 Revenue Sufficiency | 2021 | 1 | 62.1 | 1
3 Revenue Sufficiency | 2021 | 1 | 62.2 | 2
3 Revenue Sufficiency | 2021 | 1 | 62.3 | 1
3 Revenue Sufficiency | 2021 | 1 | 62.5 | 1
3 Revenue Sufficiency | 2021 | 1 | 62.8 | 1
3 Revenue Sufficiency | 2021 | 1 | 64.4 | 2
3 Revenue Sufficiency | 2021 | 1 | 64.6 | 2
3 Revenue Sufficiency | 2021 | 1 | 64.7 | 1
3 Revenue Sufficiency | 2021 | 1 | 65.8 | 1
3 Revenue Sufficiency | 2021 | 1 | 66.1 | 1
3 Revenue Sufficiency | 2021 | 1 | 66.4 | 1
3 Revenue Sufficiency | 2021 | 1 | 66.8 | 1
3 Revenue Sufficiency | 2021 | 1 | 67.3 | 1
3 Revenue Sufficiency | 2021 | 1 | 67.5 | 1
3 Revenue Sufficiency | 2021 | 1 | 68.2 | 1
3 Revenue Sufficiency | 2021 | 1 | 68.5 | 1
3 Revenue Sufficiency | 2021 | 1 | 69.1 | 2
3 Revenue Sufficiency | 2021 | 1 | 70.6 | 1
3 Revenue Sufficiency | 2021 | 1 | 71.4 | 1
3 Revenue Sufficiency | 2021 | 1 | 72.4 | 1
3 Revenue Sufficiency | 2021 | 1 | 72.9 | 1
3 Revenue Sufficiency | 2021 | 1 | 73.4 | 1
3 Revenue Sufficiency | 2021 | 1 | 75.8 | 1
3 Revenue Sufficiency | 2021 | 1 | 76 | 2
3 Revenue Sufficiency | 2021 | 1 | 79.2 | 1
3 Revenue Sufficiency | 2021 | 1 | 81.7 | 1
3 Revenue Sufficiency | 2021 | 1 | 85.8 | 1
3 Revenue Sufficiency | 2021 | 1 | 95 | 1
3 Revenue Sufficiency | 2021 | 1 | 100.2 | 1
3 Revenue Sufficiency | 2021 | 1 | 112.2 | 1
3 Revenue Sufficiency | 2021 | 1 | 172.2 | 1
3 Revenue Sufficiency | 2021 | 1 | 257 | 1
3 Revenue Sufficiency | 2021 | 2 | -237.1 | 1
3 Revenue Sufficiency | 2021 | 2 | -230.2 | 1
3 Revenue Sufficiency | 2021 | 2 | -70.4 | 1
3 Revenue Sufficiency | 2021 | 2 | -66.9 | 1
3 Revenue Sufficiency | 2021 | 2 | -61.3 | 1
3 Revenue Sufficiency | 2021 | 2 | -60.4 | 1
3 Revenue Sufficiency | 2021 | 2 | -59.2 | 1
3 Revenue Sufficiency | 2021 | 2 | -58.2 | 1
3 Revenue Sufficiency | 2021 | 2 | -56.5 | 1
3 Revenue Sufficiency | 2021 | 2 | -56.3 | 1
3 Revenue Sufficiency | 2021 | 2 | -55.5 | 1
3 Revenue Sufficiency | 2021 | 2 | -55.4 | 1
3 Revenue Sufficiency | 2021 | 2 | -55.3 | 1
3 Revenue Sufficiency | 2021 | 2 | -55.2 | 1
3 Revenue Sufficiency | 2021 | 2 | -53.5 | 1
3 Revenue Sufficiency | 2021 | 2 | -53.4 | 1
3 Revenue Sufficiency | 2021 | 2 | -52.9 | 1
3 Revenue Sufficiency | 2021 | 2 | -52.8 | 1
3 Revenue Sufficiency | 2021 | 2 | -52.2 | 1
3 Revenue Sufficiency | 2021 | 2 | -52.1 | 2
3 Revenue Sufficiency | 2021 | 2 | -51.5 | 1
3 Revenue Sufficiency | 2021 | 2 | -50.7 | 1
3 Revenue Sufficiency | 2021 | 2 | -50.6 | 2
3 Revenue Sufficiency | 2021 | 2 | -50.1 | 1
3 Revenue Sufficiency | 2021 | 2 | -49.9 | 1
3 Revenue Sufficiency | 2021 | 2 | -49.3 | 2
3 Revenue Sufficiency | 2021 | 2 | -49 | 1
3 Revenue Sufficiency | 2021 | 2 | -48.6 | 1
3 Revenue Sufficiency | 2021 | 2 | -48.2 | 1
3 Revenue Sufficiency | 2021 | 2 | -48 | 1
3 Revenue Sufficiency | 2021 | 2 | -47.9 | 1
3 Revenue Sufficiency | 2021 | 2 | -47.3 | 1
3 Revenue Sufficiency | 2021 | 2 | -47.1 | 1
3 Revenue Sufficiency | 2021 | 2 | -46.8 | 1
3 Revenue Sufficiency | 2021 | 2 | -46.5 | 1
3 Revenue Sufficiency | 2021 | 2 | -46.3 | 1
3 Revenue Sufficiency | 2021 | 2 | -46.2 | 1
3 Revenue Sufficiency | 2021 | 2 | -46.1 | 1
3 Revenue Sufficiency | 2021 | 2 | -46 | 1
3 Revenue Sufficiency | 2021 | 2 | -45.9 | 1
3 Revenue Sufficiency | 2021 | 2 | -45.8 | 1
3 Revenue Sufficiency | 2021 | 2 | -45.5 | 1
3 Revenue Sufficiency | 2021 | 2 | -45.2 | 1
3 Revenue Sufficiency | 2021 | 2 | -44.9 | 3
3 Revenue Sufficiency | 2021 | 2 | -44.8 | 1
3 Revenue Sufficiency | 2021 | 2 | -44.6 | 1
3 Revenue Sufficiency | 2021 | 2 | -44.5 | 4
3 Revenue Sufficiency | 2021 | 2 | -44.1 | 1
3 Revenue Sufficiency | 2021 | 2 | -43.9 | 2
3 Revenue Sufficiency | 2021 | 2 | -43.8 | 1
3 Revenue Sufficiency | 2021 | 2 | -43.7 | 2
3 Revenue Sufficiency | 2021 | 2 | -43.6 | 2
3 Revenue Sufficiency | 2021 | 2 | -43.5 | 1
3 Revenue Sufficiency | 2021 | 2 | -43.4 | 1
3 Revenue Sufficiency | 2021 | 2 | -43.3 | 1
3 Revenue Sufficiency | 2021 | 2 | -42.8 | 1
3 Revenue Sufficiency | 2021 | 2 | -42.7 | 1
3 Revenue Sufficiency | 2021 | 2 | -42.6 | 1
3 Revenue Sufficiency | 2021 | 2 | -42.4 | 5
3 Revenue Sufficiency | 2021 | 2 | -42.1 | 1
3 Revenue Sufficiency | 2021 | 2 | -42 | 1
3 Revenue Sufficiency | 2021 | 2 | -41.5 | 2
3 Revenue Sufficiency | 2021 | 2 | -41.4 | 3
3 Revenue Sufficiency | 2021 | 2 | -41.3 | 1
3 Revenue Sufficiency | 2021 | 2 | -41.2 | 2
3 Revenue Sufficiency | 2021 | 2 | -41.1 | 2
3 Revenue Sufficiency | 2021 | 2 | -41 | 1
3 Revenue Sufficiency | 2021 | 2 | -40.9 | 2
3 Revenue Sufficiency | 2021 | 2 | -40.8 | 2
3 Revenue Sufficiency | 2021 | 2 | -40.7 | 3
3 Revenue Sufficiency | 2021 | 2 | -40.6 | 2
3 Revenue Sufficiency | 2021 | 2 | -40.5 | 1
3 Revenue Sufficiency | 2021 | 2 | -40.4 | 1
3 Revenue Sufficiency | 2021 | 2 | -40.3 | 1
3 Revenue Sufficiency | 2021 | 2 | -40.2 | 1
3 Revenue Sufficiency | 2021 | 2 | -40.1 | 1
3 Revenue Sufficiency | 2021 | 2 | -40 | 3
3 Revenue Sufficiency | 2021 | 2 | -39.9 | 3
3 Revenue Sufficiency | 2021 | 2 | -39.7 | 3
3 Revenue Sufficiency | 2021 | 2 | -39.6 | 2
3 Revenue Sufficiency | 2021 | 2 | -39.2 | 1
3 Revenue Sufficiency | 2021 | 2 | -39.1 | 4
3 Revenue Sufficiency | 2021 | 2 | -39 | 3
3 Revenue Sufficiency | 2021 | 2 | -38.9 | 1
3 Revenue Sufficiency | 2021 | 2 | -38.8 | 2
3 Revenue Sufficiency | 2021 | 2 | -38.7 | 2
3 Revenue Sufficiency | 2021 | 2 | -38.6 | 4
3 Revenue Sufficiency | 2021 | 2 | -38.5 | 4
3 Revenue Sufficiency | 2021 | 2 | -38.4 | 1
3 Revenue Sufficiency | 2021 | 2 | -38.3 | 3
3 Revenue Sufficiency | 2021 | 2 | -38.2 | 2
3 Revenue Sufficiency | 2021 | 2 | -38.1 | 5
3 Revenue Sufficiency | 2021 | 2 | -38 | 2
3 Revenue Sufficiency | 2021 | 2 | -37.9 | 1
3 Revenue Sufficiency | 2021 | 2 | -37.7 | 2
3 Revenue Sufficiency | 2021 | 2 | -37.6 | 4
3 Revenue Sufficiency | 2021 | 2 | -37.5 | 1
3 Revenue Sufficiency | 2021 | 2 | -37.4 | 4
3 Revenue Sufficiency | 2021 | 2 | -37.3 | 2
3 Revenue Sufficiency | 2021 | 2 | -37.2 | 1
3 Revenue Sufficiency | 2021 | 2 | -37.1 | 1
3 Revenue Sufficiency | 2021 | 2 | -37 | 3
3 Revenue Sufficiency | 2021 | 2 | -36.9 | 3
3 Revenue Sufficiency | 2021 | 2 | -36.8 | 1
3 Revenue Sufficiency | 2021 | 2 | -36.7 | 1
3 Revenue Sufficiency | 2021 | 2 | -36.6 | 1
3 Revenue Sufficiency | 2021 | 2 | -36.5 | 3
3 Revenue Sufficiency | 2021 | 2 | -36.4 | 4
3 Revenue Sufficiency | 2021 | 2 | -36.3 | 2
3 Revenue Sufficiency | 2021 | 2 | -36.2 | 2
3 Revenue Sufficiency | 2021 | 2 | -36.1 | 3
3 Revenue Sufficiency | 2021 | 2 | -36 | 2
3 Revenue Sufficiency | 2021 | 2 | -35.9 | 1
3 Revenue Sufficiency | 2021 | 2 | -35.8 | 5
3 Revenue Sufficiency | 2021 | 2 | -35.7 | 5
3 Revenue Sufficiency | 2021 | 2 | -35.6 | 3
3 Revenue Sufficiency | 2021 | 2 | -35.5 | 3
3 Revenue Sufficiency | 2021 | 2 | -35.4 | 5
3 Revenue Sufficiency | 2021 | 2 | -35.3 | 4
3 Revenue Sufficiency | 2021 | 2 | -35.2 | 1
3 Revenue Sufficiency | 2021 | 2 | -35.1 | 3
3 Revenue Sufficiency | 2021 | 2 | -35 | 5
3 Revenue Sufficiency | 2021 | 2 | -34.9 | 5
3 Revenue Sufficiency | 2021 | 2 | -34.8 | 3
3 Revenue Sufficiency | 2021 | 2 | -34.7 | 1
3 Revenue Sufficiency | 2021 | 2 | -34.6 | 4
3 Revenue Sufficiency | 2021 | 2 | -34.5 | 4
3 Revenue Sufficiency | 2021 | 2 | -34.3 | 7
3 Revenue Sufficiency | 2021 | 2 | -34.2 | 4
3 Revenue Sufficiency | 2021 | 2 | -34.1 | 4
3 Revenue Sufficiency | 2021 | 2 | -34 | 3
3 Revenue Sufficiency | 2021 | 2 | -33.9 | 3
3 Revenue Sufficiency | 2021 | 2 | -33.8 | 4
3 Revenue Sufficiency | 2021 | 2 | -33.7 | 2
3 Revenue Sufficiency | 2021 | 2 | -33.6 | 3
3 Revenue Sufficiency | 2021 | 2 | -33.5 | 4
3 Revenue Sufficiency | 2021 | 2 | -33.4 | 1
3 Revenue Sufficiency | 2021 | 2 | -33.3 | 3
3 Revenue Sufficiency | 2021 | 2 | -33.2 | 5
3 Revenue Sufficiency | 2021 | 2 | -33.1 | 4
3 Revenue Sufficiency | 2021 | 2 | -33 | 5
3 Revenue Sufficiency | 2021 | 2 | -32.9 | 4
3 Revenue Sufficiency | 2021 | 2 | -32.8 | 3
3 Revenue Sufficiency | 2021 | 2 | -32.7 | 3
3 Revenue Sufficiency | 2021 | 2 | -32.6 | 7
3 Revenue Sufficiency | 2021 | 2 | -32.5 | 5
3 Revenue Sufficiency | 2021 | 2 | -32.4 | 6
3 Revenue Sufficiency | 2021 | 2 | -32.3 | 7
3 Revenue Sufficiency | 2021 | 2 | -32.2 | 4
3 Revenue Sufficiency | 2021 | 2 | -32.1 | 7
3 Revenue Sufficiency | 2021 | 2 | -32 | 5
3 Revenue Sufficiency | 2021 | 2 | -31.9 | 6
3 Revenue Sufficiency | 2021 | 2 | -31.8 | 8
3 Revenue Sufficiency | 2021 | 2 | -31.7 | 4
3 Revenue Sufficiency | 2021 | 2 | -31.6 | 4
3 Revenue Sufficiency | 2021 | 2 | -31.5 | 5
3 Revenue Sufficiency | 2021 | 2 | -31.4 | 8
3 Revenue Sufficiency | 2021 | 2 | -31.3 | 6
3 Revenue Sufficiency | 2021 | 2 | -31.2 | 15
3 Revenue Sufficiency | 2021 | 2 | -31.1 | 6
3 Revenue Sufficiency | 2021 | 2 | -31 | 10
3 Revenue Sufficiency | 2021 | 2 | -30.9 | 3
3 Revenue Sufficiency | 2021 | 2 | -30.8 | 5
3 Revenue Sufficiency | 2021 | 2 | -30.7 | 2
3 Revenue Sufficiency | 2021 | 2 | -30.6 | 5
3 Revenue Sufficiency | 2021 | 2 | -30.5 | 7
3 Revenue Sufficiency | 2021 | 2 | -30.4 | 8
3 Revenue Sufficiency | 2021 | 2 | -30.3 | 2
3 Revenue Sufficiency | 2021 | 2 | -30.2 | 3
3 Revenue Sufficiency | 2021 | 2 | -30.1 | 14
3 Revenue Sufficiency | 2021 | 2 | -30 | 4
3 Revenue Sufficiency | 2021 | 2 | -29.9 | 8
3 Revenue Sufficiency | 2021 | 2 | -29.8 | 10
3 Revenue Sufficiency | 2021 | 2 | -29.7 | 6
3 Revenue Sufficiency | 2021 | 2 | -29.6 | 7
3 Revenue Sufficiency | 2021 | 2 | -29.5 | 6
3 Revenue Sufficiency | 2021 | 2 | -29.4 | 4
3 Revenue Sufficiency | 2021 | 2 | -29.3 | 3
3 Revenue Sufficiency | 2021 | 2 | -29.2 | 9
3 Revenue Sufficiency | 2021 | 2 | -29.1 | 12
3 Revenue Sufficiency | 2021 | 2 | -29 | 10
3 Revenue Sufficiency | 2021 | 2 | -28.9 | 8
3 Revenue Sufficiency | 2021 | 2 | -28.8 | 9
3 Revenue Sufficiency | 2021 | 2 | -28.7 | 14
3 Revenue Sufficiency | 2021 | 2 | -28.6 | 6
3 Revenue Sufficiency | 2021 | 2 | -28.5 | 8
3 Revenue Sufficiency | 2021 | 2 | -28.4 | 11
3 Revenue Sufficiency | 2021 | 2 | -28.3 | 8
3 Revenue Sufficiency | 2021 | 2 | -28.2 | 8
3 Revenue Sufficiency | 2021 | 2 | -28.1 | 7
3 Revenue Sufficiency | 2021 | 2 | -28 | 11
3 Revenue Sufficiency | 2021 | 2 | -27.9 | 9
3 Revenue Sufficiency | 2021 | 2 | -27.8 | 13
3 Revenue Sufficiency | 2021 | 2 | -27.7 | 7
3 Revenue Sufficiency | 2021 | 2 | -27.6 | 12
3 Revenue Sufficiency | 2021 | 2 | -27.5 | 7
3 Revenue Sufficiency | 2021 | 2 | -27.4 | 12
3 Revenue Sufficiency | 2021 | 2 | -27.3 | 12
3 Revenue Sufficiency | 2021 | 2 | -27.2 | 10
3 Revenue Sufficiency | 2021 | 2 | -27.1 | 5
3 Revenue Sufficiency | 2021 | 2 | -27 | 9
3 Revenue Sufficiency | 2021 | 2 | -26.9 | 12
3 Revenue Sufficiency | 2021 | 2 | -26.8 | 11
3 Revenue Sufficiency | 2021 | 2 | -26.7 | 12
3 Revenue Sufficiency | 2021 | 2 | -26.6 | 11
3 Revenue Sufficiency | 2021 | 2 | -26.5 | 12
3 Revenue Sufficiency | 2021 | 2 | -26.4 | 13
3 Revenue Sufficiency | 2021 | 2 | -26.3 | 10
3 Revenue Sufficiency | 2021 | 2 | -26.2 | 15
3 Revenue Sufficiency | 2021 | 2 | -26.1 | 10
3 Revenue Sufficiency | 2021 | 2 | -26 | 10
3 Revenue Sufficiency | 2021 | 2 | -25.9 | 13
3 Revenue Sufficiency | 2021 | 2 | -25.8 | 14
3 Revenue Sufficiency | 2021 | 2 | -25.7 | 12
3 Revenue Sufficiency | 2021 | 2 | -25.6 | 11
3 Revenue Sufficiency | 2021 | 2 | -25.5 | 7
3 Revenue Sufficiency | 2021 | 2 | -25.4 | 16
3 Revenue Sufficiency | 2021 | 2 | -25.3 | 15
3 Revenue Sufficiency | 2021 | 2 | -25.2 | 13
3 Revenue Sufficiency | 2021 | 2 | -25.1 | 13
3 Revenue Sufficiency | 2021 | 2 | -25 | 9
3 Revenue Sufficiency | 2021 | 2 | -24.9 | 18
3 Revenue Sufficiency | 2021 | 2 | -24.8 | 11
3 Revenue Sufficiency | 2021 | 2 | -24.7 | 26
3 Revenue Sufficiency | 2021 | 2 | -24.6 | 15
3 Revenue Sufficiency | 2021 | 2 | -24.5 | 14
3 Revenue Sufficiency | 2021 | 2 | -24.4 | 15
3 Revenue Sufficiency | 2021 | 2 | -24.3 | 18
3 Revenue Sufficiency | 2021 | 2 | -24.2 | 16
3 Revenue Sufficiency | 2021 | 2 | -24.1 | 10
3 Revenue Sufficiency | 2021 | 2 | -24 | 18
3 Revenue Sufficiency | 2021 | 2 | -23.9 | 16
3 Revenue Sufficiency | 2021 | 2 | -23.8 | 20
3 Revenue Sufficiency | 2021 | 2 | -23.7 | 12
3 Revenue Sufficiency | 2021 | 2 | -23.6 | 14
3 Revenue Sufficiency | 2021 | 2 | -23.5 | 12
3 Revenue Sufficiency | 2021 | 2 | -23.4 | 15
3 Revenue Sufficiency | 2021 | 2 | -23.3 | 18
3 Revenue Sufficiency | 2021 | 2 | -23.2 | 25
3 Revenue Sufficiency | 2021 | 2 | -23.1 | 11
3 Revenue Sufficiency | 2021 | 2 | -23 | 13
3 Revenue Sufficiency | 2021 | 2 | -22.9 | 21
3 Revenue Sufficiency | 2021 | 2 | -22.8 | 14
3 Revenue Sufficiency | 2021 | 2 | -22.7 | 15
3 Revenue Sufficiency | 2021 | 2 | -22.6 | 26
3 Revenue Sufficiency | 2021 | 2 | -22.5 | 22
3 Revenue Sufficiency | 2021 | 2 | -22.4 | 26
3 Revenue Sufficiency | 2021 | 2 | -22.3 | 13
3 Revenue Sufficiency | 2021 | 2 | -22.2 | 24
3 Revenue Sufficiency | 2021 | 2 | -22.1 | 14
3 Revenue Sufficiency | 2021 | 2 | -22 | 18
3 Revenue Sufficiency | 2021 | 2 | -21.9 | 20
3 Revenue Sufficiency | 2021 | 2 | -21.8 | 17
3 Revenue Sufficiency | 2021 | 2 | -21.7 | 31
3 Revenue Sufficiency | 2021 | 2 | -21.6 | 19
3 Revenue Sufficiency | 2021 | 2 | -21.5 | 17
3 Revenue Sufficiency | 2021 | 2 | -21.4 | 22
3 Revenue Sufficiency | 2021 | 2 | -21.3 | 22
3 Revenue Sufficiency | 2021 | 2 | -21.2 | 21
3 Revenue Sufficiency | 2021 | 2 | -21.1 | 30
3 Revenue Sufficiency | 2021 | 2 | -21 | 23
3 Revenue Sufficiency | 2021 | 2 | -20.9 | 21
3 Revenue Sufficiency | 2021 | 2 | -20.8 | 28
3 Revenue Sufficiency | 2021 | 2 | -20.7 | 21
3 Revenue Sufficiency | 2021 | 2 | -20.6 | 25
3 Revenue Sufficiency | 2021 | 2 | -20.5 | 26
3 Revenue Sufficiency | 2021 | 2 | -20.4 | 22
3 Revenue Sufficiency | 2021 | 2 | -20.3 | 23
3 Revenue Sufficiency | 2021 | 2 | -20.2 | 21
3 Revenue Sufficiency | 2021 | 2 | -20.1 | 23
3 Revenue Sufficiency | 2021 | 2 | -20 | 32
3 Revenue Sufficiency | 2021 | 2 | -19.9 | 20
3 Revenue Sufficiency | 2021 | 2 | -19.8 | 25
3 Revenue Sufficiency | 2021 | 2 | -19.7 | 36
3 Revenue Sufficiency | 2021 | 2 | -19.6 | 27
3 Revenue Sufficiency | 2021 | 2 | -19.5 | 38
3 Revenue Sufficiency | 2021 | 2 | -19.4 | 24
3 Revenue Sufficiency | 2021 | 2 | -19.3 | 40
3 Revenue Sufficiency | 2021 | 2 | -19.2 | 29
3 Revenue Sufficiency | 2021 | 2 | -19.1 | 24
3 Revenue Sufficiency | 2021 | 2 | -19 | 26
3 Revenue Sufficiency | 2021 | 2 | -18.9 | 14
3 Revenue Sufficiency | 2021 | 2 | -18.8 | 32
3 Revenue Sufficiency | 2021 | 2 | -18.7 | 35
3 Revenue Sufficiency | 2021 | 2 | -18.6 | 36
3 Revenue Sufficiency | 2021 | 2 | -18.5 | 25
3 Revenue Sufficiency | 2021 | 2 | -18.4 | 29
3 Revenue Sufficiency | 2021 | 2 | -18.3 | 38
3 Revenue Sufficiency | 2021 | 2 | -18.2 | 31
3 Revenue Sufficiency | 2021 | 2 | -18.1 | 36
3 Revenue Sufficiency | 2021 | 2 | -18 | 42
3 Revenue Sufficiency | 2021 | 2 | -17.9 | 27
3 Revenue Sufficiency | 2021 | 2 | -17.8 | 29
3 Revenue Sufficiency | 2021 | 2 | -17.7 | 38
3 Revenue Sufficiency | 2021 | 2 | -17.6 | 38
3 Revenue Sufficiency | 2021 | 2 | -17.5 | 30
3 Revenue Sufficiency | 2021 | 2 | -17.4 | 45
3 Revenue Sufficiency | 2021 | 2 | -17.3 | 29
3 Revenue Sufficiency | 2021 | 2 | -17.2 | 30
3 Revenue Sufficiency | 2021 | 2 | -17.1 | 35
3 Revenue Sufficiency | 2021 | 2 | -17 | 44
3 Revenue Sufficiency | 2021 | 2 | -16.9 | 37
3 Revenue Sufficiency | 2021 | 2 | -16.8 | 42
3 Revenue Sufficiency | 2021 | 2 | -16.7 | 39
3 Revenue Sufficiency | 2021 | 2 | -16.6 | 44
3 Revenue Sufficiency | 2021 | 2 | -16.5 | 35
3 Revenue Sufficiency | 2021 | 2 | -16.4 | 32
3 Revenue Sufficiency | 2021 | 2 | -16.3 | 31
3 Revenue Sufficiency | 2021 | 2 | -16.2 | 45
3 Revenue Sufficiency | 2021 | 2 | -16.1 | 40
3 Revenue Sufficiency | 2021 | 2 | -16 | 45
3 Revenue Sufficiency | 2021 | 2 | -15.9 | 47
3 Revenue Sufficiency | 2021 | 2 | -15.8 | 34
3 Revenue Sufficiency | 2021 | 2 | -15.7 | 42
3 Revenue Sufficiency | 2021 | 2 | -15.6 | 40
3 Revenue Sufficiency | 2021 | 2 | -15.5 | 41
3 Revenue Sufficiency | 2021 | 2 | -15.4 | 38
3 Revenue Sufficiency | 2021 | 2 | -15.3 | 51
3 Revenue Sufficiency | 2021 | 2 | -15.2 | 39
3 Revenue Sufficiency | 2021 | 2 | -15.1 | 50
3 Revenue Sufficiency | 2021 | 2 | -15 | 47
3 Revenue Sufficiency | 2021 | 2 | -14.9 | 49
3 Revenue Sufficiency | 2021 | 2 | -14.8 | 48
3 Revenue Sufficiency | 2021 | 2 | -14.7 | 35
3 Revenue Sufficiency | 2021 | 2 | -14.6 | 42
3 Revenue Sufficiency | 2021 | 2 | -14.5 | 56
3 Revenue Sufficiency | 2021 | 2 | -14.4 | 45
3 Revenue Sufficiency | 2021 | 2 | -14.3 | 47
3 Revenue Sufficiency | 2021 | 2 | -14.2 | 46
3 Revenue Sufficiency | 2021 | 2 | -14.1 | 60
3 Revenue Sufficiency | 2021 | 2 | -14 | 49
3 Revenue Sufficiency | 2021 | 2 | -13.9 | 57
3 Revenue Sufficiency | 2021 | 2 | -13.8 | 44
3 Revenue Sufficiency | 2021 | 2 | -13.7 | 53
3 Revenue Sufficiency | 2021 | 2 | -13.6 | 60
3 Revenue Sufficiency | 2021 | 2 | -13.5 | 60
3 Revenue Sufficiency | 2021 | 2 | -13.4 | 59
3 Revenue Sufficiency | 2021 | 2 | -13.3 | 50
3 Revenue Sufficiency | 2021 | 2 | -13.2 | 55
3 Revenue Sufficiency | 2021 | 2 | -13.1 | 61
3 Revenue Sufficiency | 2021 | 2 | -13 | 45
3 Revenue Sufficiency | 2021 | 2 | -12.9 | 54
3 Revenue Sufficiency | 2021 | 2 | -12.8 | 47
3 Revenue Sufficiency | 2021 | 2 | -12.7 | 52
3 Revenue Sufficiency | 2021 | 2 | -12.6 | 45
3 Revenue Sufficiency | 2021 | 2 | -12.5 | 56
3 Revenue Sufficiency | 2021 | 2 | -12.4 | 76
3 Revenue Sufficiency | 2021 | 2 | -12.3 | 55
3 Revenue Sufficiency | 2021 | 2 | -12.2 | 61
3 Revenue Sufficiency | 2021 | 2 | -12.1 | 59
3 Revenue Sufficiency | 2021 | 2 | -12 | 65
3 Revenue Sufficiency | 2021 | 2 | -11.9 | 58
3 Revenue Sufficiency | 2021 | 2 | -11.8 | 62
3 Revenue Sufficiency | 2021 | 2 | -11.7 | 60
3 Revenue Sufficiency | 2021 | 2 | -11.6 | 73
3 Revenue Sufficiency | 2021 | 2 | -11.5 | 58
3 Revenue Sufficiency | 2021 | 2 | -11.4 | 64
3 Revenue Sufficiency | 2021 | 2 | -11.3 | 71
3 Revenue Sufficiency | 2021 | 2 | -11.2 | 72
3 Revenue Sufficiency | 2021 | 2 | -11.1 | 53
3 Revenue Sufficiency | 2021 | 2 | -11 | 77
3 Revenue Sufficiency | 2021 | 2 | -10.9 | 67
3 Revenue Sufficiency | 2021 | 2 | -10.8 | 51
3 Revenue Sufficiency | 2021 | 2 | -10.7 | 69
3 Revenue Sufficiency | 2021 | 2 | -10.6 | 58
3 Revenue Sufficiency | 2021 | 2 | -10.5 | 70
3 Revenue Sufficiency | 2021 | 2 | -10.4 | 64
3 Revenue Sufficiency | 2021 | 2 | -10.3 | 65
3 Revenue Sufficiency | 2021 | 2 | -10.2 | 73
3 Revenue Sufficiency | 2021 | 2 | -10.1 | 68
3 Revenue Sufficiency | 2021 | 2 | -10 | 63
3 Revenue Sufficiency | 2021 | 2 | -9.9 | 73
3 Revenue Sufficiency | 2021 | 2 | -9.8 | 72
3 Revenue Sufficiency | 2021 | 2 | -9.7 | 69
3 Revenue Sufficiency | 2021 | 2 | -9.6 | 76
3 Revenue Sufficiency | 2021 | 2 | -9.5 | 73
3 Revenue Sufficiency | 2021 | 2 | -9.4 | 70
3 Revenue Sufficiency | 2021 | 2 | -9.3 | 62
3 Revenue Sufficiency | 2021 | 2 | -9.2 | 78
3 Revenue Sufficiency | 2021 | 2 | -9.1 | 83
3 Revenue Sufficiency | 2021 | 2 | -9 | 76
3 Revenue Sufficiency | 2021 | 2 | -8.9 | 69
3 Revenue Sufficiency | 2021 | 2 | -8.8 | 60
3 Revenue Sufficiency | 2021 | 2 | -8.7 | 73
3 Revenue Sufficiency | 2021 | 2 | -8.6 | 81
3 Revenue Sufficiency | 2021 | 2 | -8.5 | 67
3 Revenue Sufficiency | 2021 | 2 | -8.4 | 91
3 Revenue Sufficiency | 2021 | 2 | -8.3 | 73
3 Revenue Sufficiency | 2021 | 2 | -8.2 | 73
3 Revenue Sufficiency | 2021 | 2 | -8.1 | 82
3 Revenue Sufficiency | 2021 | 2 | -8 | 90
3 Revenue Sufficiency | 2021 | 2 | -7.9 | 89
3 Revenue Sufficiency | 2021 | 2 | -7.8 | 90
3 Revenue Sufficiency | 2021 | 2 | -7.7 | 79
3 Revenue Sufficiency | 2021 | 2 | -7.6 | 77
3 Revenue Sufficiency | 2021 | 2 | -7.5 | 77
3 Revenue Sufficiency | 2021 | 2 | -7.4 | 83
3 Revenue Sufficiency | 2021 | 2 | -7.3 | 84
3 Revenue Sufficiency | 2021 | 2 | -7.2 | 68
3 Revenue Sufficiency | 2021 | 2 | -7.1 | 70
3 Revenue Sufficiency | 2021 | 2 | -7 | 102
3 Revenue Sufficiency | 2021 | 2 | -6.9 | 76
3 Revenue Sufficiency | 2021 | 2 | -6.8 | 81
3 Revenue Sufficiency | 2021 | 2 | -6.7 | 70
3 Revenue Sufficiency | 2021 | 2 | -6.6 | 75
3 Revenue Sufficiency | 2021 | 2 | -6.5 | 82
3 Revenue Sufficiency | 2021 | 2 | -6.4 | 79
3 Revenue Sufficiency | 2021 | 2 | -6.3 | 76
3 Revenue Sufficiency | 2021 | 2 | -6.2 | 86
3 Revenue Sufficiency | 2021 | 2 | -6.1 | 90
3 Revenue Sufficiency | 2021 | 2 | -6 | 90
3 Revenue Sufficiency | 2021 | 2 | -5.9 | 73
3 Revenue Sufficiency | 2021 | 2 | -5.8 | 98
3 Revenue Sufficiency | 2021 | 2 | -5.7 | 84
3 Revenue Sufficiency | 2021 | 2 | -5.6 | 101
3 Revenue Sufficiency | 2021 | 2 | -5.5 | 74
3 Revenue Sufficiency | 2021 | 2 | -5.4 | 81
3 Revenue Sufficiency | 2021 | 2 | -5.3 | 81
3 Revenue Sufficiency | 2021 | 2 | -5.2 | 69
3 Revenue Sufficiency | 2021 | 2 | -5.1 | 80
3 Revenue Sufficiency | 2021 | 2 | -5 | 89
3 Revenue Sufficiency | 2021 | 2 | -4.9 | 77
3 Revenue Sufficiency | 2021 | 2 | -4.8 | 73
3 Revenue Sufficiency | 2021 | 2 | -4.7 | 95
3 Revenue Sufficiency | 2021 | 2 | -4.6 | 88
3 Revenue Sufficiency | 2021 | 2 | -4.5 | 91
3 Revenue Sufficiency | 2021 | 2 | -4.4 | 81
3 Revenue Sufficiency | 2021 | 2 | -4.3 | 76
3 Revenue Sufficiency | 2021 | 2 | -4.2 | 62
3 Revenue Sufficiency | 2021 | 2 | -4.1 | 78
3 Revenue Sufficiency | 2021 | 2 | -4 | 78
3 Revenue Sufficiency | 2021 | 2 | -3.9 | 74
3 Revenue Sufficiency | 2021 | 2 | -3.8 | 93
3 Revenue Sufficiency | 2021 | 2 | -3.7 | 82
3 Revenue Sufficiency | 2021 | 2 | -3.6 | 87
3 Revenue Sufficiency | 2021 | 2 | -3.5 | 60
3 Revenue Sufficiency | 2021 | 2 | -3.4 | 72
3 Revenue Sufficiency | 2021 | 2 | -3.3 | 65
3 Revenue Sufficiency | 2021 | 2 | -3.2 | 78
3 Revenue Sufficiency | 2021 | 2 | -3.1 | 74
3 Revenue Sufficiency | 2021 | 2 | -3 | 70
3 Revenue Sufficiency | 2021 | 2 | -2.9 | 78
3 Revenue Sufficiency | 2021 | 2 | -2.8 | 80
3 Revenue Sufficiency | 2021 | 2 | -2.7 | 68
3 Revenue Sufficiency | 2021 | 2 | -2.6 | 63
3 Revenue Sufficiency | 2021 | 2 | -2.5 | 63
3 Revenue Sufficiency | 2021 | 2 | -2.4 | 75
3 Revenue Sufficiency | 2021 | 2 | -2.3 | 71
3 Revenue Sufficiency | 2021 | 2 | -2.2 | 71
3 Revenue Sufficiency | 2021 | 2 | -2.1 | 78
3 Revenue Sufficiency | 2021 | 2 | -2 | 61
3 Revenue Sufficiency | 2021 | 2 | -1.9 | 60
3 Revenue Sufficiency | 2021 | 2 | -1.8 | 48
3 Revenue Sufficiency | 2021 | 2 | -1.7 | 60
3 Revenue Sufficiency | 2021 | 2 | -1.6 | 57
3 Revenue Sufficiency | 2021 | 2 | -1.5 | 64
3 Revenue Sufficiency | 2021 | 2 | -1.4 | 63
3 Revenue Sufficiency | 2021 | 2 | -1.3 | 61
3 Revenue Sufficiency | 2021 | 2 | -1.2 | 68
3 Revenue Sufficiency | 2021 | 2 | -1.1 | 63
3 Revenue Sufficiency | 2021 | 2 | -1 | 49
3 Revenue Sufficiency | 2021 | 2 | -0.9 | 65
3 Revenue Sufficiency | 2021 | 2 | -0.8 | 51
3 Revenue Sufficiency | 2021 | 2 | -0.7 | 69
3 Revenue Sufficiency | 2021 | 2 | -0.6 | 58
3 Revenue Sufficiency | 2021 | 2 | -0.5 | 56
3 Revenue Sufficiency | 2021 | 2 | -0.4 | 49
3 Revenue Sufficiency | 2021 | 2 | -0.3 | 52
3 Revenue Sufficiency | 2021 | 2 | -0.2 | 46
3 Revenue Sufficiency | 2021 | 2 | -0.1 | 49
3 Revenue Sufficiency | 2021 | 2 | 0 | 1526
3 Revenue Sufficiency | 2021 | 2 | 0.1 | 46
3 Revenue Sufficiency | 2021 | 2 | 0.2 | 34
3 Revenue Sufficiency | 2021 | 2 | 0.3 | 44
3 Revenue Sufficiency | 2021 | 2 | 0.4 | 32
3 Revenue Sufficiency | 2021 | 2 | 0.5 | 53
3 Revenue Sufficiency | 2021 | 2 | 0.6 | 49
3 Revenue Sufficiency | 2021 | 2 | 0.7 | 56
3 Revenue Sufficiency | 2021 | 2 | 0.8 | 44
3 Revenue Sufficiency | 2021 | 2 | 0.9 | 52
3 Revenue Sufficiency | 2021 | 2 | 1 | 55
3 Revenue Sufficiency | 2021 | 2 | 1.1 | 42
3 Revenue Sufficiency | 2021 | 2 | 1.2 | 60
3 Revenue Sufficiency | 2021 | 2 | 1.3 | 65
3 Revenue Sufficiency | 2021 | 2 | 1.4 | 39
3 Revenue Sufficiency | 2021 | 2 | 1.5 | 41
3 Revenue Sufficiency | 2021 | 2 | 1.6 | 49
3 Revenue Sufficiency | 2021 | 2 | 1.7 | 55
3 Revenue Sufficiency | 2021 | 2 | 1.8 | 57
3 Revenue Sufficiency | 2021 | 2 | 1.9 | 59
3 Revenue Sufficiency | 2021 | 2 | 2 | 69
3 Revenue Sufficiency | 2021 | 2 | 2.1 | 71
3 Revenue Sufficiency | 2021 | 2 | 2.2 | 72
3 Revenue Sufficiency | 2021 | 2 | 2.3 | 53
3 Revenue Sufficiency | 2021 | 2 | 2.4 | 73
3 Revenue Sufficiency | 2021 | 2 | 2.5 | 71
3 Revenue Sufficiency | 2021 | 2 | 2.6 | 67
3 Revenue Sufficiency | 2021 | 2 | 2.7 | 77
3 Revenue Sufficiency | 2021 | 2 | 2.8 | 71
3 Revenue Sufficiency | 2021 | 2 | 2.9 | 87
3 Revenue Sufficiency | 2021 | 2 | 3 | 52
3 Revenue Sufficiency | 2021 | 2 | 3.1 | 77
3 Revenue Sufficiency | 2021 | 2 | 3.2 | 77
3 Revenue Sufficiency | 2021 | 2 | 3.3 | 80
3 Revenue Sufficiency | 2021 | 2 | 3.4 | 70
3 Revenue Sufficiency | 2021 | 2 | 3.5 | 68
3 Revenue Sufficiency | 2021 | 2 | 3.6 | 63
3 Revenue Sufficiency | 2021 | 2 | 3.7 | 71
3 Revenue Sufficiency | 2021 | 2 | 3.8 | 82
3 Revenue Sufficiency | 2021 | 2 | 3.9 | 70
3 Revenue Sufficiency | 2021 | 2 | 4 | 83
3 Revenue Sufficiency | 2021 | 2 | 4.1 | 84
3 Revenue Sufficiency | 2021 | 2 | 4.2 | 90
3 Revenue Sufficiency | 2021 | 2 | 4.3 | 85
3 Revenue Sufficiency | 2021 | 2 | 4.4 | 75
3 Revenue Sufficiency | 2021 | 2 | 4.5 | 91
3 Revenue Sufficiency | 2021 | 2 | 4.6 | 68
3 Revenue Sufficiency | 2021 | 2 | 4.7 | 81
3 Revenue Sufficiency | 2021 | 2 | 4.8 | 70
3 Revenue Sufficiency | 2021 | 2 | 4.9 | 78
3 Revenue Sufficiency | 2021 | 2 | 5 | 84
3 Revenue Sufficiency | 2021 | 2 | 5.1 | 86
3 Revenue Sufficiency | 2021 | 2 | 5.2 | 68
3 Revenue Sufficiency | 2021 | 2 | 5.3 | 75
3 Revenue Sufficiency | 2021 | 2 | 5.4 | 73
3 Revenue Sufficiency | 2021 | 2 | 5.5 | 80
3 Revenue Sufficiency | 2021 | 2 | 5.6 | 95
3 Revenue Sufficiency | 2021 | 2 | 5.7 | 82
3 Revenue Sufficiency | 2021 | 2 | 5.8 | 83
3 Revenue Sufficiency | 2021 | 2 | 5.9 | 90
3 Revenue Sufficiency | 2021 | 2 | 6 | 91
3 Revenue Sufficiency | 2021 | 2 | 6.1 | 82
3 Revenue Sufficiency | 2021 | 2 | 6.2 | 68
3 Revenue Sufficiency | 2021 | 2 | 6.3 | 91
3 Revenue Sufficiency | 2021 | 2 | 6.4 | 70
3 Revenue Sufficiency | 2021 | 2 | 6.5 | 70
3 Revenue Sufficiency | 2021 | 2 | 6.6 | 80
3 Revenue Sufficiency | 2021 | 2 | 6.7 | 80
3 Revenue Sufficiency | 2021 | 2 | 6.8 | 84
3 Revenue Sufficiency | 2021 | 2 | 6.9 | 69
3 Revenue Sufficiency | 2021 | 2 | 7 | 72
3 Revenue Sufficiency | 2021 | 2 | 7.1 | 86
3 Revenue Sufficiency | 2021 | 2 | 7.2 | 76
3 Revenue Sufficiency | 2021 | 2 | 7.3 | 64
3 Revenue Sufficiency | 2021 | 2 | 7.4 | 84
3 Revenue Sufficiency | 2021 | 2 | 7.5 | 66
3 Revenue Sufficiency | 2021 | 2 | 7.6 | 105
3 Revenue Sufficiency | 2021 | 2 | 7.7 | 72
3 Revenue Sufficiency | 2021 | 2 | 7.8 | 78
3 Revenue Sufficiency | 2021 | 2 | 7.9 | 74
3 Revenue Sufficiency | 2021 | 2 | 8 | 74
3 Revenue Sufficiency | 2021 | 2 | 8.1 | 72
3 Revenue Sufficiency | 2021 | 2 | 8.2 | 79
3 Revenue Sufficiency | 2021 | 2 | 8.3 | 73
3 Revenue Sufficiency | 2021 | 2 | 8.4 | 70
3 Revenue Sufficiency | 2021 | 2 | 8.5 | 77
3 Revenue Sufficiency | 2021 | 2 | 8.6 | 73
3 Revenue Sufficiency | 2021 | 2 | 8.7 | 82
3 Revenue Sufficiency | 2021 | 2 | 8.8 | 77
3 Revenue Sufficiency | 2021 | 2 | 8.9 | 71
3 Revenue Sufficiency | 2021 | 2 | 9 | 75
3 Revenue Sufficiency | 2021 | 2 | 9.1 | 71
3 Revenue Sufficiency | 2021 | 2 | 9.2 | 67
3 Revenue Sufficiency | 2021 | 2 | 9.3 | 77
3 Revenue Sufficiency | 2021 | 2 | 9.4 | 85
3 Revenue Sufficiency | 2021 | 2 | 9.5 | 70
3 Revenue Sufficiency | 2021 | 2 | 9.6 | 81
3 Revenue Sufficiency | 2021 | 2 | 9.7 | 68
3 Revenue Sufficiency | 2021 | 2 | 9.8 | 59
3 Revenue Sufficiency | 2021 | 2 | 9.9 | 78
3 Revenue Sufficiency | 2021 | 2 | 10 | 70
3 Revenue Sufficiency | 2021 | 2 | 10.1 | 60
3 Revenue Sufficiency | 2021 | 2 | 10.2 | 69
3 Revenue Sufficiency | 2021 | 2 | 10.3 | 75
3 Revenue Sufficiency | 2021 | 2 | 10.4 | 66
3 Revenue Sufficiency | 2021 | 2 | 10.5 | 51
3 Revenue Sufficiency | 2021 | 2 | 10.6 | 59
3 Revenue Sufficiency | 2021 | 2 | 10.7 | 63
3 Revenue Sufficiency | 2021 | 2 | 10.8 | 63
3 Revenue Sufficiency | 2021 | 2 | 10.9 | 64
3 Revenue Sufficiency | 2021 | 2 | 11 | 66
3 Revenue Sufficiency | 2021 | 2 | 11.1 | 64
3 Revenue Sufficiency | 2021 | 2 | 11.2 | 79
3 Revenue Sufficiency | 2021 | 2 | 11.3 | 61
3 Revenue Sufficiency | 2021 | 2 | 11.4 | 58
3 Revenue Sufficiency | 2021 | 2 | 11.5 | 60
3 Revenue Sufficiency | 2021 | 2 | 11.6 | 62
3 Revenue Sufficiency | 2021 | 2 | 11.7 | 59
3 Revenue Sufficiency | 2021 | 2 | 11.8 | 55
3 Revenue Sufficiency | 2021 | 2 | 11.9 | 59
3 Revenue Sufficiency | 2021 | 2 | 12 | 59
3 Revenue Sufficiency | 2021 | 2 | 12.1 | 59
3 Revenue Sufficiency | 2021 | 2 | 12.2 | 57
3 Revenue Sufficiency | 2021 | 2 | 12.3 | 60
3 Revenue Sufficiency | 2021 | 2 | 12.4 | 53
3 Revenue Sufficiency | 2021 | 2 | 12.5 | 64
3 Revenue Sufficiency | 2021 | 2 | 12.6 | 65
3 Revenue Sufficiency | 2021 | 2 | 12.7 | 58
3 Revenue Sufficiency | 2021 | 2 | 12.8 | 61
3 Revenue Sufficiency | 2021 | 2 | 12.9 | 63
3 Revenue Sufficiency | 2021 | 2 | 13 | 61
3 Revenue Sufficiency | 2021 | 2 | 13.1 | 48
3 Revenue Sufficiency | 2021 | 2 | 13.2 | 39
3 Revenue Sufficiency | 2021 | 2 | 13.3 | 54
3 Revenue Sufficiency | 2021 | 2 | 13.4 | 50
3 Revenue Sufficiency | 2021 | 2 | 13.5 | 69
3 Revenue Sufficiency | 2021 | 2 | 13.6 | 64
3 Revenue Sufficiency | 2021 | 2 | 13.7 | 42
3 Revenue Sufficiency | 2021 | 2 | 13.8 | 48
3 Revenue Sufficiency | 2021 | 2 | 13.9 | 47
3 Revenue Sufficiency | 2021 | 2 | 14 | 57
3 Revenue Sufficiency | 2021 | 2 | 14.1 | 70
3 Revenue Sufficiency | 2021 | 2 | 14.2 | 40
3 Revenue Sufficiency | 2021 | 2 | 14.3 | 44
3 Revenue Sufficiency | 2021 | 2 | 14.4 | 45
3 Revenue Sufficiency | 2021 | 2 | 14.5 | 48
3 Revenue Sufficiency | 2021 | 2 | 14.6 | 61
3 Revenue Sufficiency | 2021 | 2 | 14.7 | 55
3 Revenue Sufficiency | 2021 | 2 | 14.8 | 60
3 Revenue Sufficiency | 2021 | 2 | 14.9 | 41
3 Revenue Sufficiency | 2021 | 2 | 15 | 44
3 Revenue Sufficiency | 2021 | 2 | 15.1 | 61
3 Revenue Sufficiency | 2021 | 2 | 15.2 | 51
3 Revenue Sufficiency | 2021 | 2 | 15.3 | 46
3 Revenue Sufficiency | 2021 | 2 | 15.4 | 47
3 Revenue Sufficiency | 2021 | 2 | 15.5 | 47
3 Revenue Sufficiency | 2021 | 2 | 15.6 | 54
3 Revenue Sufficiency | 2021 | 2 | 15.7 | 41
3 Revenue Sufficiency | 2021 | 2 | 15.8 | 49
3 Revenue Sufficiency | 2021 | 2 | 15.9 | 40
3 Revenue Sufficiency | 2021 | 2 | 16 | 46
3 Revenue Sufficiency | 2021 | 2 | 16.1 | 42
3 Revenue Sufficiency | 2021 | 2 | 16.2 | 39
3 Revenue Sufficiency | 2021 | 2 | 16.3 | 45
3 Revenue Sufficiency | 2021 | 2 | 16.4 | 33
3 Revenue Sufficiency | 2021 | 2 | 16.5 | 36
3 Revenue Sufficiency | 2021 | 2 | 16.6 | 42
3 Revenue Sufficiency | 2021 | 2 | 16.7 | 33
3 Revenue Sufficiency | 2021 | 2 | 16.8 | 32
3 Revenue Sufficiency | 2021 | 2 | 16.9 | 34
3 Revenue Sufficiency | 2021 | 2 | 17 | 46
3 Revenue Sufficiency | 2021 | 2 | 17.1 | 28
3 Revenue Sufficiency | 2021 | 2 | 17.2 | 34
3 Revenue Sufficiency | 2021 | 2 | 17.3 | 37
3 Revenue Sufficiency | 2021 | 2 | 17.4 | 43
3 Revenue Sufficiency | 2021 | 2 | 17.5 | 34
3 Revenue Sufficiency | 2021 | 2 | 17.6 | 42
3 Revenue Sufficiency | 2021 | 2 | 17.7 | 34
3 Revenue Sufficiency | 2021 | 2 | 17.8 | 52
3 Revenue Sufficiency | 2021 | 2 | 17.9 | 40
3 Revenue Sufficiency | 2021 | 2 | 18 | 38
3 Revenue Sufficiency | 2021 | 2 | 18.1 | 39
3 Revenue Sufficiency | 2021 | 2 | 18.2 | 32
3 Revenue Sufficiency | 2021 | 2 | 18.3 | 40
3 Revenue Sufficiency | 2021 | 2 | 18.4 | 35
3 Revenue Sufficiency | 2021 | 2 | 18.5 | 38
3 Revenue Sufficiency | 2021 | 2 | 18.6 | 34
3 Revenue Sufficiency | 2021 | 2 | 18.7 | 33
3 Revenue Sufficiency | 2021 | 2 | 18.8 | 33
3 Revenue Sufficiency | 2021 | 2 | 18.9 | 31
3 Revenue Sufficiency | 2021 | 2 | 19 | 40
3 Revenue Sufficiency | 2021 | 2 | 19.1 | 33
3 Revenue Sufficiency | 2021 | 2 | 19.2 | 27
3 Revenue Sufficiency | 2021 | 2 | 19.3 | 29
3 Revenue Sufficiency | 2021 | 2 | 19.4 | 35
3 Revenue Sufficiency | 2021 | 2 | 19.5 | 26
3 Revenue Sufficiency | 2021 | 2 | 19.6 | 27
3 Revenue Sufficiency | 2021 | 2 | 19.7 | 31
3 Revenue Sufficiency | 2021 | 2 | 19.8 | 31
3 Revenue Sufficiency | 2021 | 2 | 19.9 | 25
3 Revenue Sufficiency | 2021 | 2 | 20 | 24
3 Revenue Sufficiency | 2021 | 2 | 20.1 | 33
3 Revenue Sufficiency | 2021 | 2 | 20.2 | 21
3 Revenue Sufficiency | 2021 | 2 | 20.3 | 26
3 Revenue Sufficiency | 2021 | 2 | 20.4 | 31
3 Revenue Sufficiency | 2021 | 2 | 20.5 | 25
3 Revenue Sufficiency | 2021 | 2 | 20.6 | 28
3 Revenue Sufficiency | 2021 | 2 | 20.7 | 24
3 Revenue Sufficiency | 2021 | 2 | 20.8 | 28
3 Revenue Sufficiency | 2021 | 2 | 20.9 | 18
3 Revenue Sufficiency | 2021 | 2 | 21 | 27
3 Revenue Sufficiency | 2021 | 2 | 21.1 | 16
3 Revenue Sufficiency | 2021 | 2 | 21.2 | 27
3 Revenue Sufficiency | 2021 | 2 | 21.3 | 24
3 Revenue Sufficiency | 2021 | 2 | 21.4 | 31
3 Revenue Sufficiency | 2021 | 2 | 21.5 | 24
3 Revenue Sufficiency | 2021 | 2 | 21.6 | 28
3 Revenue Sufficiency | 2021 | 2 | 21.7 | 23
3 Revenue Sufficiency | 2021 | 2 | 21.8 | 27
3 Revenue Sufficiency | 2021 | 2 | 21.9 | 27
3 Revenue Sufficiency | 2021 | 2 | 22 | 28
3 Revenue Sufficiency | 2021 | 2 | 22.1 | 23
3 Revenue Sufficiency | 2021 | 2 | 22.2 | 26
3 Revenue Sufficiency | 2021 | 2 | 22.3 | 21
3 Revenue Sufficiency | 2021 | 2 | 22.4 | 19
3 Revenue Sufficiency | 2021 | 2 | 22.5 | 16
3 Revenue Sufficiency | 2021 | 2 | 22.6 | 32
3 Revenue Sufficiency | 2021 | 2 | 22.7 | 29
3 Revenue Sufficiency | 2021 | 2 | 22.8 | 19
3 Revenue Sufficiency | 2021 | 2 | 22.9 | 21
3 Revenue Sufficiency | 2021 | 2 | 23 | 21
3 Revenue Sufficiency | 2021 | 2 | 23.1 | 21
3 Revenue Sufficiency | 2021 | 2 | 23.2 | 23
3 Revenue Sufficiency | 2021 | 2 | 23.3 | 19
3 Revenue Sufficiency | 2021 | 2 | 23.4 | 14
3 Revenue Sufficiency | 2021 | 2 | 23.5 | 15
3 Revenue Sufficiency | 2021 | 2 | 23.6 | 13
3 Revenue Sufficiency | 2021 | 2 | 23.7 | 15
3 Revenue Sufficiency | 2021 | 2 | 23.8 | 18
3 Revenue Sufficiency | 2021 | 2 | 23.9 | 24
3 Revenue Sufficiency | 2021 | 2 | 24 | 23
3 Revenue Sufficiency | 2021 | 2 | 24.1 | 19
3 Revenue Sufficiency | 2021 | 2 | 24.2 | 19
3 Revenue Sufficiency | 2021 | 2 | 24.3 | 27
3 Revenue Sufficiency | 2021 | 2 | 24.4 | 16
3 Revenue Sufficiency | 2021 | 2 | 24.5 | 13
3 Revenue Sufficiency | 2021 | 2 | 24.6 | 11
3 Revenue Sufficiency | 2021 | 2 | 24.7 | 19
3 Revenue Sufficiency | 2021 | 2 | 24.8 | 22
3 Revenue Sufficiency | 2021 | 2 | 24.9 | 24
3 Revenue Sufficiency | 2021 | 2 | 25 | 14
3 Revenue Sufficiency | 2021 | 2 | 25.1 | 9
3 Revenue Sufficiency | 2021 | 2 | 25.2 | 15
3 Revenue Sufficiency | 2021 | 2 | 25.3 | 16
3 Revenue Sufficiency | 2021 | 2 | 25.4 | 19
3 Revenue Sufficiency | 2021 | 2 | 25.5 | 21
3 Revenue Sufficiency | 2021 | 2 | 25.6 | 10
3 Revenue Sufficiency | 2021 | 2 | 25.7 | 10
3 Revenue Sufficiency | 2021 | 2 | 25.8 | 12
3 Revenue Sufficiency | 2021 | 2 | 25.9 | 11
3 Revenue Sufficiency | 2021 | 2 | 26 | 11
3 Revenue Sufficiency | 2021 | 2 | 26.1 | 5
3 Revenue Sufficiency | 2021 | 2 | 26.2 | 12
3 Revenue Sufficiency | 2021 | 2 | 26.3 | 8
3 Revenue Sufficiency | 2021 | 2 | 26.4 | 18
3 Revenue Sufficiency | 2021 | 2 | 26.5 | 10
3 Revenue Sufficiency | 2021 | 2 | 26.6 | 19
3 Revenue Sufficiency | 2021 | 2 | 26.7 | 16
3 Revenue Sufficiency | 2021 | 2 | 26.8 | 11
3 Revenue Sufficiency | 2021 | 2 | 26.9 | 18
3 Revenue Sufficiency | 2021 | 2 | 27 | 12
3 Revenue Sufficiency | 2021 | 2 | 27.1 | 17
3 Revenue Sufficiency | 2021 | 2 | 27.2 | 13
3 Revenue Sufficiency | 2021 | 2 | 27.3 | 11
3 Revenue Sufficiency | 2021 | 2 | 27.4 | 8
3 Revenue Sufficiency | 2021 | 2 | 27.5 | 16
3 Revenue Sufficiency | 2021 | 2 | 27.6 | 13
3 Revenue Sufficiency | 2021 | 2 | 27.7 | 15
3 Revenue Sufficiency | 2021 | 2 | 27.8 | 11
3 Revenue Sufficiency | 2021 | 2 | 27.9 | 20
3 Revenue Sufficiency | 2021 | 2 | 28 | 8
3 Revenue Sufficiency | 2021 | 2 | 28.1 | 10
3 Revenue Sufficiency | 2021 | 2 | 28.2 | 12
3 Revenue Sufficiency | 2021 | 2 | 28.3 | 11
3 Revenue Sufficiency | 2021 | 2 | 28.4 | 14
3 Revenue Sufficiency | 2021 | 2 | 28.5 | 11
3 Revenue Sufficiency | 2021 | 2 | 28.6 | 18
3 Revenue Sufficiency | 2021 | 2 | 28.7 | 9
3 Revenue Sufficiency | 2021 | 2 | 28.8 | 7
3 Revenue Sufficiency | 2021 | 2 | 28.9 | 8
3 Revenue Sufficiency | 2021 | 2 | 29 | 9
3 Revenue Sufficiency | 2021 | 2 | 29.1 | 8
3 Revenue Sufficiency | 2021 | 2 | 29.2 | 9
3 Revenue Sufficiency | 2021 | 2 | 29.3 | 10
3 Revenue Sufficiency | 2021 | 2 | 29.4 | 9
3 Revenue Sufficiency | 2021 | 2 | 29.5 | 9
3 Revenue Sufficiency | 2021 | 2 | 29.6 | 14
3 Revenue Sufficiency | 2021 | 2 | 29.7 | 14
3 Revenue Sufficiency | 2021 | 2 | 29.8 | 7
3 Revenue Sufficiency | 2021 | 2 | 29.9 | 5
3 Revenue Sufficiency | 2021 | 2 | 30 | 10
3 Revenue Sufficiency | 2021 | 2 | 30.1 | 8
3 Revenue Sufficiency | 2021 | 2 | 30.2 | 7
3 Revenue Sufficiency | 2021 | 2 | 30.3 | 9
3 Revenue Sufficiency | 2021 | 2 | 30.4 | 8
3 Revenue Sufficiency | 2021 | 2 | 30.5 | 9
3 Revenue Sufficiency | 2021 | 2 | 30.6 | 1
3 Revenue Sufficiency | 2021 | 2 | 30.7 | 8
3 Revenue Sufficiency | 2021 | 2 | 30.8 | 10
3 Revenue Sufficiency | 2021 | 2 | 30.9 | 9
3 Revenue Sufficiency | 2021 | 2 | 31 | 8
3 Revenue Sufficiency | 2021 | 2 | 31.1 | 10
3 Revenue Sufficiency | 2021 | 2 | 31.2 | 5
3 Revenue Sufficiency | 2021 | 2 | 31.3 | 7
3 Revenue Sufficiency | 2021 | 2 | 31.4 | 12
3 Revenue Sufficiency | 2021 | 2 | 31.5 | 8
3 Revenue Sufficiency | 2021 | 2 | 31.6 | 6
3 Revenue Sufficiency | 2021 | 2 | 31.7 | 12
3 Revenue Sufficiency | 2021 | 2 | 31.8 | 5
3 Revenue Sufficiency | 2021 | 2 | 31.9 | 7
3 Revenue Sufficiency | 2021 | 2 | 32 | 6
3 Revenue Sufficiency | 2021 | 2 | 32.1 | 9
3 Revenue Sufficiency | 2021 | 2 | 32.2 | 10
3 Revenue Sufficiency | 2021 | 2 | 32.3 | 5
3 Revenue Sufficiency | 2021 | 2 | 32.4 | 4
3 Revenue Sufficiency | 2021 | 2 | 32.5 | 13
3 Revenue Sufficiency | 2021 | 2 | 32.6 | 9
3 Revenue Sufficiency | 2021 | 2 | 32.7 | 7
3 Revenue Sufficiency | 2021 | 2 | 32.8 | 5
3 Revenue Sufficiency | 2021 | 2 | 32.9 | 11
3 Revenue Sufficiency | 2021 | 2 | 33 | 7
3 Revenue Sufficiency | 2021 | 2 | 33.1 | 4
3 Revenue Sufficiency | 2021 | 2 | 33.2 | 2
3 Revenue Sufficiency | 2021 | 2 | 33.3 | 7
3 Revenue Sufficiency | 2021 | 2 | 33.4 | 11
3 Revenue Sufficiency | 2021 | 2 | 33.5 | 3
3 Revenue Sufficiency | 2021 | 2 | 33.6 | 2
3 Revenue Sufficiency | 2021 | 2 | 33.7 | 6
3 Revenue Sufficiency | 2021 | 2 | 33.8 | 6
3 Revenue Sufficiency | 2021 | 2 | 33.9 | 3
3 Revenue Sufficiency | 2021 | 2 | 34 | 5
3 Revenue Sufficiency | 2021 | 2 | 34.1 | 9
3 Revenue Sufficiency | 2021 | 2 | 34.2 | 3
3 Revenue Sufficiency | 2021 | 2 | 34.3 | 6
3 Revenue Sufficiency | 2021 | 2 | 34.4 | 11
3 Revenue Sufficiency | 2021 | 2 | 34.5 | 9
3 Revenue Sufficiency | 2021 | 2 | 34.6 | 5
3 Revenue Sufficiency | 2021 | 2 | 34.7 | 4
3 Revenue Sufficiency | 2021 | 2 | 34.8 | 5
3 Revenue Sufficiency | 2021 | 2 | 34.9 | 3
3 Revenue Sufficiency | 2021 | 2 | 35 | 6
3 Revenue Sufficiency | 2021 | 2 | 35.1 | 8
3 Revenue Sufficiency | 2021 | 2 | 35.2 | 4
3 Revenue Sufficiency | 2021 | 2 | 35.3 | 5
3 Revenue Sufficiency | 2021 | 2 | 35.4 | 6
3 Revenue Sufficiency | 2021 | 2 | 35.5 | 4
3 Revenue Sufficiency | 2021 | 2 | 35.6 | 4
3 Revenue Sufficiency | 2021 | 2 | 35.7 | 4
3 Revenue Sufficiency | 2021 | 2 | 35.8 | 2
3 Revenue Sufficiency | 2021 | 2 | 35.9 | 6
3 Revenue Sufficiency | 2021 | 2 | 36 | 5
3 Revenue Sufficiency | 2021 | 2 | 36.1 | 5
3 Revenue Sufficiency | 2021 | 2 | 36.2 | 7
3 Revenue Sufficiency | 2021 | 2 | 36.3 | 4
3 Revenue Sufficiency | 2021 | 2 | 36.4 | 1
3 Revenue Sufficiency | 2021 | 2 | 36.5 | 5
3 Revenue Sufficiency | 2021 | 2 | 36.6 | 4
3 Revenue Sufficiency | 2021 | 2 | 36.7 | 7
3 Revenue Sufficiency | 2021 | 2 | 36.8 | 2
3 Revenue Sufficiency | 2021 | 2 | 36.9 | 3
3 Revenue Sufficiency | 2021 | 2 | 37 | 3
3 Revenue Sufficiency | 2021 | 2 | 37.2 | 8
3 Revenue Sufficiency | 2021 | 2 | 37.3 | 3
3 Revenue Sufficiency | 2021 | 2 | 37.4 | 3
3 Revenue Sufficiency | 2021 | 2 | 37.5 | 4
3 Revenue Sufficiency | 2021 | 2 | 37.6 | 4
3 Revenue Sufficiency | 2021 | 2 | 37.7 | 6
3 Revenue Sufficiency | 2021 | 2 | 37.8 | 4
3 Revenue Sufficiency | 2021 | 2 | 37.9 | 8
3 Revenue Sufficiency | 2021 | 2 | 38 | 3
3 Revenue Sufficiency | 2021 | 2 | 38.1 | 6
3 Revenue Sufficiency | 2021 | 2 | 38.2 | 4
3 Revenue Sufficiency | 2021 | 2 | 38.3 | 4
3 Revenue Sufficiency | 2021 | 2 | 38.4 | 7
3 Revenue Sufficiency | 2021 | 2 | 38.5 | 2
3 Revenue Sufficiency | 2021 | 2 | 38.6 | 5
3 Revenue Sufficiency | 2021 | 2 | 38.8 | 3
3 Revenue Sufficiency | 2021 | 2 | 38.9 | 3
3 Revenue Sufficiency | 2021 | 2 | 39 | 2
3 Revenue Sufficiency | 2021 | 2 | 39.1 | 1
3 Revenue Sufficiency | 2021 | 2 | 39.2 | 1
3 Revenue Sufficiency | 2021 | 2 | 39.3 | 2
3 Revenue Sufficiency | 2021 | 2 | 39.4 | 2
3 Revenue Sufficiency | 2021 | 2 | 39.5 | 5
3 Revenue Sufficiency | 2021 | 2 | 39.6 | 2
3 Revenue Sufficiency | 2021 | 2 | 39.7 | 3
3 Revenue Sufficiency | 2021 | 2 | 39.8 | 1
3 Revenue Sufficiency | 2021 | 2 | 39.9 | 3
3 Revenue Sufficiency | 2021 | 2 | 40 | 1
3 Revenue Sufficiency | 2021 | 2 | 40.1 | 4
3 Revenue Sufficiency | 2021 | 2 | 40.2 | 4
3 Revenue Sufficiency | 2021 | 2 | 40.3 | 2
3 Revenue Sufficiency | 2021 | 2 | 40.4 | 2
3 Revenue Sufficiency | 2021 | 2 | 40.5 | 3
3 Revenue Sufficiency | 2021 | 2 | 40.6 | 2
3 Revenue Sufficiency | 2021 | 2 | 40.7 | 2
3 Revenue Sufficiency | 2021 | 2 | 40.8 | 2
3 Revenue Sufficiency | 2021 | 2 | 40.9 | 4
3 Revenue Sufficiency | 2021 | 2 | 41 | 1
3 Revenue Sufficiency | 2021 | 2 | 41.1 | 2
3 Revenue Sufficiency | 2021 | 2 | 41.2 | 2
3 Revenue Sufficiency | 2021 | 2 | 41.3 | 3
3 Revenue Sufficiency | 2021 | 2 | 41.4 | 2
3 Revenue Sufficiency | 2021 | 2 | 41.5 | 5
3 Revenue Sufficiency | 2021 | 2 | 41.6 | 4
3 Revenue Sufficiency | 2021 | 2 | 41.7 | 1
3 Revenue Sufficiency | 2021 | 2 | 41.8 | 2
3 Revenue Sufficiency | 2021 | 2 | 41.9 | 1
3 Revenue Sufficiency | 2021 | 2 | 42 | 3
3 Revenue Sufficiency | 2021 | 2 | 42.1 | 3
3 Revenue Sufficiency | 2021 | 2 | 42.2 | 1
3 Revenue Sufficiency | 2021 | 2 | 42.3 | 1
3 Revenue Sufficiency | 2021 | 2 | 42.4 | 1
3 Revenue Sufficiency | 2021 | 2 | 42.5 | 1
3 Revenue Sufficiency | 2021 | 2 | 42.6 | 1
3 Revenue Sufficiency | 2021 | 2 | 42.7 | 2
3 Revenue Sufficiency | 2021 | 2 | 42.8 | 1
3 Revenue Sufficiency | 2021 | 2 | 43 | 3
3 Revenue Sufficiency | 2021 | 2 | 43.1 | 1
3 Revenue Sufficiency | 2021 | 2 | 43.3 | 2
3 Revenue Sufficiency | 2021 | 2 | 43.5 | 2
3 Revenue Sufficiency | 2021 | 2 | 43.6 | 5
3 Revenue Sufficiency | 2021 | 2 | 43.7 | 4
3 Revenue Sufficiency | 2021 | 2 | 43.8 | 1
3 Revenue Sufficiency | 2021 | 2 | 43.9 | 1
3 Revenue Sufficiency | 2021 | 2 | 44 | 2
3 Revenue Sufficiency | 2021 | 2 | 44.2 | 3
3 Revenue Sufficiency | 2021 | 2 | 44.3 | 3
3 Revenue Sufficiency | 2021 | 2 | 44.4 | 2
3 Revenue Sufficiency | 2021 | 2 | 44.5 | 1
3 Revenue Sufficiency | 2021 | 2 | 44.7 | 2
3 Revenue Sufficiency | 2021 | 2 | 44.9 | 2
3 Revenue Sufficiency | 2021 | 2 | 45 | 2
3 Revenue Sufficiency | 2021 | 2 | 45.1 | 2
3 Revenue Sufficiency | 2021 | 2 | 45.2 | 2
3 Revenue Sufficiency | 2021 | 2 | 45.5 | 3
3 Revenue Sufficiency | 2021 | 2 | 45.6 | 1
3 Revenue Sufficiency | 2021 | 2 | 45.7 | 1
3 Revenue Sufficiency | 2021 | 2 | 45.8 | 6
3 Revenue Sufficiency | 2021 | 2 | 45.9 | 2
3 Revenue Sufficiency | 2021 | 2 | 46 | 1
3 Revenue Sufficiency | 2021 | 2 | 46.3 | 2
3 Revenue Sufficiency | 2021 | 2 | 46.4 | 1
3 Revenue Sufficiency | 2021 | 2 | 46.5 | 1
3 Revenue Sufficiency | 2021 | 2 | 46.6 | 3
3 Revenue Sufficiency | 2021 | 2 | 46.7 | 1
3 Revenue Sufficiency | 2021 | 2 | 46.8 | 1
3 Revenue Sufficiency | 2021 | 2 | 46.9 | 1
3 Revenue Sufficiency | 2021 | 2 | 47 | 6
3 Revenue Sufficiency | 2021 | 2 | 47.1 | 2
3 Revenue Sufficiency | 2021 | 2 | 47.2 | 3
3 Revenue Sufficiency | 2021 | 2 | 47.3 | 3
3 Revenue Sufficiency | 2021 | 2 | 47.4 | 1
3 Revenue Sufficiency | 2021 | 2 | 47.5 | 1
3 Revenue Sufficiency | 2021 | 2 | 47.6 | 1
3 Revenue Sufficiency | 2021 | 2 | 47.7 | 1
3 Revenue Sufficiency | 2021 | 2 | 47.8 | 1
3 Revenue Sufficiency | 2021 | 2 | 48 | 1
3 Revenue Sufficiency | 2021 | 2 | 48.1 | 3
3 Revenue Sufficiency | 2021 | 2 | 48.2 | 1
3 Revenue Sufficiency | 2021 | 2 | 48.3 | 1
3 Revenue Sufficiency | 2021 | 2 | 48.4 | 1
3 Revenue Sufficiency | 2021 | 2 | 48.5 | 4
3 Revenue Sufficiency | 2021 | 2 | 48.6 | 2
3 Revenue Sufficiency | 2021 | 2 | 48.7 | 1
3 Revenue Sufficiency | 2021 | 2 | 48.8 | 1
3 Revenue Sufficiency | 2021 | 2 | 48.9 | 1
3 Revenue Sufficiency | 2021 | 2 | 49.1 | 1
3 Revenue Sufficiency | 2021 | 2 | 49.2 | 1
3 Revenue Sufficiency | 2021 | 2 | 49.7 | 2
3 Revenue Sufficiency | 2021 | 2 | 49.8 | 1
3 Revenue Sufficiency | 2021 | 2 | 49.9 | 3
3 Revenue Sufficiency | 2021 | 2 | 50 | 1
3 Revenue Sufficiency | 2021 | 2 | 50.1 | 1
3 Revenue Sufficiency | 2021 | 2 | 50.2 | 1
3 Revenue Sufficiency | 2021 | 2 | 50.4 | 1
3 Revenue Sufficiency | 2021 | 2 | 50.6 | 1
3 Revenue Sufficiency | 2021 | 2 | 51.1 | 1
3 Revenue Sufficiency | 2021 | 2 | 51.4 | 1
3 Revenue Sufficiency | 2021 | 2 | 51.5 | 1
3 Revenue Sufficiency | 2021 | 2 | 51.6 | 1
3 Revenue Sufficiency | 2021 | 2 | 52 | 1
3 Revenue Sufficiency | 2021 | 2 | 52.1 | 1
3 Revenue Sufficiency | 2021 | 2 | 52.2 | 1
3 Revenue Sufficiency | 2021 | 2 | 52.4 | 2
3 Revenue Sufficiency | 2021 | 2 | 52.7 | 1
3 Revenue Sufficiency | 2021 | 2 | 52.9 | 1
3 Revenue Sufficiency | 2021 | 2 | 53.2 | 2
3 Revenue Sufficiency | 2021 | 2 | 53.3 | 1
3 Revenue Sufficiency | 2021 | 2 | 53.6 | 2
3 Revenue Sufficiency | 2021 | 2 | 53.8 | 1
3 Revenue Sufficiency | 2021 | 2 | 53.9 | 1
3 Revenue Sufficiency | 2021 | 2 | 54 | 1
3 Revenue Sufficiency | 2021 | 2 | 54.1 | 1
3 Revenue Sufficiency | 2021 | 2 | 54.4 | 1
3 Revenue Sufficiency | 2021 | 2 | 54.8 | 1
3 Revenue Sufficiency | 2021 | 2 | 54.9 | 1
3 Revenue Sufficiency | 2021 | 2 | 55.1 | 2
3 Revenue Sufficiency | 2021 | 2 | 55.3 | 1
3 Revenue Sufficiency | 2021 | 2 | 56.3 | 1
3 Revenue Sufficiency | 2021 | 2 | 56.5 | 3
3 Revenue Sufficiency | 2021 | 2 | 57.1 | 1
3 Revenue Sufficiency | 2021 | 2 | 57.7 | 1
3 Revenue Sufficiency | 2021 | 2 | 58.1 | 1
3 Revenue Sufficiency | 2021 | 2 | 58.4 | 1
3 Revenue Sufficiency | 2021 | 2 | 58.9 | 1
3 Revenue Sufficiency | 2021 | 2 | 60.3 | 2
3 Revenue Sufficiency | 2021 | 2 | 60.7 | 1
3 Revenue Sufficiency | 2021 | 2 | 61.5 | 1
3 Revenue Sufficiency | 2021 | 2 | 61.6 | 1
3 Revenue Sufficiency | 2021 | 2 | 62.3 | 1
3 Revenue Sufficiency | 2021 | 2 | 62.9 | 1
3 Revenue Sufficiency | 2021 | 2 | 63.1 | 1
3 Revenue Sufficiency | 2021 | 2 | 65.6 | 1
3 Revenue Sufficiency | 2021 | 2 | 66 | 1
3 Revenue Sufficiency | 2021 | 2 | 68.3 | 1
3 Revenue Sufficiency | 2021 | 2 | 69.2 | 1
3 Revenue Sufficiency | 2021 | 2 | 69.9 | 3
3 Revenue Sufficiency | 2021 | 2 | 70 | 1
3 Revenue Sufficiency | 2021 | 2 | 78.7 | 1
3 Revenue Sufficiency | 2021 | 2 | 84.7 | 1
3 Revenue Sufficiency | 2021 | 2 | 118.6 | 1
3 Revenue Sufficiency | 2021 | 2 | 163.2 | 1
3 Revenue Sufficiency | 2021 | 3 | -69.7 | 1
3 Revenue Sufficiency | 2021 | 3 | -60 | 1
3 Revenue Sufficiency | 2021 | 3 | -59.5 | 1
3 Revenue Sufficiency | 2021 | 3 | -58.8 | 1
3 Revenue Sufficiency | 2021 | 3 | -58 | 1
3 Revenue Sufficiency | 2021 | 3 | -56.2 | 2
3 Revenue Sufficiency | 2021 | 3 | -56.1 | 1
3 Revenue Sufficiency | 2021 | 3 | -56 | 1
3 Revenue Sufficiency | 2021 | 3 | -54.4 | 1
3 Revenue Sufficiency | 2021 | 3 | -53.8 | 1
3 Revenue Sufficiency | 2021 | 3 | -53.7 | 1
3 Revenue Sufficiency | 2021 | 3 | -52.1 | 1
3 Revenue Sufficiency | 2021 | 3 | -50.2 | 1
3 Revenue Sufficiency | 2021 | 3 | -50 | 1
3 Revenue Sufficiency | 2021 | 3 | -49.7 | 1
3 Revenue Sufficiency | 2021 | 3 | -49.3 | 1
3 Revenue Sufficiency | 2021 | 3 | -49.2 | 1
3 Revenue Sufficiency | 2021 | 3 | -49 | 1
3 Revenue Sufficiency | 2021 | 3 | -48.8 | 2
3 Revenue Sufficiency | 2021 | 3 | -48.4 | 1
3 Revenue Sufficiency | 2021 | 3 | -48.1 | 1
3 Revenue Sufficiency | 2021 | 3 | -47.5 | 1
3 Revenue Sufficiency | 2021 | 3 | -47.3 | 1
3 Revenue Sufficiency | 2021 | 3 | -47.1 | 1
3 Revenue Sufficiency | 2021 | 3 | -46.8 | 1
3 Revenue Sufficiency | 2021 | 3 | -46.3 | 1
3 Revenue Sufficiency | 2021 | 3 | -46.1 | 1
3 Revenue Sufficiency | 2021 | 3 | -46 | 2
3 Revenue Sufficiency | 2021 | 3 | -45.9 | 1
3 Revenue Sufficiency | 2021 | 3 | -45.5 | 4
3 Revenue Sufficiency | 2021 | 3 | -45.2 | 2
3 Revenue Sufficiency | 2021 | 3 | -45 | 1
3 Revenue Sufficiency | 2021 | 3 | -44.9 | 1
3 Revenue Sufficiency | 2021 | 3 | -44.3 | 3
3 Revenue Sufficiency | 2021 | 3 | -44 | 2
3 Revenue Sufficiency | 2021 | 3 | -43.5 | 1
3 Revenue Sufficiency | 2021 | 3 | -43.3 | 1
3 Revenue Sufficiency | 2021 | 3 | -43 | 2
3 Revenue Sufficiency | 2021 | 3 | -42.9 | 1
3 Revenue Sufficiency | 2021 | 3 | -42.6 | 1
3 Revenue Sufficiency | 2021 | 3 | -42.5 | 1
3 Revenue Sufficiency | 2021 | 3 | -42.3 | 1
3 Revenue Sufficiency | 2021 | 3 | -42.2 | 2
3 Revenue Sufficiency | 2021 | 3 | -42 | 1
3 Revenue Sufficiency | 2021 | 3 | -41.9 | 1
3 Revenue Sufficiency | 2021 | 3 | -41.8 | 1
3 Revenue Sufficiency | 2021 | 3 | -41.6 | 2
3 Revenue Sufficiency | 2021 | 3 | -41.4 | 3
3 Revenue Sufficiency | 2021 | 3 | -41.3 | 1
3 Revenue Sufficiency | 2021 | 3 | -41.2 | 2
3 Revenue Sufficiency | 2021 | 3 | -41.1 | 1
3 Revenue Sufficiency | 2021 | 3 | -40.9 | 1
3 Revenue Sufficiency | 2021 | 3 | -40.6 | 1
3 Revenue Sufficiency | 2021 | 3 | -40.5 | 2
3 Revenue Sufficiency | 2021 | 3 | -40.3 | 1
3 Revenue Sufficiency | 2021 | 3 | -40.1 | 2
3 Revenue Sufficiency | 2021 | 3 | -40 | 1
3 Revenue Sufficiency | 2021 | 3 | -39.9 | 1
3 Revenue Sufficiency | 2021 | 3 | -39.7 | 1
3 Revenue Sufficiency | 2021 | 3 | -39.6 | 5
3 Revenue Sufficiency | 2021 | 3 | -39.5 | 1
3 Revenue Sufficiency | 2021 | 3 | -39.4 | 1
3 Revenue Sufficiency | 2021 | 3 | -39.3 | 3
3 Revenue Sufficiency | 2021 | 3 | -38.9 | 2
3 Revenue Sufficiency | 2021 | 3 | -38.8 | 2
3 Revenue Sufficiency | 2021 | 3 | -38.7 | 1
3 Revenue Sufficiency | 2021 | 3 | -38.5 | 1
3 Revenue Sufficiency | 2021 | 3 | -38.4 | 3
3 Revenue Sufficiency | 2021 | 3 | -38.2 | 1
3 Revenue Sufficiency | 2021 | 3 | -38.1 | 2
3 Revenue Sufficiency | 2021 | 3 | -38 | 1
3 Revenue Sufficiency | 2021 | 3 | -37.9 | 1
3 Revenue Sufficiency | 2021 | 3 | -37.8 | 3
3 Revenue Sufficiency | 2021 | 3 | -37.7 | 1
3 Revenue Sufficiency | 2021 | 3 | -37.4 | 3
3 Revenue Sufficiency | 2021 | 3 | -37.2 | 2
3 Revenue Sufficiency | 2021 | 3 | -37.1 | 3
3 Revenue Sufficiency | 2021 | 3 | -37 | 3
3 Revenue Sufficiency | 2021 | 3 | -36.9 | 2
3 Revenue Sufficiency | 2021 | 3 | -36.8 | 3
3 Revenue Sufficiency | 2021 | 3 | -36.7 | 2
3 Revenue Sufficiency | 2021 | 3 | -36.6 | 2
3 Revenue Sufficiency | 2021 | 3 | -36.5 | 2
3 Revenue Sufficiency | 2021 | 3 | -36.3 | 1
3 Revenue Sufficiency | 2021 | 3 | -36.2 | 1
3 Revenue Sufficiency | 2021 | 3 | -36.1 | 2
3 Revenue Sufficiency | 2021 | 3 | -36 | 3
3 Revenue Sufficiency | 2021 | 3 | -35.9 | 2
3 Revenue Sufficiency | 2021 | 3 | -35.8 | 2
3 Revenue Sufficiency | 2021 | 3 | -35.7 | 1
3 Revenue Sufficiency | 2021 | 3 | -35.6 | 6
3 Revenue Sufficiency | 2021 | 3 | -35.5 | 4
3 Revenue Sufficiency | 2021 | 3 | -35.4 | 1
3 Revenue Sufficiency | 2021 | 3 | -35.3 | 2
3 Revenue Sufficiency | 2021 | 3 | -35.2 | 3
3 Revenue Sufficiency | 2021 | 3 | -35.1 | 1
3 Revenue Sufficiency | 2021 | 3 | -35 | 3
3 Revenue Sufficiency | 2021 | 3 | -34.9 | 2
3 Revenue Sufficiency | 2021 | 3 | -34.8 | 2
3 Revenue Sufficiency | 2021 | 3 | -34.7 | 9
3 Revenue Sufficiency | 2021 | 3 | -34.6 | 2
3 Revenue Sufficiency | 2021 | 3 | -34.5 | 1
3 Revenue Sufficiency | 2021 | 3 | -34.4 | 2
3 Revenue Sufficiency | 2021 | 3 | -34.3 | 1
3 Revenue Sufficiency | 2021 | 3 | -34.2 | 2
3 Revenue Sufficiency | 2021 | 3 | -34.1 | 3
3 Revenue Sufficiency | 2021 | 3 | -34 | 2
3 Revenue Sufficiency | 2021 | 3 | -33.9 | 3
3 Revenue Sufficiency | 2021 | 3 | -33.8 | 3
3 Revenue Sufficiency | 2021 | 3 | -33.7 | 2
3 Revenue Sufficiency | 2021 | 3 | -33.6 | 4
3 Revenue Sufficiency | 2021 | 3 | -33.5 | 2
3 Revenue Sufficiency | 2021 | 3 | -33.3 | 3
3 Revenue Sufficiency | 2021 | 3 | -33.2 | 3
3 Revenue Sufficiency | 2021 | 3 | -33.1 | 1
3 Revenue Sufficiency | 2021 | 3 | -33 | 1
3 Revenue Sufficiency | 2021 | 3 | -32.9 | 2
3 Revenue Sufficiency | 2021 | 3 | -32.8 | 1
3 Revenue Sufficiency | 2021 | 3 | -32.7 | 2
3 Revenue Sufficiency | 2021 | 3 | -32.6 | 6
3 Revenue Sufficiency | 2021 | 3 | -32.5 | 4
3 Revenue Sufficiency | 2021 | 3 | -32.4 | 1
3 Revenue Sufficiency | 2021 | 3 | -32.3 | 3
3 Revenue Sufficiency | 2021 | 3 | -32.2 | 2
3 Revenue Sufficiency | 2021 | 3 | -32.1 | 4
3 Revenue Sufficiency | 2021 | 3 | -32 | 3
3 Revenue Sufficiency | 2021 | 3 | -31.9 | 6
3 Revenue Sufficiency | 2021 | 3 | -31.8 | 3
3 Revenue Sufficiency | 2021 | 3 | -31.7 | 2
3 Revenue Sufficiency | 2021 | 3 | -31.6 | 3
3 Revenue Sufficiency | 2021 | 3 | -31.5 | 1
3 Revenue Sufficiency | 2021 | 3 | -31.4 | 5
3 Revenue Sufficiency | 2021 | 3 | -31.3 | 4
3 Revenue Sufficiency | 2021 | 3 | -31.2 | 3
3 Revenue Sufficiency | 2021 | 3 | -31.1 | 2
3 Revenue Sufficiency | 2021 | 3 | -31 | 7
3 Revenue Sufficiency | 2021 | 3 | -30.9 | 4
3 Revenue Sufficiency | 2021 | 3 | -30.8 | 2
3 Revenue Sufficiency | 2021 | 3 | -30.7 | 3
3 Revenue Sufficiency | 2021 | 3 | -30.6 | 6
3 Revenue Sufficiency | 2021 | 3 | -30.5 | 8
3 Revenue Sufficiency | 2021 | 3 | -30.4 | 6
3 Revenue Sufficiency | 2021 | 3 | -30.3 | 3
3 Revenue Sufficiency | 2021 | 3 | -30.2 | 6
3 Revenue Sufficiency | 2021 | 3 | -30.1 | 6
3 Revenue Sufficiency | 2021 | 3 | -30 | 5
3 Revenue Sufficiency | 2021 | 3 | -29.9 | 6
3 Revenue Sufficiency | 2021 | 3 | -29.8 | 5
3 Revenue Sufficiency | 2021 | 3 | -29.7 | 4
3 Revenue Sufficiency | 2021 | 3 | -29.6 | 5
3 Revenue Sufficiency | 2021 | 3 | -29.5 | 4
3 Revenue Sufficiency | 2021 | 3 | -29.4 | 5
3 Revenue Sufficiency | 2021 | 3 | -29.3 | 2
3 Revenue Sufficiency | 2021 | 3 | -29.2 | 2
3 Revenue Sufficiency | 2021 | 3 | -29.1 | 13
3 Revenue Sufficiency | 2021 | 3 | -29 | 3
3 Revenue Sufficiency | 2021 | 3 | -28.9 | 6
3 Revenue Sufficiency | 2021 | 3 | -28.8 | 6
3 Revenue Sufficiency | 2021 | 3 | -28.7 | 6
3 Revenue Sufficiency | 2021 | 3 | -28.6 | 4
3 Revenue Sufficiency | 2021 | 3 | -28.5 | 6
3 Revenue Sufficiency | 2021 | 3 | -28.4 | 6
3 Revenue Sufficiency | 2021 | 3 | -28.3 | 9
3 Revenue Sufficiency | 2021 | 3 | -28.2 | 3
3 Revenue Sufficiency | 2021 | 3 | -28.1 | 6
3 Revenue Sufficiency | 2021 | 3 | -28 | 3
3 Revenue Sufficiency | 2021 | 3 | -27.9 | 9
3 Revenue Sufficiency | 2021 | 3 | -27.8 | 5
3 Revenue Sufficiency | 2021 | 3 | -27.7 | 2
3 Revenue Sufficiency | 2021 | 3 | -27.6 | 1
3 Revenue Sufficiency | 2021 | 3 | -27.5 | 6
3 Revenue Sufficiency | 2021 | 3 | -27.4 | 3
3 Revenue Sufficiency | 2021 | 3 | -27.3 | 5
3 Revenue Sufficiency | 2021 | 3 | -27.2 | 5
3 Revenue Sufficiency | 2021 | 3 | -27.1 | 8
3 Revenue Sufficiency | 2021 | 3 | -27 | 6
3 Revenue Sufficiency | 2021 | 3 | -26.9 | 9
3 Revenue Sufficiency | 2021 | 3 | -26.8 | 10
3 Revenue Sufficiency | 2021 | 3 | -26.7 | 6
3 Revenue Sufficiency | 2021 | 3 | -26.6 | 10
3 Revenue Sufficiency | 2021 | 3 | -26.5 | 6
3 Revenue Sufficiency | 2021 | 3 | -26.4 | 6
3 Revenue Sufficiency | 2021 | 3 | -26.3 | 4
3 Revenue Sufficiency | 2021 | 3 | -26.2 | 8
3 Revenue Sufficiency | 2021 | 3 | -26.1 | 6
3 Revenue Sufficiency | 2021 | 3 | -26 | 8
3 Revenue Sufficiency | 2021 | 3 | -25.9 | 7
3 Revenue Sufficiency | 2021 | 3 | -25.8 | 9
3 Revenue Sufficiency | 2021 | 3 | -25.7 | 5
3 Revenue Sufficiency | 2021 | 3 | -25.6 | 19
3 Revenue Sufficiency | 2021 | 3 | -25.5 | 8
3 Revenue Sufficiency | 2021 | 3 | -25.4 | 13
3 Revenue Sufficiency | 2021 | 3 | -25.3 | 8
3 Revenue Sufficiency | 2021 | 3 | -25.2 | 11
3 Revenue Sufficiency | 2021 | 3 | -25.1 | 8
3 Revenue Sufficiency | 2021 | 3 | -25 | 18
3 Revenue Sufficiency | 2021 | 3 | -24.9 | 7
3 Revenue Sufficiency | 2021 | 3 | -24.8 | 4
3 Revenue Sufficiency | 2021 | 3 | -24.7 | 8
3 Revenue Sufficiency | 2021 | 3 | -24.6 | 15
3 Revenue Sufficiency | 2021 | 3 | -24.5 | 12
3 Revenue Sufficiency | 2021 | 3 | -24.4 | 7
3 Revenue Sufficiency | 2021 | 3 | -24.3 | 6
3 Revenue Sufficiency | 2021 | 3 | -24.2 | 5
3 Revenue Sufficiency | 2021 | 3 | -24.1 | 6
3 Revenue Sufficiency | 2021 | 3 | -24 | 17
3 Revenue Sufficiency | 2021 | 3 | -23.9 | 10
3 Revenue Sufficiency | 2021 | 3 | -23.8 | 11
3 Revenue Sufficiency | 2021 | 3 | -23.7 | 18
3 Revenue Sufficiency | 2021 | 3 | -23.6 | 14
3 Revenue Sufficiency | 2021 | 3 | -23.5 | 7
3 Revenue Sufficiency | 2021 | 3 | -23.4 | 12
3 Revenue Sufficiency | 2021 | 3 | -23.3 | 7
3 Revenue Sufficiency | 2021 | 3 | -23.2 | 10
3 Revenue Sufficiency | 2021 | 3 | -23.1 | 11
3 Revenue Sufficiency | 2021 | 3 | -23 | 12
3 Revenue Sufficiency | 2021 | 3 | -22.9 | 9
3 Revenue Sufficiency | 2021 | 3 | -22.8 | 12
3 Revenue Sufficiency | 2021 | 3 | -22.7 | 15
3 Revenue Sufficiency | 2021 | 3 | -22.6 | 13
3 Revenue Sufficiency | 2021 | 3 | -22.5 | 12
3 Revenue Sufficiency | 2021 | 3 | -22.4 | 16
3 Revenue Sufficiency | 2021 | 3 | -22.3 | 7
3 Revenue Sufficiency | 2021 | 3 | -22.2 | 10
3 Revenue Sufficiency | 2021 | 3 | -22.1 | 13
3 Revenue Sufficiency | 2021 | 3 | -22 | 9
3 Revenue Sufficiency | 2021 | 3 | -21.9 | 5
3 Revenue Sufficiency | 2021 | 3 | -21.8 | 12
3 Revenue Sufficiency | 2021 | 3 | -21.7 | 13
3 Revenue Sufficiency | 2021 | 3 | -21.6 | 16
3 Revenue Sufficiency | 2021 | 3 | -21.5 | 6
3 Revenue Sufficiency | 2021 | 3 | -21.4 | 21
3 Revenue Sufficiency | 2021 | 3 | -21.3 | 12
3 Revenue Sufficiency | 2021 | 3 | -21.2 | 15
3 Revenue Sufficiency | 2021 | 3 | -21.1 | 14
3 Revenue Sufficiency | 2021 | 3 | -21 | 11
3 Revenue Sufficiency | 2021 | 3 | -20.9 | 12
3 Revenue Sufficiency | 2021 | 3 | -20.8 | 12
3 Revenue Sufficiency | 2021 | 3 | -20.7 | 14
3 Revenue Sufficiency | 2021 | 3 | -20.6 | 16
3 Revenue Sufficiency | 2021 | 3 | -20.5 | 16
3 Revenue Sufficiency | 2021 | 3 | -20.4 | 15
3 Revenue Sufficiency | 2021 | 3 | -20.3 | 11
3 Revenue Sufficiency | 2021 | 3 | -20.2 | 11
3 Revenue Sufficiency | 2021 | 3 | -20.1 | 18
3 Revenue Sufficiency | 2021 | 3 | -20 | 14
3 Revenue Sufficiency | 2021 | 3 | -19.9 | 16
3 Revenue Sufficiency | 2021 | 3 | -19.8 | 16
3 Revenue Sufficiency | 2021 | 3 | -19.7 | 18
3 Revenue Sufficiency | 2021 | 3 | -19.6 | 10
3 Revenue Sufficiency | 2021 | 3 | -19.5 | 18
3 Revenue Sufficiency | 2021 | 3 | -19.4 | 13
3 Revenue Sufficiency | 2021 | 3 | -19.3 | 23
3 Revenue Sufficiency | 2021 | 3 | -19.2 | 9
3 Revenue Sufficiency | 2021 | 3 | -19.1 | 13
3 Revenue Sufficiency | 2021 | 3 | -19 | 15
3 Revenue Sufficiency | 2021 | 3 | -18.9 | 17
3 Revenue Sufficiency | 2021 | 3 | -18.8 | 17
3 Revenue Sufficiency | 2021 | 3 | -18.7 | 15
3 Revenue Sufficiency | 2021 | 3 | -18.6 | 12
3 Revenue Sufficiency | 2021 | 3 | -18.5 | 23
3 Revenue Sufficiency | 2021 | 3 | -18.4 | 16
3 Revenue Sufficiency | 2021 | 3 | -18.3 | 8
3 Revenue Sufficiency | 2021 | 3 | -18.2 | 22
3 Revenue Sufficiency | 2021 | 3 | -18.1 | 24
3 Revenue Sufficiency | 2021 | 3 | -18 | 24
3 Revenue Sufficiency | 2021 | 3 | -17.9 | 20
3 Revenue Sufficiency | 2021 | 3 | -17.8 | 26
3 Revenue Sufficiency | 2021 | 3 | -17.7 | 18
3 Revenue Sufficiency | 2021 | 3 | -17.6 | 11
3 Revenue Sufficiency | 2021 | 3 | -17.5 | 15
3 Revenue Sufficiency | 2021 | 3 | -17.4 | 17
3 Revenue Sufficiency | 2021 | 3 | -17.3 | 15
3 Revenue Sufficiency | 2021 | 3 | -17.2 | 10
3 Revenue Sufficiency | 2021 | 3 | -17.1 | 22
3 Revenue Sufficiency | 2021 | 3 | -17 | 15
3 Revenue Sufficiency | 2021 | 3 | -16.9 | 22
3 Revenue Sufficiency | 2021 | 3 | -16.8 | 14
3 Revenue Sufficiency | 2021 | 3 | -16.7 | 18
3 Revenue Sufficiency | 2021 | 3 | -16.6 | 26
3 Revenue Sufficiency | 2021 | 3 | -16.5 | 22
3 Revenue Sufficiency | 2021 | 3 | -16.4 | 21
3 Revenue Sufficiency | 2021 | 3 | -16.3 | 29
3 Revenue Sufficiency | 2021 | 3 | -16.2 | 28
3 Revenue Sufficiency | 2021 | 3 | -16.1 | 34
3 Revenue Sufficiency | 2021 | 3 | -16 | 15
3 Revenue Sufficiency | 2021 | 3 | -15.9 | 24
3 Revenue Sufficiency | 2021 | 3 | -15.8 | 14
3 Revenue Sufficiency | 2021 | 3 | -15.7 | 24
3 Revenue Sufficiency | 2021 | 3 | -15.6 | 21
3 Revenue Sufficiency | 2021 | 3 | -15.5 | 17
3 Revenue Sufficiency | 2021 | 3 | -15.4 | 19
3 Revenue Sufficiency | 2021 | 3 | -15.3 | 27
3 Revenue Sufficiency | 2021 | 3 | -15.2 | 25
3 Revenue Sufficiency | 2021 | 3 | -15.1 | 20
3 Revenue Sufficiency | 2021 | 3 | -15 | 27
3 Revenue Sufficiency | 2021 | 3 | -14.9 | 27
3 Revenue Sufficiency | 2021 | 3 | -14.8 | 27
3 Revenue Sufficiency | 2021 | 3 | -14.7 | 24
3 Revenue Sufficiency | 2021 | 3 | -14.6 | 36
3 Revenue Sufficiency | 2021 | 3 | -14.5 | 14
3 Revenue Sufficiency | 2021 | 3 | -14.4 | 29
3 Revenue Sufficiency | 2021 | 3 | -14.3 | 31
3 Revenue Sufficiency | 2021 | 3 | -14.2 | 33
3 Revenue Sufficiency | 2021 | 3 | -14.1 | 22
3 Revenue Sufficiency | 2021 | 3 | -14 | 27
3 Revenue Sufficiency | 2021 | 3 | -13.9 | 18
3 Revenue Sufficiency | 2021 | 3 | -13.8 | 23
3 Revenue Sufficiency | 2021 | 3 | -13.7 | 29
3 Revenue Sufficiency | 2021 | 3 | -13.6 | 28
3 Revenue Sufficiency | 2021 | 3 | -13.5 | 25
3 Revenue Sufficiency | 2021 | 3 | -13.4 | 26
3 Revenue Sufficiency | 2021 | 3 | -13.3 | 25
3 Revenue Sufficiency | 2021 | 3 | -13.2 | 25
3 Revenue Sufficiency | 2021 | 3 | -13.1 | 26
3 Revenue Sufficiency | 2021 | 3 | -13 | 23
3 Revenue Sufficiency | 2021 | 3 | -12.9 | 34
3 Revenue Sufficiency | 2021 | 3 | -12.8 | 27
3 Revenue Sufficiency | 2021 | 3 | -12.7 | 29
3 Revenue Sufficiency | 2021 | 3 | -12.6 | 25
3 Revenue Sufficiency | 2021 | 3 | -12.5 | 25
3 Revenue Sufficiency | 2021 | 3 | -12.4 | 34
3 Revenue Sufficiency | 2021 | 3 | -12.3 | 21
3 Revenue Sufficiency | 2021 | 3 | -12.2 | 25
3 Revenue Sufficiency | 2021 | 3 | -12.1 | 25
3 Revenue Sufficiency | 2021 | 3 | -12 | 30
3 Revenue Sufficiency | 2021 | 3 | -11.9 | 22
3 Revenue Sufficiency | 2021 | 3 | -11.8 | 19
3 Revenue Sufficiency | 2021 | 3 | -11.7 | 32
3 Revenue Sufficiency | 2021 | 3 | -11.6 | 34
3 Revenue Sufficiency | 2021 | 3 | -11.5 | 29
3 Revenue Sufficiency | 2021 | 3 | -11.4 | 32
3 Revenue Sufficiency | 2021 | 3 | -11.3 | 19
3 Revenue Sufficiency | 2021 | 3 | -11.2 | 28
3 Revenue Sufficiency | 2021 | 3 | -11.1 | 31
3 Revenue Sufficiency | 2021 | 3 | -11 | 20
3 Revenue Sufficiency | 2021 | 3 | -10.9 | 32
3 Revenue Sufficiency | 2021 | 3 | -10.8 | 24
3 Revenue Sufficiency | 2021 | 3 | -10.7 | 24
3 Revenue Sufficiency | 2021 | 3 | -10.6 | 28
3 Revenue Sufficiency | 2021 | 3 | -10.5 | 38
3 Revenue Sufficiency | 2021 | 3 | -10.4 | 29
3 Revenue Sufficiency | 2021 | 3 | -10.3 | 31
3 Revenue Sufficiency | 2021 | 3 | -10.2 | 31
3 Revenue Sufficiency | 2021 | 3 | -10.1 | 28
3 Revenue Sufficiency | 2021 | 3 | -10 | 28
3 Revenue Sufficiency | 2021 | 3 | -9.9 | 35
3 Revenue Sufficiency | 2021 | 3 | -9.8 | 26
3 Revenue Sufficiency | 2021 | 3 | -9.7 | 25
3 Revenue Sufficiency | 2021 | 3 | -9.6 | 36
3 Revenue Sufficiency | 2021 | 3 | -9.5 | 28
3 Revenue Sufficiency | 2021 | 3 | -9.4 | 29
3 Revenue Sufficiency | 2021 | 3 | -9.3 | 23
3 Revenue Sufficiency | 2021 | 3 | -9.2 | 26
3 Revenue Sufficiency | 2021 | 3 | -9.1 | 34
3 Revenue Sufficiency | 2021 | 3 | -9 | 35
3 Revenue Sufficiency | 2021 | 3 | -8.9 | 37
3 Revenue Sufficiency | 2021 | 3 | -8.8 | 25
3 Revenue Sufficiency | 2021 | 3 | -8.7 | 24
3 Revenue Sufficiency | 2021 | 3 | -8.6 | 39
3 Revenue Sufficiency | 2021 | 3 | -8.5 | 30
3 Revenue Sufficiency | 2021 | 3 | -8.4 | 37
3 Revenue Sufficiency | 2021 | 3 | -8.3 | 29
3 Revenue Sufficiency | 2021 | 3 | -8.2 | 29
3 Revenue Sufficiency | 2021 | 3 | -8.1 | 37
3 Revenue Sufficiency | 2021 | 3 | -8 | 29
3 Revenue Sufficiency | 2021 | 3 | -7.9 | 24
3 Revenue Sufficiency | 2021 | 3 | -7.8 | 25
3 Revenue Sufficiency | 2021 | 3 | -7.7 | 31
3 Revenue Sufficiency | 2021 | 3 | -7.6 | 23
3 Revenue Sufficiency | 2021 | 3 | -7.5 | 29
3 Revenue Sufficiency | 2021 | 3 | -7.4 | 26
3 Revenue Sufficiency | 2021 | 3 | -7.3 | 39
3 Revenue Sufficiency | 2021 | 3 | -7.2 | 32
3 Revenue Sufficiency | 2021 | 3 | -7.1 | 39
3 Revenue Sufficiency | 2021 | 3 | -7 | 19
3 Revenue Sufficiency | 2021 | 3 | -6.9 | 27
3 Revenue Sufficiency | 2021 | 3 | -6.8 | 18
3 Revenue Sufficiency | 2021 | 3 | -6.7 | 30
3 Revenue Sufficiency | 2021 | 3 | -6.6 | 31
3 Revenue Sufficiency | 2021 | 3 | -6.5 | 20
3 Revenue Sufficiency | 2021 | 3 | -6.4 | 27
3 Revenue Sufficiency | 2021 | 3 | -6.3 | 26
3 Revenue Sufficiency | 2021 | 3 | -6.2 | 29
3 Revenue Sufficiency | 2021 | 3 | -6.1 | 30
3 Revenue Sufficiency | 2021 | 3 | -6 | 27
3 Revenue Sufficiency | 2021 | 3 | -5.9 | 21
3 Revenue Sufficiency | 2021 | 3 | -5.8 | 25
3 Revenue Sufficiency | 2021 | 3 | -5.7 | 29
3 Revenue Sufficiency | 2021 | 3 | -5.6 | 20
3 Revenue Sufficiency | 2021 | 3 | -5.5 | 23
3 Revenue Sufficiency | 2021 | 3 | -5.4 | 22
3 Revenue Sufficiency | 2021 | 3 | -5.3 | 26
3 Revenue Sufficiency | 2021 | 3 | -5.2 | 26
3 Revenue Sufficiency | 2021 | 3 | -5.1 | 24
3 Revenue Sufficiency | 2021 | 3 | -5 | 31
3 Revenue Sufficiency | 2021 | 3 | -4.9 | 20
3 Revenue Sufficiency | 2021 | 3 | -4.8 | 15
3 Revenue Sufficiency | 2021 | 3 | -4.7 | 26
3 Revenue Sufficiency | 2021 | 3 | -4.6 | 18
3 Revenue Sufficiency | 2021 | 3 | -4.5 | 28
3 Revenue Sufficiency | 2021 | 3 | -4.4 | 23
3 Revenue Sufficiency | 2021 | 3 | -4.3 | 19
3 Revenue Sufficiency | 2021 | 3 | -4.2 | 17
3 Revenue Sufficiency | 2021 | 3 | -4.1 | 21
3 Revenue Sufficiency | 2021 | 3 | -4 | 20
3 Revenue Sufficiency | 2021 | 3 | -3.9 | 18
3 Revenue Sufficiency | 2021 | 3 | -3.8 | 31
3 Revenue Sufficiency | 2021 | 3 | -3.7 | 16
3 Revenue Sufficiency | 2021 | 3 | -3.6 | 26
3 Revenue Sufficiency | 2021 | 3 | -3.5 | 18
3 Revenue Sufficiency | 2021 | 3 | -3.4 | 14
3 Revenue Sufficiency | 2021 | 3 | -3.3 | 19
3 Revenue Sufficiency | 2021 | 3 | -3.2 | 14
3 Revenue Sufficiency | 2021 | 3 | -3.1 | 25
3 Revenue Sufficiency | 2021 | 3 | -3 | 29
3 Revenue Sufficiency | 2021 | 3 | -2.9 | 17
3 Revenue Sufficiency | 2021 | 3 | -2.8 | 15
3 Revenue Sufficiency | 2021 | 3 | -2.7 | 11
3 Revenue Sufficiency | 2021 | 3 | -2.6 | 26
3 Revenue Sufficiency | 2021 | 3 | -2.5 | 16
3 Revenue Sufficiency | 2021 | 3 | -2.4 | 17
3 Revenue Sufficiency | 2021 | 3 | -2.3 | 22
3 Revenue Sufficiency | 2021 | 3 | -2.2 | 10
3 Revenue Sufficiency | 2021 | 3 | -2.1 | 18
3 Revenue Sufficiency | 2021 | 3 | -2 | 16
3 Revenue Sufficiency | 2021 | 3 | -1.9 | 16
3 Revenue Sufficiency | 2021 | 3 | -1.8 | 12
3 Revenue Sufficiency | 2021 | 3 | -1.7 | 13
3 Revenue Sufficiency | 2021 | 3 | -1.6 | 20
3 Revenue Sufficiency | 2021 | 3 | -1.5 | 13
3 Revenue Sufficiency | 2021 | 3 | -1.4 | 16
3 Revenue Sufficiency | 2021 | 3 | -1.3 | 16
3 Revenue Sufficiency | 2021 | 3 | -1.2 | 10
3 Revenue Sufficiency | 2021 | 3 | -1.1 | 16
3 Revenue Sufficiency | 2021 | 3 | -1 | 16
3 Revenue Sufficiency | 2021 | 3 | -0.9 | 12
3 Revenue Sufficiency | 2021 | 3 | -0.8 | 12
3 Revenue Sufficiency | 2021 | 3 | -0.7 | 11
3 Revenue Sufficiency | 2021 | 3 | -0.6 | 13
3 Revenue Sufficiency | 2021 | 3 | -0.5 | 5
3 Revenue Sufficiency | 2021 | 3 | -0.4 | 12
3 Revenue Sufficiency | 2021 | 3 | -0.3 | 13
3 Revenue Sufficiency | 2021 | 3 | -0.2 | 11
3 Revenue Sufficiency | 2021 | 3 | -0.1 | 13
3 Revenue Sufficiency | 2021 | 3 | 0 | 203
3 Revenue Sufficiency | 2021 | 3 | 0.1 | 11
3 Revenue Sufficiency | 2021 | 3 | 0.2 | 7
3 Revenue Sufficiency | 2021 | 3 | 0.3 | 8
3 Revenue Sufficiency | 2021 | 3 | 0.4 | 9
3 Revenue Sufficiency | 2021 | 3 | 0.5 | 7
3 Revenue Sufficiency | 2021 | 3 | 0.6 | 8
3 Revenue Sufficiency | 2021 | 3 | 0.7 | 16
3 Revenue Sufficiency | 2021 | 3 | 0.8 | 3
3 Revenue Sufficiency | 2021 | 3 | 0.9 | 17
3 Revenue Sufficiency | 2021 | 3 | 1 | 5
3 Revenue Sufficiency | 2021 | 3 | 1.1 | 15
3 Revenue Sufficiency | 2021 | 3 | 1.2 | 12
3 Revenue Sufficiency | 2021 | 3 | 1.3 | 14
3 Revenue Sufficiency | 2021 | 3 | 1.4 | 18
3 Revenue Sufficiency | 2021 | 3 | 1.5 | 17
3 Revenue Sufficiency | 2021 | 3 | 1.6 | 19
3 Revenue Sufficiency | 2021 | 3 | 1.7 | 18
3 Revenue Sufficiency | 2021 | 3 | 1.8 | 14
3 Revenue Sufficiency | 2021 | 3 | 1.9 | 24
3 Revenue Sufficiency | 2021 | 3 | 2 | 23
3 Revenue Sufficiency | 2021 | 3 | 2.1 | 12
3 Revenue Sufficiency | 2021 | 3 | 2.2 | 15
3 Revenue Sufficiency | 2021 | 3 | 2.3 | 11
3 Revenue Sufficiency | 2021 | 3 | 2.4 | 17
3 Revenue Sufficiency | 2021 | 3 | 2.5 | 16
3 Revenue Sufficiency | 2021 | 3 | 2.6 | 16
3 Revenue Sufficiency | 2021 | 3 | 2.7 | 10
3 Revenue Sufficiency | 2021 | 3 | 2.8 | 17
3 Revenue Sufficiency | 2021 | 3 | 2.9 | 14
3 Revenue Sufficiency | 2021 | 3 | 3 | 19
3 Revenue Sufficiency | 2021 | 3 | 3.1 | 21
3 Revenue Sufficiency | 2021 | 3 | 3.2 | 14
3 Revenue Sufficiency | 2021 | 3 | 3.3 | 20
3 Revenue Sufficiency | 2021 | 3 | 3.4 | 14
3 Revenue Sufficiency | 2021 | 3 | 3.5 | 23
3 Revenue Sufficiency | 2021 | 3 | 3.6 | 17
3 Revenue Sufficiency | 2021 | 3 | 3.7 | 18
3 Revenue Sufficiency | 2021 | 3 | 3.8 | 26
3 Revenue Sufficiency | 2021 | 3 | 3.9 | 26
3 Revenue Sufficiency | 2021 | 3 | 4 | 27
3 Revenue Sufficiency | 2021 | 3 | 4.1 | 16
3 Revenue Sufficiency | 2021 | 3 | 4.2 | 19
3 Revenue Sufficiency | 2021 | 3 | 4.3 | 25
3 Revenue Sufficiency | 2021 | 3 | 4.4 | 30
3 Revenue Sufficiency | 2021 | 3 | 4.5 | 26
3 Revenue Sufficiency | 2021 | 3 | 4.6 | 26
3 Revenue Sufficiency | 2021 | 3 | 4.7 | 32
3 Revenue Sufficiency | 2021 | 3 | 4.8 | 19
3 Revenue Sufficiency | 2021 | 3 | 4.9 | 17
3 Revenue Sufficiency | 2021 | 3 | 5 | 25
3 Revenue Sufficiency | 2021 | 3 | 5.1 | 16
3 Revenue Sufficiency | 2021 | 3 | 5.2 | 27
3 Revenue Sufficiency | 2021 | 3 | 5.3 | 22
3 Revenue Sufficiency | 2021 | 3 | 5.4 | 24
3 Revenue Sufficiency | 2021 | 3 | 5.5 | 21
3 Revenue Sufficiency | 2021 | 3 | 5.6 | 22
3 Revenue Sufficiency | 2021 | 3 | 5.7 | 24
3 Revenue Sufficiency | 2021 | 3 | 5.8 | 22
3 Revenue Sufficiency | 2021 | 3 | 5.9 | 24
3 Revenue Sufficiency | 2021 | 3 | 6 | 30
3 Revenue Sufficiency | 2021 | 3 | 6.1 | 28
3 Revenue Sufficiency | 2021 | 3 | 6.2 | 25
3 Revenue Sufficiency | 2021 | 3 | 6.3 | 29
3 Revenue Sufficiency | 2021 | 3 | 6.4 | 14
3 Revenue Sufficiency | 2021 | 3 | 6.5 | 28
3 Revenue Sufficiency | 2021 | 3 | 6.6 | 24
3 Revenue Sufficiency | 2021 | 3 | 6.7 | 22
3 Revenue Sufficiency | 2021 | 3 | 6.8 | 34
3 Revenue Sufficiency | 2021 | 3 | 6.9 | 36
3 Revenue Sufficiency | 2021 | 3 | 7 | 21
3 Revenue Sufficiency | 2021 | 3 | 7.1 | 24
3 Revenue Sufficiency | 2021 | 3 | 7.2 | 24
3 Revenue Sufficiency | 2021 | 3 | 7.3 | 23
3 Revenue Sufficiency | 2021 | 3 | 7.4 | 32
3 Revenue Sufficiency | 2021 | 3 | 7.5 | 21
3 Revenue Sufficiency | 2021 | 3 | 7.6 | 42
3 Revenue Sufficiency | 2021 | 3 | 7.7 | 30
3 Revenue Sufficiency | 2021 | 3 | 7.8 | 27
3 Revenue Sufficiency | 2021 | 3 | 7.9 | 26
3 Revenue Sufficiency | 2021 | 3 | 8 | 23
3 Revenue Sufficiency | 2021 | 3 | 8.1 | 30
3 Revenue Sufficiency | 2021 | 3 | 8.2 | 32
3 Revenue Sufficiency | 2021 | 3 | 8.3 | 19
3 Revenue Sufficiency | 2021 | 3 | 8.4 | 18
3 Revenue Sufficiency | 2021 | 3 | 8.5 | 32
3 Revenue Sufficiency | 2021 | 3 | 8.6 | 24
3 Revenue Sufficiency | 2021 | 3 | 8.7 | 30
3 Revenue Sufficiency | 2021 | 3 | 8.8 | 25
3 Revenue Sufficiency | 2021 | 3 | 8.9 | 34
3 Revenue Sufficiency | 2021 | 3 | 9 | 34
3 Revenue Sufficiency | 2021 | 3 | 9.1 | 28
3 Revenue Sufficiency | 2021 | 3 | 9.2 | 31
3 Revenue Sufficiency | 2021 | 3 | 9.3 | 24
3 Revenue Sufficiency | 2021 | 3 | 9.4 | 28
3 Revenue Sufficiency | 2021 | 3 | 9.5 | 27
3 Revenue Sufficiency | 2021 | 3 | 9.6 | 34
3 Revenue Sufficiency | 2021 | 3 | 9.7 | 25
3 Revenue Sufficiency | 2021 | 3 | 9.8 | 29
3 Revenue Sufficiency | 2021 | 3 | 9.9 | 28
3 Revenue Sufficiency | 2021 | 3 | 10 | 39
3 Revenue Sufficiency | 2021 | 3 | 10.1 | 26
3 Revenue Sufficiency | 2021 | 3 | 10.2 | 30
3 Revenue Sufficiency | 2021 | 3 | 10.3 | 37
3 Revenue Sufficiency | 2021 | 3 | 10.4 | 30
3 Revenue Sufficiency | 2021 | 3 | 10.5 | 37
3 Revenue Sufficiency | 2021 | 3 | 10.6 | 26
3 Revenue Sufficiency | 2021 | 3 | 10.7 | 26
3 Revenue Sufficiency | 2021 | 3 | 10.8 | 31
3 Revenue Sufficiency | 2021 | 3 | 10.9 | 29
3 Revenue Sufficiency | 2021 | 3 | 11 | 28
3 Revenue Sufficiency | 2021 | 3 | 11.1 | 38
3 Revenue Sufficiency | 2021 | 3 | 11.2 | 30
3 Revenue Sufficiency | 2021 | 3 | 11.3 | 18
3 Revenue Sufficiency | 2021 | 3 | 11.4 | 30
3 Revenue Sufficiency | 2021 | 3 | 11.5 | 25
3 Revenue Sufficiency | 2021 | 3 | 11.6 | 27
3 Revenue Sufficiency | 2021 | 3 | 11.7 | 27
3 Revenue Sufficiency | 2021 | 3 | 11.8 | 39
3 Revenue Sufficiency | 2021 | 3 | 11.9 | 28
3 Revenue Sufficiency | 2021 | 3 | 12 | 29
3 Revenue Sufficiency | 2021 | 3 | 12.1 | 30
3 Revenue Sufficiency | 2021 | 3 | 12.2 | 25
3 Revenue Sufficiency | 2021 | 3 | 12.3 | 26
3 Revenue Sufficiency | 2021 | 3 | 12.4 | 28
3 Revenue Sufficiency | 2021 | 3 | 12.5 | 30
3 Revenue Sufficiency | 2021 | 3 | 12.6 | 32
3 Revenue Sufficiency | 2021 | 3 | 12.7 | 23
3 Revenue Sufficiency | 2021 | 3 | 12.8 | 25
3 Revenue Sufficiency | 2021 | 3 | 12.9 | 23
3 Revenue Sufficiency | 2021 | 3 | 13 | 27
3 Revenue Sufficiency | 2021 | 3 | 13.1 | 26
3 Revenue Sufficiency | 2021 | 3 | 13.2 | 16
3 Revenue Sufficiency | 2021 | 3 | 13.3 | 31
3 Revenue Sufficiency | 2021 | 3 | 13.4 | 15
3 Revenue Sufficiency | 2021 | 3 | 13.5 | 29
3 Revenue Sufficiency | 2021 | 3 | 13.6 | 24
3 Revenue Sufficiency | 2021 | 3 | 13.7 | 31
3 Revenue Sufficiency | 2021 | 3 | 13.8 | 25
3 Revenue Sufficiency | 2021 | 3 | 13.9 | 23
3 Revenue Sufficiency | 2021 | 3 | 14 | 19
3 Revenue Sufficiency | 2021 | 3 | 14.1 | 29
3 Revenue Sufficiency | 2021 | 3 | 14.2 | 25
3 Revenue Sufficiency | 2021 | 3 | 14.3 | 25
3 Revenue Sufficiency | 2021 | 3 | 14.4 | 21
3 Revenue Sufficiency | 2021 | 3 | 14.5 | 32
3 Revenue Sufficiency | 2021 | 3 | 14.6 | 23
3 Revenue Sufficiency | 2021 | 3 | 14.7 | 28
3 Revenue Sufficiency | 2021 | 3 | 14.8 | 17
3 Revenue Sufficiency | 2021 | 3 | 14.9 | 23
3 Revenue Sufficiency | 2021 | 3 | 15 | 19
3 Revenue Sufficiency | 2021 | 3 | 15.1 | 29
3 Revenue Sufficiency | 2021 | 3 | 15.2 | 24
3 Revenue Sufficiency | 2021 | 3 | 15.3 | 23
3 Revenue Sufficiency | 2021 | 3 | 15.4 | 29
3 Revenue Sufficiency | 2021 | 3 | 15.5 | 21
3 Revenue Sufficiency | 2021 | 3 | 15.6 | 16
3 Revenue Sufficiency | 2021 | 3 | 15.7 | 30
3 Revenue Sufficiency | 2021 | 3 | 15.8 | 21
3 Revenue Sufficiency | 2021 | 3 | 15.9 | 25
3 Revenue Sufficiency | 2021 | 3 | 16 | 19
3 Revenue Sufficiency | 2021 | 3 | 16.1 | 24
3 Revenue Sufficiency | 2021 | 3 | 16.2 | 24
3 Revenue Sufficiency | 2021 | 3 | 16.3 | 22
3 Revenue Sufficiency | 2021 | 3 | 16.4 | 17
3 Revenue Sufficiency | 2021 | 3 | 16.5 | 20
3 Revenue Sufficiency | 2021 | 3 | 16.6 | 27
3 Revenue Sufficiency | 2021 | 3 | 16.7 | 24
3 Revenue Sufficiency | 2021 | 3 | 16.8 | 28
3 Revenue Sufficiency | 2021 | 3 | 16.9 | 16
3 Revenue Sufficiency | 2021 | 3 | 17 | 17
3 Revenue Sufficiency | 2021 | 3 | 17.1 | 20
3 Revenue Sufficiency | 2021 | 3 | 17.2 | 20
3 Revenue Sufficiency | 2021 | 3 | 17.3 | 22
3 Revenue Sufficiency | 2021 | 3 | 17.4 | 17
3 Revenue Sufficiency | 2021 | 3 | 17.5 | 23
3 Revenue Sufficiency | 2021 | 3 | 17.6 | 25
3 Revenue Sufficiency | 2021 | 3 | 17.7 | 21
3 Revenue Sufficiency | 2021 | 3 | 17.8 | 16
3 Revenue Sufficiency | 2021 | 3 | 17.9 | 27
3 Revenue Sufficiency | 2021 | 3 | 18 | 19
3 Revenue Sufficiency | 2021 | 3 | 18.1 | 17
3 Revenue Sufficiency | 2021 | 3 | 18.2 | 22
3 Revenue Sufficiency | 2021 | 3 | 18.3 | 13
3 Revenue Sufficiency | 2021 | 3 | 18.4 | 11
3 Revenue Sufficiency | 2021 | 3 | 18.5 | 22
3 Revenue Sufficiency | 2021 | 3 | 18.6 | 20
3 Revenue Sufficiency | 2021 | 3 | 18.7 | 20
3 Revenue Sufficiency | 2021 | 3 | 18.8 | 18
3 Revenue Sufficiency | 2021 | 3 | 18.9 | 12
3 Revenue Sufficiency | 2021 | 3 | 19 | 12
3 Revenue Sufficiency | 2021 | 3 | 19.1 | 24
3 Revenue Sufficiency | 2021 | 3 | 19.2 | 27
3 Revenue Sufficiency | 2021 | 3 | 19.3 | 6
3 Revenue Sufficiency | 2021 | 3 | 19.4 | 13
3 Revenue Sufficiency | 2021 | 3 | 19.5 | 18
3 Revenue Sufficiency | 2021 | 3 | 19.6 | 26
3 Revenue Sufficiency | 2021 | 3 | 19.7 | 13
3 Revenue Sufficiency | 2021 | 3 | 19.8 | 23
3 Revenue Sufficiency | 2021 | 3 | 19.9 | 9
3 Revenue Sufficiency | 2021 | 3 | 20 | 9
3 Revenue Sufficiency | 2021 | 3 | 20.1 | 12
3 Revenue Sufficiency | 2021 | 3 | 20.2 | 23
3 Revenue Sufficiency | 2021 | 3 | 20.3 | 24
3 Revenue Sufficiency | 2021 | 3 | 20.4 | 14
3 Revenue Sufficiency | 2021 | 3 | 20.5 | 8
3 Revenue Sufficiency | 2021 | 3 | 20.6 | 17
3 Revenue Sufficiency | 2021 | 3 | 20.7 | 14
3 Revenue Sufficiency | 2021 | 3 | 20.8 | 11
3 Revenue Sufficiency | 2021 | 3 | 20.9 | 14
3 Revenue Sufficiency | 2021 | 3 | 21 | 23
3 Revenue Sufficiency | 2021 | 3 | 21.1 | 17
3 Revenue Sufficiency | 2021 | 3 | 21.2 | 18
3 Revenue Sufficiency | 2021 | 3 | 21.3 | 17
3 Revenue Sufficiency | 2021 | 3 | 21.4 | 18
3 Revenue Sufficiency | 2021 | 3 | 21.5 | 17
3 Revenue Sufficiency | 2021 | 3 | 21.6 | 14
3 Revenue Sufficiency | 2021 | 3 | 21.7 | 11
3 Revenue Sufficiency | 2021 | 3 | 21.8 | 20
3 Revenue Sufficiency | 2021 | 3 | 21.9 | 21
3 Revenue Sufficiency | 2021 | 3 | 22 | 16
3 Revenue Sufficiency | 2021 | 3 | 22.1 | 14
3 Revenue Sufficiency | 2021 | 3 | 22.2 | 13
3 Revenue Sufficiency | 2021 | 3 | 22.3 | 11
3 Revenue Sufficiency | 2021 | 3 | 22.4 | 9
3 Revenue Sufficiency | 2021 | 3 | 22.5 | 8
3 Revenue Sufficiency | 2021 | 3 | 22.6 | 14
3 Revenue Sufficiency | 2021 | 3 | 22.7 | 15
3 Revenue Sufficiency | 2021 | 3 | 22.8 | 10
3 Revenue Sufficiency | 2021 | 3 | 22.9 | 10
3 Revenue Sufficiency | 2021 | 3 | 23 | 9
3 Revenue Sufficiency | 2021 | 3 | 23.1 | 9
3 Revenue Sufficiency | 2021 | 3 | 23.2 | 8
3 Revenue Sufficiency | 2021 | 3 | 23.3 | 8
3 Revenue Sufficiency | 2021 | 3 | 23.4 | 13
3 Revenue Sufficiency | 2021 | 3 | 23.5 | 14
3 Revenue Sufficiency | 2021 | 3 | 23.6 | 11
3 Revenue Sufficiency | 2021 | 3 | 23.7 | 11
3 Revenue Sufficiency | 2021 | 3 | 23.8 | 17
3 Revenue Sufficiency | 2021 | 3 | 23.9 | 10
3 Revenue Sufficiency | 2021 | 3 | 24 | 10
3 Revenue Sufficiency | 2021 | 3 | 24.1 | 9
3 Revenue Sufficiency | 2021 | 3 | 24.2 | 6
3 Revenue Sufficiency | 2021 | 3 | 24.3 | 9
3 Revenue Sufficiency | 2021 | 3 | 24.4 | 10
3 Revenue Sufficiency | 2021 | 3 | 24.5 | 10
3 Revenue Sufficiency | 2021 | 3 | 24.6 | 9
3 Revenue Sufficiency | 2021 | 3 | 24.7 | 15
3 Revenue Sufficiency | 2021 | 3 | 24.8 | 15
3 Revenue Sufficiency | 2021 | 3 | 24.9 | 15
3 Revenue Sufficiency | 2021 | 3 | 25 | 8
3 Revenue Sufficiency | 2021 | 3 | 25.1 | 8
3 Revenue Sufficiency | 2021 | 3 | 25.2 | 14
3 Revenue Sufficiency | 2021 | 3 | 25.3 | 13
3 Revenue Sufficiency | 2021 | 3 | 25.4 | 9
3 Revenue Sufficiency | 2021 | 3 | 25.5 | 10
3 Revenue Sufficiency | 2021 | 3 | 25.6 | 11
3 Revenue Sufficiency | 2021 | 3 | 25.7 | 4
3 Revenue Sufficiency | 2021 | 3 | 25.8 | 6
3 Revenue Sufficiency | 2021 | 3 | 25.9 | 7
3 Revenue Sufficiency | 2021 | 3 | 26 | 15
3 Revenue Sufficiency | 2021 | 3 | 26.1 | 11
3 Revenue Sufficiency | 2021 | 3 | 26.2 | 6
3 Revenue Sufficiency | 2021 | 3 | 26.3 | 6
3 Revenue Sufficiency | 2021 | 3 | 26.4 | 9
3 Revenue Sufficiency | 2021 | 3 | 26.5 | 13
3 Revenue Sufficiency | 2021 | 3 | 26.6 | 9
3 Revenue Sufficiency | 2021 | 3 | 26.7 | 12
3 Revenue Sufficiency | 2021 | 3 | 26.8 | 14
3 Revenue Sufficiency | 2021 | 3 | 26.9 | 4
3 Revenue Sufficiency | 2021 | 3 | 27 | 12
3 Revenue Sufficiency | 2021 | 3 | 27.1 | 12
3 Revenue Sufficiency | 2021 | 3 | 27.2 | 14
3 Revenue Sufficiency | 2021 | 3 | 27.3 | 10
3 Revenue Sufficiency | 2021 | 3 | 27.4 | 10
3 Revenue Sufficiency | 2021 | 3 | 27.5 | 6
3 Revenue Sufficiency | 2021 | 3 | 27.6 | 6
3 Revenue Sufficiency | 2021 | 3 | 27.7 | 3
3 Revenue Sufficiency | 2021 | 3 | 27.8 | 6
3 Revenue Sufficiency | 2021 | 3 | 27.9 | 5
3 Revenue Sufficiency | 2021 | 3 | 28 | 10
3 Revenue Sufficiency | 2021 | 3 | 28.1 | 5
3 Revenue Sufficiency | 2021 | 3 | 28.2 | 8
3 Revenue Sufficiency | 2021 | 3 | 28.3 | 11
3 Revenue Sufficiency | 2021 | 3 | 28.4 | 13
3 Revenue Sufficiency | 2021 | 3 | 28.5 | 5
3 Revenue Sufficiency | 2021 | 3 | 28.6 | 10
3 Revenue Sufficiency | 2021 | 3 | 28.7 | 8
3 Revenue Sufficiency | 2021 | 3 | 28.8 | 4
3 Revenue Sufficiency | 2021 | 3 | 28.9 | 6
3 Revenue Sufficiency | 2021 | 3 | 29 | 3
3 Revenue Sufficiency | 2021 | 3 | 29.1 | 8
3 Revenue Sufficiency | 2021 | 3 | 29.2 | 6
3 Revenue Sufficiency | 2021 | 3 | 29.3 | 6
3 Revenue Sufficiency | 2021 | 3 | 29.4 | 5
3 Revenue Sufficiency | 2021 | 3 | 29.5 | 3
3 Revenue Sufficiency | 2021 | 3 | 29.6 | 9
3 Revenue Sufficiency | 2021 | 3 | 29.7 | 2
3 Revenue Sufficiency | 2021 | 3 | 29.8 | 7
3 Revenue Sufficiency | 2021 | 3 | 29.9 | 9
3 Revenue Sufficiency | 2021 | 3 | 30 | 5
3 Revenue Sufficiency | 2021 | 3 | 30.1 | 6
3 Revenue Sufficiency | 2021 | 3 | 30.2 | 8
3 Revenue Sufficiency | 2021 | 3 | 30.3 | 9
3 Revenue Sufficiency | 2021 | 3 | 30.4 | 1
3 Revenue Sufficiency | 2021 | 3 | 30.5 | 9
3 Revenue Sufficiency | 2021 | 3 | 30.6 | 8
3 Revenue Sufficiency | 2021 | 3 | 30.7 | 6
3 Revenue Sufficiency | 2021 | 3 | 30.8 | 5
3 Revenue Sufficiency | 2021 | 3 | 30.9 | 5
3 Revenue Sufficiency | 2021 | 3 | 31 | 8
3 Revenue Sufficiency | 2021 | 3 | 31.1 | 1
3 Revenue Sufficiency | 2021 | 3 | 31.2 | 4
3 Revenue Sufficiency | 2021 | 3 | 31.3 | 6
3 Revenue Sufficiency | 2021 | 3 | 31.4 | 2
3 Revenue Sufficiency | 2021 | 3 | 31.5 | 9
3 Revenue Sufficiency | 2021 | 3 | 31.6 | 5
3 Revenue Sufficiency | 2021 | 3 | 31.7 | 2
3 Revenue Sufficiency | 2021 | 3 | 31.8 | 3
3 Revenue Sufficiency | 2021 | 3 | 31.9 | 2
3 Revenue Sufficiency | 2021 | 3 | 32 | 5
3 Revenue Sufficiency | 2021 | 3 | 32.1 | 7
3 Revenue Sufficiency | 2021 | 3 | 32.2 | 5
3 Revenue Sufficiency | 2021 | 3 | 32.3 | 6
3 Revenue Sufficiency | 2021 | 3 | 32.4 | 8
3 Revenue Sufficiency | 2021 | 3 | 32.5 | 4
3 Revenue Sufficiency | 2021 | 3 | 32.6 | 3
3 Revenue Sufficiency | 2021 | 3 | 32.7 | 5
3 Revenue Sufficiency | 2021 | 3 | 32.8 | 8
3 Revenue Sufficiency | 2021 | 3 | 32.9 | 6
3 Revenue Sufficiency | 2021 | 3 | 33 | 7
3 Revenue Sufficiency | 2021 | 3 | 33.1 | 4
3 Revenue Sufficiency | 2021 | 3 | 33.2 | 8
3 Revenue Sufficiency | 2021 | 3 | 33.3 | 6
3 Revenue Sufficiency | 2021 | 3 | 33.4 | 2
3 Revenue Sufficiency | 2021 | 3 | 33.5 | 4
3 Revenue Sufficiency | 2021 | 3 | 33.6 | 6
3 Revenue Sufficiency | 2021 | 3 | 33.7 | 5
3 Revenue Sufficiency | 2021 | 3 | 33.8 | 3
3 Revenue Sufficiency | 2021 | 3 | 33.9 | 7
3 Revenue Sufficiency | 2021 | 3 | 34 | 1
3 Revenue Sufficiency | 2021 | 3 | 34.1 | 7
3 Revenue Sufficiency | 2021 | 3 | 34.2 | 6
3 Revenue Sufficiency | 2021 | 3 | 34.3 | 3
3 Revenue Sufficiency | 2021 | 3 | 34.4 | 3
3 Revenue Sufficiency | 2021 | 3 | 34.5 | 2
3 Revenue Sufficiency | 2021 | 3 | 34.6 | 9
3 Revenue Sufficiency | 2021 | 3 | 34.7 | 1
3 Revenue Sufficiency | 2021 | 3 | 34.8 | 5
3 Revenue Sufficiency | 2021 | 3 | 34.9 | 2
3 Revenue Sufficiency | 2021 | 3 | 35 | 6
3 Revenue Sufficiency | 2021 | 3 | 35.1 | 9
3 Revenue Sufficiency | 2021 | 3 | 35.2 | 2
3 Revenue Sufficiency | 2021 | 3 | 35.3 | 1
3 Revenue Sufficiency | 2021 | 3 | 35.4 | 4
3 Revenue Sufficiency | 2021 | 3 | 35.5 | 4
3 Revenue Sufficiency | 2021 | 3 | 35.6 | 6
3 Revenue Sufficiency | 2021 | 3 | 35.7 | 6
3 Revenue Sufficiency | 2021 | 3 | 35.8 | 6
3 Revenue Sufficiency | 2021 | 3 | 35.9 | 5
3 Revenue Sufficiency | 2021 | 3 | 36 | 6
3 Revenue Sufficiency | 2021 | 3 | 36.1 | 1
3 Revenue Sufficiency | 2021 | 3 | 36.2 | 6
3 Revenue Sufficiency | 2021 | 3 | 36.3 | 4
3 Revenue Sufficiency | 2021 | 3 | 36.4 | 3
3 Revenue Sufficiency | 2021 | 3 | 36.5 | 4
3 Revenue Sufficiency | 2021 | 3 | 36.6 | 2
3 Revenue Sufficiency | 2021 | 3 | 36.7 | 4
3 Revenue Sufficiency | 2021 | 3 | 36.8 | 2
3 Revenue Sufficiency | 2021 | 3 | 36.9 | 2
3 Revenue Sufficiency | 2021 | 3 | 37 | 3
3 Revenue Sufficiency | 2021 | 3 | 37.1 | 1
3 Revenue Sufficiency | 2021 | 3 | 37.2 | 2
3 Revenue Sufficiency | 2021 | 3 | 37.3 | 2
3 Revenue Sufficiency | 2021 | 3 | 37.4 | 1
3 Revenue Sufficiency | 2021 | 3 | 37.5 | 3
3 Revenue Sufficiency | 2021 | 3 | 37.6 | 2
3 Revenue Sufficiency | 2021 | 3 | 37.7 | 5
3 Revenue Sufficiency | 2021 | 3 | 37.8 | 2
3 Revenue Sufficiency | 2021 | 3 | 37.9 | 2
3 Revenue Sufficiency | 2021 | 3 | 38 | 2
3 Revenue Sufficiency | 2021 | 3 | 38.1 | 3
3 Revenue Sufficiency | 2021 | 3 | 38.2 | 5
3 Revenue Sufficiency | 2021 | 3 | 38.3 | 3
3 Revenue Sufficiency | 2021 | 3 | 38.4 | 2
3 Revenue Sufficiency | 2021 | 3 | 38.5 | 1
3 Revenue Sufficiency | 2021 | 3 | 38.6 | 1
3 Revenue Sufficiency | 2021 | 3 | 38.7 | 2
3 Revenue Sufficiency | 2021 | 3 | 38.8 | 1
3 Revenue Sufficiency | 2021 | 3 | 39 | 3
3 Revenue Sufficiency | 2021 | 3 | 39.1 | 2
3 Revenue Sufficiency | 2021 | 3 | 39.2 | 1
3 Revenue Sufficiency | 2021 | 3 | 39.4 | 2
3 Revenue Sufficiency | 2021 | 3 | 39.5 | 2
3 Revenue Sufficiency | 2021 | 3 | 39.7 | 5
3 Revenue Sufficiency | 2021 | 3 | 39.9 | 2
3 Revenue Sufficiency | 2021 | 3 | 40 | 2
3 Revenue Sufficiency | 2021 | 3 | 40.2 | 3
3 Revenue Sufficiency | 2021 | 3 | 40.3 | 5
3 Revenue Sufficiency | 2021 | 3 | 40.4 | 5
3 Revenue Sufficiency | 2021 | 3 | 40.5 | 1
3 Revenue Sufficiency | 2021 | 3 | 40.7 | 2
3 Revenue Sufficiency | 2021 | 3 | 40.8 | 4
3 Revenue Sufficiency | 2021 | 3 | 40.9 | 1
3 Revenue Sufficiency | 2021 | 3 | 41 | 1
3 Revenue Sufficiency | 2021 | 3 | 41.1 | 1
3 Revenue Sufficiency | 2021 | 3 | 41.2 | 2
3 Revenue Sufficiency | 2021 | 3 | 41.3 | 3
3 Revenue Sufficiency | 2021 | 3 | 41.4 | 2
3 Revenue Sufficiency | 2021 | 3 | 41.5 | 1
3 Revenue Sufficiency | 2021 | 3 | 41.7 | 1
3 Revenue Sufficiency | 2021 | 3 | 41.9 | 4
3 Revenue Sufficiency | 2021 | 3 | 42 | 3
3 Revenue Sufficiency | 2021 | 3 | 42.1 | 1
3 Revenue Sufficiency | 2021 | 3 | 42.2 | 2
3 Revenue Sufficiency | 2021 | 3 | 42.3 | 2
3 Revenue Sufficiency | 2021 | 3 | 42.6 | 2
3 Revenue Sufficiency | 2021 | 3 | 42.7 | 3
3 Revenue Sufficiency | 2021 | 3 | 43 | 2
3 Revenue Sufficiency | 2021 | 3 | 43.1 | 1
3 Revenue Sufficiency | 2021 | 3 | 43.2 | 2
3 Revenue Sufficiency | 2021 | 3 | 43.4 | 2
3 Revenue Sufficiency | 2021 | 3 | 43.5 | 5
3 Revenue Sufficiency | 2021 | 3 | 43.6 | 1
3 Revenue Sufficiency | 2021 | 3 | 43.7 | 5
3 Revenue Sufficiency | 2021 | 3 | 43.8 | 3
3 Revenue Sufficiency | 2021 | 3 | 43.9 | 2
3 Revenue Sufficiency | 2021 | 3 | 44 | 1
3 Revenue Sufficiency | 2021 | 3 | 44.1 | 2
3 Revenue Sufficiency | 2021 | 3 | 44.2 | 1
3 Revenue Sufficiency | 2021 | 3 | 44.3 | 3
3 Revenue Sufficiency | 2021 | 3 | 44.4 | 1
3 Revenue Sufficiency | 2021 | 3 | 44.6 | 1
3 Revenue Sufficiency | 2021 | 3 | 44.7 | 1
3 Revenue Sufficiency | 2021 | 3 | 44.8 | 1
3 Revenue Sufficiency | 2021 | 3 | 45.1 | 1
3 Revenue Sufficiency | 2021 | 3 | 45.3 | 2
3 Revenue Sufficiency | 2021 | 3 | 45.4 | 2
3 Revenue Sufficiency | 2021 | 3 | 45.5 | 2
3 Revenue Sufficiency | 2021 | 3 | 45.6 | 2
3 Revenue Sufficiency | 2021 | 3 | 45.7 | 2
3 Revenue Sufficiency | 2021 | 3 | 45.8 | 3
3 Revenue Sufficiency | 2021 | 3 | 45.9 | 1
3 Revenue Sufficiency | 2021 | 3 | 46 | 2
3 Revenue Sufficiency | 2021 | 3 | 46.1 | 2
3 Revenue Sufficiency | 2021 | 3 | 46.2 | 2
3 Revenue Sufficiency | 2021 | 3 | 46.3 | 1
3 Revenue Sufficiency | 2021 | 3 | 46.4 | 2
3 Revenue Sufficiency | 2021 | 3 | 46.5 | 2
3 Revenue Sufficiency | 2021 | 3 | 46.6 | 2
3 Revenue Sufficiency | 2021 | 3 | 46.8 | 1
3 Revenue Sufficiency | 2021 | 3 | 47 | 1
3 Revenue Sufficiency | 2021 | 3 | 47.2 | 1
3 Revenue Sufficiency | 2021 | 3 | 47.3 | 3
3 Revenue Sufficiency | 2021 | 3 | 47.5 | 1
3 Revenue Sufficiency | 2021 | 3 | 47.6 | 2
3 Revenue Sufficiency | 2021 | 3 | 47.9 | 2
3 Revenue Sufficiency | 2021 | 3 | 48 | 3
3 Revenue Sufficiency | 2021 | 3 | 48.1 | 1
3 Revenue Sufficiency | 2021 | 3 | 48.5 | 1
3 Revenue Sufficiency | 2021 | 3 | 48.7 | 1
3 Revenue Sufficiency | 2021 | 3 | 48.9 | 1
3 Revenue Sufficiency | 2021 | 3 | 49 | 2
3 Revenue Sufficiency | 2021 | 3 | 49.3 | 1
3 Revenue Sufficiency | 2021 | 3 | 49.5 | 1
3 Revenue Sufficiency | 2021 | 3 | 49.9 | 2
3 Revenue Sufficiency | 2021 | 3 | 50.4 | 2
3 Revenue Sufficiency | 2021 | 3 | 50.5 | 1
3 Revenue Sufficiency | 2021 | 3 | 50.9 | 1
3 Revenue Sufficiency | 2021 | 3 | 51.2 | 2
3 Revenue Sufficiency | 2021 | 3 | 52.2 | 1
3 Revenue Sufficiency | 2021 | 3 | 52.7 | 2
3 Revenue Sufficiency | 2021 | 3 | 52.8 | 1
3 Revenue Sufficiency | 2021 | 3 | 53.1 | 1
3 Revenue Sufficiency | 2021 | 3 | 53.2 | 1
3 Revenue Sufficiency | 2021 | 3 | 53.3 | 1
3 Revenue Sufficiency | 2021 | 3 | 54 | 1
3 Revenue Sufficiency | 2021 | 3 | 54.1 | 1
3 Revenue Sufficiency | 2021 | 3 | 54.3 | 1
3 Revenue Sufficiency | 2021 | 3 | 54.7 | 2
3 Revenue Sufficiency | 2021 | 3 | 54.8 | 2
3 Revenue Sufficiency | 2021 | 3 | 55.4 | 1
3 Revenue Sufficiency | 2021 | 3 | 55.7 | 1
3 Revenue Sufficiency | 2021 | 3 | 55.9 | 1
3 Revenue Sufficiency | 2021 | 3 | 56.1 | 1
3 Revenue Sufficiency | 2021 | 3 | 56.4 | 2
3 Revenue Sufficiency | 2021 | 3 | 56.5 | 1
3 Revenue Sufficiency | 2021 | 3 | 56.6 | 1
3 Revenue Sufficiency | 2021 | 3 | 57.6 | 1
3 Revenue Sufficiency | 2021 | 3 | 57.9 | 1
3 Revenue Sufficiency | 2021 | 3 | 58.3 | 1
3 Revenue Sufficiency | 2021 | 3 | 58.4 | 2
3 Revenue Sufficiency | 2021 | 3 | 58.5 | 1
3 Revenue Sufficiency | 2021 | 3 | 58.7 | 1
3 Revenue Sufficiency | 2021 | 3 | 59.1 | 1
3 Revenue Sufficiency | 2021 | 3 | 59.4 | 1
3 Revenue Sufficiency | 2021 | 3 | 59.9 | 1
3 Revenue Sufficiency | 2021 | 3 | 60 | 1
3 Revenue Sufficiency | 2021 | 3 | 60.1 | 1
3 Revenue Sufficiency | 2021 | 3 | 60.4 | 1
3 Revenue Sufficiency | 2021 | 3 | 60.9 | 2
3 Revenue Sufficiency | 2021 | 3 | 61.2 | 1
3 Revenue Sufficiency | 2021 | 3 | 62 | 1
3 Revenue Sufficiency | 2021 | 3 | 64.7 | 1
3 Revenue Sufficiency | 2021 | 3 | 65.2 | 1
3 Revenue Sufficiency | 2021 | 3 | 65.4 | 1
3 Revenue Sufficiency | 2021 | 3 | 66.1 | 1
3 Revenue Sufficiency | 2021 | 3 | 70.6 | 1
3 Revenue Sufficiency | 2021 | 4 | -231.4 | 1
3 Revenue Sufficiency | 2021 | 4 | -78.7 | 1
3 Revenue Sufficiency | 2021 | 4 | -69.8 | 1
3 Revenue Sufficiency | 2021 | 4 | -64.2 | 1
3 Revenue Sufficiency | 2021 | 4 | -58.4 | 1
3 Revenue Sufficiency | 2021 | 4 | -56.1 | 2
3 Revenue Sufficiency | 2021 | 4 | -55 | 1
3 Revenue Sufficiency | 2021 | 4 | -54.8 | 1
3 Revenue Sufficiency | 2021 | 4 | -54 | 1
3 Revenue Sufficiency | 2021 | 4 | -53.8 | 1
3 Revenue Sufficiency | 2021 | 4 | -53 | 1
3 Revenue Sufficiency | 2021 | 4 | -52.6 | 1
3 Revenue Sufficiency | 2021 | 4 | -52.4 | 1
3 Revenue Sufficiency | 2021 | 4 | -51.1 | 1
3 Revenue Sufficiency | 2021 | 4 | -49.1 | 1
3 Revenue Sufficiency | 2021 | 4 | -48.6 | 1
3 Revenue Sufficiency | 2021 | 4 | -47.6 | 2
3 Revenue Sufficiency | 2021 | 4 | -47 | 1
3 Revenue Sufficiency | 2021 | 4 | -46.9 | 3
3 Revenue Sufficiency | 2021 | 4 | -46.8 | 1
3 Revenue Sufficiency | 2021 | 4 | -46.7 | 1
3 Revenue Sufficiency | 2021 | 4 | -46.2 | 1
3 Revenue Sufficiency | 2021 | 4 | -45.9 | 1
3 Revenue Sufficiency | 2021 | 4 | -45.8 | 3
3 Revenue Sufficiency | 2021 | 4 | -45.7 | 1
3 Revenue Sufficiency | 2021 | 4 | -45.3 | 2
3 Revenue Sufficiency | 2021 | 4 | -45.1 | 1
3 Revenue Sufficiency | 2021 | 4 | -44.6 | 1
3 Revenue Sufficiency | 2021 | 4 | -44.5 | 3
3 Revenue Sufficiency | 2021 | 4 | -44.4 | 1
3 Revenue Sufficiency | 2021 | 4 | -44.2 | 1
3 Revenue Sufficiency | 2021 | 4 | -43.8 | 1
3 Revenue Sufficiency | 2021 | 4 | -43.5 | 1
3 Revenue Sufficiency | 2021 | 4 | -43.2 | 1
3 Revenue Sufficiency | 2021 | 4 | -43.1 | 1
3 Revenue Sufficiency | 2021 | 4 | -42.6 | 1
3 Revenue Sufficiency | 2021 | 4 | -42.5 | 1
3 Revenue Sufficiency | 2021 | 4 | -42.1 | 2
3 Revenue Sufficiency | 2021 | 4 | -41.7 | 1
3 Revenue Sufficiency | 2021 | 4 | -41.6 | 1
3 Revenue Sufficiency | 2021 | 4 | -41.5 | 1
3 Revenue Sufficiency | 2021 | 4 | -41.3 | 1
3 Revenue Sufficiency | 2021 | 4 | -41.1 | 1
3 Revenue Sufficiency | 2021 | 4 | -41 | 1
3 Revenue Sufficiency | 2021 | 4 | -40.8 | 1
3 Revenue Sufficiency | 2021 | 4 | -40.6 | 1
3 Revenue Sufficiency | 2021 | 4 | -40.5 | 1
3 Revenue Sufficiency | 2021 | 4 | -40.4 | 2
3 Revenue Sufficiency | 2021 | 4 | -40.3 | 1
3 Revenue Sufficiency | 2021 | 4 | -40.1 | 1
3 Revenue Sufficiency | 2021 | 4 | -40 | 1
3 Revenue Sufficiency | 2021 | 4 | -39.7 | 1
3 Revenue Sufficiency | 2021 | 4 | -39.6 | 1
3 Revenue Sufficiency | 2021 | 4 | -39.5 | 1
3 Revenue Sufficiency | 2021 | 4 | -39.4 | 1
3 Revenue Sufficiency | 2021 | 4 | -39.3 | 2
3 Revenue Sufficiency | 2021 | 4 | -39.2 | 1
3 Revenue Sufficiency | 2021 | 4 | -39 | 2
3 Revenue Sufficiency | 2021 | 4 | -38.9 | 1
3 Revenue Sufficiency | 2021 | 4 | -38.7 | 4
3 Revenue Sufficiency | 2021 | 4 | -38.5 | 1
3 Revenue Sufficiency | 2021 | 4 | -38.4 | 1
3 Revenue Sufficiency | 2021 | 4 | -38.1 | 2
3 Revenue Sufficiency | 2021 | 4 | -37.8 | 1
3 Revenue Sufficiency | 2021 | 4 | -37.7 | 1
3 Revenue Sufficiency | 2021 | 4 | -37.6 | 2
3 Revenue Sufficiency | 2021 | 4 | -37.5 | 1
3 Revenue Sufficiency | 2021 | 4 | -37.4 | 1
3 Revenue Sufficiency | 2021 | 4 | -37.2 | 2
3 Revenue Sufficiency | 2021 | 4 | -36.9 | 1
3 Revenue Sufficiency | 2021 | 4 | -36.7 | 1
3 Revenue Sufficiency | 2021 | 4 | -36.6 | 2
3 Revenue Sufficiency | 2021 | 4 | -36.4 | 3
3 Revenue Sufficiency | 2021 | 4 | -36.3 | 2
3 Revenue Sufficiency | 2021 | 4 | -36.2 | 1
3 Revenue Sufficiency | 2021 | 4 | -36.1 | 1
3 Revenue Sufficiency | 2021 | 4 | -36 | 1
3 Revenue Sufficiency | 2021 | 4 | -35.9 | 1
3 Revenue Sufficiency | 2021 | 4 | -35.8 | 2
3 Revenue Sufficiency | 2021 | 4 | -35.6 | 3
3 Revenue Sufficiency | 2021 | 4 | -35.5 | 2
3 Revenue Sufficiency | 2021 | 4 | -35.4 | 2
3 Revenue Sufficiency | 2021 | 4 | -35.3 | 3
3 Revenue Sufficiency | 2021 | 4 | -35.1 | 1
3 Revenue Sufficiency | 2021 | 4 | -34.9 | 2
3 Revenue Sufficiency | 2021 | 4 | -34.8 | 1
3 Revenue Sufficiency | 2021 | 4 | -34.7 | 3
3 Revenue Sufficiency | 2021 | 4 | -34.6 | 1
3 Revenue Sufficiency | 2021 | 4 | -34.5 | 1
3 Revenue Sufficiency | 2021 | 4 | -34.3 | 1
3 Revenue Sufficiency | 2021 | 4 | -34.2 | 1
3 Revenue Sufficiency | 2021 | 4 | -34.1 | 1
3 Revenue Sufficiency | 2021 | 4 | -34 | 2
3 Revenue Sufficiency | 2021 | 4 | -33.9 | 2
3 Revenue Sufficiency | 2021 | 4 | -33.8 | 1
3 Revenue Sufficiency | 2021 | 4 | -33.7 | 2
3 Revenue Sufficiency | 2021 | 4 | -33.6 | 3
3 Revenue Sufficiency | 2021 | 4 | -33.5 | 2
3 Revenue Sufficiency | 2021 | 4 | -33.3 | 4
3 Revenue Sufficiency | 2021 | 4 | -33.2 | 2
3 Revenue Sufficiency | 2021 | 4 | -33.1 | 3
3 Revenue Sufficiency | 2021 | 4 | -33 | 2
3 Revenue Sufficiency | 2021 | 4 | -32.9 | 2
3 Revenue Sufficiency | 2021 | 4 | -32.8 | 3
3 Revenue Sufficiency | 2021 | 4 | -32.7 | 3
3 Revenue Sufficiency | 2021 | 4 | -32.6 | 1
3 Revenue Sufficiency | 2021 | 4 | -32.5 | 2
3 Revenue Sufficiency | 2021 | 4 | -32.4 | 2
3 Revenue Sufficiency | 2021 | 4 | -32.3 | 2
3 Revenue Sufficiency | 2021 | 4 | -32.2 | 3
3 Revenue Sufficiency | 2021 | 4 | -32.1 | 3
3 Revenue Sufficiency | 2021 | 4 | -31.9 | 4
3 Revenue Sufficiency | 2021 | 4 | -31.7 | 3
3 Revenue Sufficiency | 2021 | 4 | -31.6 | 5
3 Revenue Sufficiency | 2021 | 4 | -31.5 | 4
3 Revenue Sufficiency | 2021 | 4 | -31.4 | 4
3 Revenue Sufficiency | 2021 | 4 | -31.3 | 4
3 Revenue Sufficiency | 2021 | 4 | -31.2 | 4
3 Revenue Sufficiency | 2021 | 4 | -31.1 | 3
3 Revenue Sufficiency | 2021 | 4 | -31 | 2
3 Revenue Sufficiency | 2021 | 4 | -30.9 | 6
3 Revenue Sufficiency | 2021 | 4 | -30.8 | 1
3 Revenue Sufficiency | 2021 | 4 | -30.7 | 3
3 Revenue Sufficiency | 2021 | 4 | -30.6 | 2
3 Revenue Sufficiency | 2021 | 4 | -30.5 | 3
3 Revenue Sufficiency | 2021 | 4 | -30.4 | 8
3 Revenue Sufficiency | 2021 | 4 | -30.3 | 5
3 Revenue Sufficiency | 2021 | 4 | -30.2 | 1
3 Revenue Sufficiency | 2021 | 4 | -30.1 | 6
3 Revenue Sufficiency | 2021 | 4 | -30 | 4
3 Revenue Sufficiency | 2021 | 4 | -29.9 | 6
3 Revenue Sufficiency | 2021 | 4 | -29.8 | 9
3 Revenue Sufficiency | 2021 | 4 | -29.7 | 1
3 Revenue Sufficiency | 2021 | 4 | -29.6 | 5
3 Revenue Sufficiency | 2021 | 4 | -29.5 | 3
3 Revenue Sufficiency | 2021 | 4 | -29.4 | 2
3 Revenue Sufficiency | 2021 | 4 | -29.3 | 3
3 Revenue Sufficiency | 2021 | 4 | -29.2 | 3
3 Revenue Sufficiency | 2021 | 4 | -29.1 | 4
3 Revenue Sufficiency | 2021 | 4 | -29 | 5
3 Revenue Sufficiency | 2021 | 4 | -28.9 | 4
3 Revenue Sufficiency | 2021 | 4 | -28.8 | 3
3 Revenue Sufficiency | 2021 | 4 | -28.7 | 3
3 Revenue Sufficiency | 2021 | 4 | -28.6 | 3
3 Revenue Sufficiency | 2021 | 4 | -28.5 | 4
3 Revenue Sufficiency | 2021 | 4 | -28.4 | 5
3 Revenue Sufficiency | 2021 | 4 | -28.3 | 3
3 Revenue Sufficiency | 2021 | 4 | -28.2 | 1
3 Revenue Sufficiency | 2021 | 4 | -28.1 | 4
3 Revenue Sufficiency | 2021 | 4 | -28 | 2
3 Revenue Sufficiency | 2021 | 4 | -27.9 | 5
3 Revenue Sufficiency | 2021 | 4 | -27.8 | 2
3 Revenue Sufficiency | 2021 | 4 | -27.7 | 4
3 Revenue Sufficiency | 2021 | 4 | -27.6 | 4
3 Revenue Sufficiency | 2021 | 4 | -27.5 | 3
3 Revenue Sufficiency | 2021 | 4 | -27.4 | 6
3 Revenue Sufficiency | 2021 | 4 | -27.3 | 6
3 Revenue Sufficiency | 2021 | 4 | -27.2 | 5
3 Revenue Sufficiency | 2021 | 4 | -27.1 | 3
3 Revenue Sufficiency | 2021 | 4 | -27 | 1
3 Revenue Sufficiency | 2021 | 4 | -26.9 | 7
3 Revenue Sufficiency | 2021 | 4 | -26.8 | 4
3 Revenue Sufficiency | 2021 | 4 | -26.7 | 4
3 Revenue Sufficiency | 2021 | 4 | -26.6 | 9
3 Revenue Sufficiency | 2021 | 4 | -26.5 | 3
3 Revenue Sufficiency | 2021 | 4 | -26.4 | 3
3 Revenue Sufficiency | 2021 | 4 | -26.3 | 3
3 Revenue Sufficiency | 2021 | 4 | -26.2 | 7
3 Revenue Sufficiency | 2021 | 4 | -26.1 | 5
3 Revenue Sufficiency | 2021 | 4 | -26 | 7
3 Revenue Sufficiency | 2021 | 4 | -25.9 | 6
3 Revenue Sufficiency | 2021 | 4 | -25.8 | 4
3 Revenue Sufficiency | 2021 | 4 | -25.7 | 2
3 Revenue Sufficiency | 2021 | 4 | -25.6 | 10
3 Revenue Sufficiency | 2021 | 4 | -25.5 | 3
3 Revenue Sufficiency | 2021 | 4 | -25.4 | 1
3 Revenue Sufficiency | 2021 | 4 | -25.3 | 4
3 Revenue Sufficiency | 2021 | 4 | -25.2 | 5
3 Revenue Sufficiency | 2021 | 4 | -25.1 | 3
3 Revenue Sufficiency | 2021 | 4 | -25 | 5
3 Revenue Sufficiency | 2021 | 4 | -24.9 | 2
3 Revenue Sufficiency | 2021 | 4 | -24.8 | 8
3 Revenue Sufficiency | 2021 | 4 | -24.7 | 4
3 Revenue Sufficiency | 2021 | 4 | -24.6 | 9
3 Revenue Sufficiency | 2021 | 4 | -24.5 | 4
3 Revenue Sufficiency | 2021 | 4 | -24.4 | 13
3 Revenue Sufficiency | 2021 | 4 | -24.3 | 9
3 Revenue Sufficiency | 2021 | 4 | -24.2 | 5
3 Revenue Sufficiency | 2021 | 4 | -24.1 | 5
3 Revenue Sufficiency | 2021 | 4 | -24 | 5
3 Revenue Sufficiency | 2021 | 4 | -23.9 | 4
3 Revenue Sufficiency | 2021 | 4 | -23.8 | 9
3 Revenue Sufficiency | 2021 | 4 | -23.7 | 2
3 Revenue Sufficiency | 2021 | 4 | -23.6 | 7
3 Revenue Sufficiency | 2021 | 4 | -23.5 | 7
3 Revenue Sufficiency | 2021 | 4 | -23.4 | 6
3 Revenue Sufficiency | 2021 | 4 | -23.3 | 8
3 Revenue Sufficiency | 2021 | 4 | -23.2 | 4
3 Revenue Sufficiency | 2021 | 4 | -23.1 | 3
3 Revenue Sufficiency | 2021 | 4 | -23 | 7
3 Revenue Sufficiency | 2021 | 4 | -22.9 | 9
3 Revenue Sufficiency | 2021 | 4 | -22.8 | 10
3 Revenue Sufficiency | 2021 | 4 | -22.7 | 9
3 Revenue Sufficiency | 2021 | 4 | -22.6 | 8
3 Revenue Sufficiency | 2021 | 4 | -22.5 | 4
3 Revenue Sufficiency | 2021 | 4 | -22.4 | 4
3 Revenue Sufficiency | 2021 | 4 | -22.3 | 9
3 Revenue Sufficiency | 2021 | 4 | -22.2 | 8
3 Revenue Sufficiency | 2021 | 4 | -22.1 | 9
3 Revenue Sufficiency | 2021 | 4 | -22 | 3
3 Revenue Sufficiency | 2021 | 4 | -21.9 | 10
3 Revenue Sufficiency | 2021 | 4 | -21.8 | 10
3 Revenue Sufficiency | 2021 | 4 | -21.7 | 8
3 Revenue Sufficiency | 2021 | 4 | -21.6 | 7
3 Revenue Sufficiency | 2021 | 4 | -21.5 | 9
3 Revenue Sufficiency | 2021 | 4 | -21.4 | 4
3 Revenue Sufficiency | 2021 | 4 | -21.3 | 13
3 Revenue Sufficiency | 2021 | 4 | -21.2 | 8
3 Revenue Sufficiency | 2021 | 4 | -21.1 | 8
3 Revenue Sufficiency | 2021 | 4 | -21 | 9
3 Revenue Sufficiency | 2021 | 4 | -20.9 | 9
3 Revenue Sufficiency | 2021 | 4 | -20.8 | 16
3 Revenue Sufficiency | 2021 | 4 | -20.7 | 5
3 Revenue Sufficiency | 2021 | 4 | -20.6 | 7
3 Revenue Sufficiency | 2021 | 4 | -20.5 | 2
3 Revenue Sufficiency | 2021 | 4 | -20.4 | 10
3 Revenue Sufficiency | 2021 | 4 | -20.3 | 11
3 Revenue Sufficiency | 2021 | 4 | -20.2 | 9
3 Revenue Sufficiency | 2021 | 4 | -20.1 | 10
3 Revenue Sufficiency | 2021 | 4 | -20 | 10
3 Revenue Sufficiency | 2021 | 4 | -19.9 | 12
3 Revenue Sufficiency | 2021 | 4 | -19.8 | 8
3 Revenue Sufficiency | 2021 | 4 | -19.7 | 9
3 Revenue Sufficiency | 2021 | 4 | -19.6 | 9
3 Revenue Sufficiency | 2021 | 4 | -19.5 | 11
3 Revenue Sufficiency | 2021 | 4 | -19.4 | 12
3 Revenue Sufficiency | 2021 | 4 | -19.3 | 13
3 Revenue Sufficiency | 2021 | 4 | -19.2 | 7
3 Revenue Sufficiency | 2021 | 4 | -19.1 | 8
3 Revenue Sufficiency | 2021 | 4 | -19 | 4
3 Revenue Sufficiency | 2021 | 4 | -18.9 | 21
3 Revenue Sufficiency | 2021 | 4 | -18.8 | 6
3 Revenue Sufficiency | 2021 | 4 | -18.7 | 8
3 Revenue Sufficiency | 2021 | 4 | -18.6 | 8
3 Revenue Sufficiency | 2021 | 4 | -18.5 | 8
3 Revenue Sufficiency | 2021 | 4 | -18.4 | 10
3 Revenue Sufficiency | 2021 | 4 | -18.3 | 4
3 Revenue Sufficiency | 2021 | 4 | -18.2 | 20
3 Revenue Sufficiency | 2021 | 4 | -18.1 | 6
3 Revenue Sufficiency | 2021 | 4 | -18 | 11
3 Revenue Sufficiency | 2021 | 4 | -17.9 | 10
3 Revenue Sufficiency | 2021 | 4 | -17.8 | 8
3 Revenue Sufficiency | 2021 | 4 | -17.7 | 10
3 Revenue Sufficiency | 2021 | 4 | -17.6 | 7
3 Revenue Sufficiency | 2021 | 4 | -17.5 | 10
3 Revenue Sufficiency | 2021 | 4 | -17.4 | 8
3 Revenue Sufficiency | 2021 | 4 | -17.3 | 11
3 Revenue Sufficiency | 2021 | 4 | -17.2 | 14
3 Revenue Sufficiency | 2021 | 4 | -17.1 | 13
3 Revenue Sufficiency | 2021 | 4 | -17 | 10
3 Revenue Sufficiency | 2021 | 4 | -16.9 | 10
3 Revenue Sufficiency | 2021 | 4 | -16.8 | 16
3 Revenue Sufficiency | 2021 | 4 | -16.7 | 15
3 Revenue Sufficiency | 2021 | 4 | -16.6 | 14
3 Revenue Sufficiency | 2021 | 4 | -16.5 | 15
3 Revenue Sufficiency | 2021 | 4 | -16.4 | 11
3 Revenue Sufficiency | 2021 | 4 | -16.3 | 18
3 Revenue Sufficiency | 2021 | 4 | -16.2 | 16
3 Revenue Sufficiency | 2021 | 4 | -16.1 | 5
3 Revenue Sufficiency | 2021 | 4 | -16 | 9
3 Revenue Sufficiency | 2021 | 4 | -15.9 | 15
3 Revenue Sufficiency | 2021 | 4 | -15.8 | 10
3 Revenue Sufficiency | 2021 | 4 | -15.7 | 13
3 Revenue Sufficiency | 2021 | 4 | -15.6 | 14
3 Revenue Sufficiency | 2021 | 4 | -15.5 | 15
3 Revenue Sufficiency | 2021 | 4 | -15.4 | 11
3 Revenue Sufficiency | 2021 | 4 | -15.3 | 14
3 Revenue Sufficiency | 2021 | 4 | -15.2 | 9
3 Revenue Sufficiency | 2021 | 4 | -15.1 | 9
3 Revenue Sufficiency | 2021 | 4 | -15 | 15
3 Revenue Sufficiency | 2021 | 4 | -14.9 | 8
3 Revenue Sufficiency | 2021 | 4 | -14.8 | 19
3 Revenue Sufficiency | 2021 | 4 | -14.7 | 15
3 Revenue Sufficiency | 2021 | 4 | -14.6 | 12
3 Revenue Sufficiency | 2021 | 4 | -14.5 | 11
3 Revenue Sufficiency | 2021 | 4 | -14.4 | 17
3 Revenue Sufficiency | 2021 | 4 | -14.3 | 10
3 Revenue Sufficiency | 2021 | 4 | -14.2 | 19
3 Revenue Sufficiency | 2021 | 4 | -14.1 | 13
3 Revenue Sufficiency | 2021 | 4 | -14 | 23
3 Revenue Sufficiency | 2021 | 4 | -13.9 | 13
3 Revenue Sufficiency | 2021 | 4 | -13.8 | 13
3 Revenue Sufficiency | 2021 | 4 | -13.7 | 8
3 Revenue Sufficiency | 2021 | 4 | -13.6 | 11
3 Revenue Sufficiency | 2021 | 4 | -13.5 | 9
3 Revenue Sufficiency | 2021 | 4 | -13.4 | 10
3 Revenue Sufficiency | 2021 | 4 | -13.3 | 12
3 Revenue Sufficiency | 2021 | 4 | -13.2 | 10
3 Revenue Sufficiency | 2021 | 4 | -13.1 | 7
3 Revenue Sufficiency | 2021 | 4 | -13 | 9
3 Revenue Sufficiency | 2021 | 4 | -12.9 | 17
3 Revenue Sufficiency | 2021 | 4 | -12.8 | 11
3 Revenue Sufficiency | 2021 | 4 | -12.7 | 17
3 Revenue Sufficiency | 2021 | 4 | -12.6 | 12
3 Revenue Sufficiency | 2021 | 4 | -12.5 | 7
3 Revenue Sufficiency | 2021 | 4 | -12.4 | 14
3 Revenue Sufficiency | 2021 | 4 | -12.3 | 13
3 Revenue Sufficiency | 2021 | 4 | -12.2 | 14
3 Revenue Sufficiency | 2021 | 4 | -12.1 | 13
3 Revenue Sufficiency | 2021 | 4 | -12 | 13
3 Revenue Sufficiency | 2021 | 4 | -11.9 | 13
3 Revenue Sufficiency | 2021 | 4 | -11.8 | 13
3 Revenue Sufficiency | 2021 | 4 | -11.7 | 8
3 Revenue Sufficiency | 2021 | 4 | -11.6 | 10
3 Revenue Sufficiency | 2021 | 4 | -11.5 | 16
3 Revenue Sufficiency | 2021 | 4 | -11.4 | 13
3 Revenue Sufficiency | 2021 | 4 | -11.3 | 12
3 Revenue Sufficiency | 2021 | 4 | -11.2 | 9
3 Revenue Sufficiency | 2021 | 4 | -11.1 | 13
3 Revenue Sufficiency | 2021 | 4 | -11 | 11
3 Revenue Sufficiency | 2021 | 4 | -10.9 | 10
3 Revenue Sufficiency | 2021 | 4 | -10.8 | 14
3 Revenue Sufficiency | 2021 | 4 | -10.7 | 7
3 Revenue Sufficiency | 2021 | 4 | -10.6 | 14
3 Revenue Sufficiency | 2021 | 4 | -10.5 | 13
3 Revenue Sufficiency | 2021 | 4 | -10.4 | 8
3 Revenue Sufficiency | 2021 | 4 | -10.3 | 12
3 Revenue Sufficiency | 2021 | 4 | -10.2 | 9
3 Revenue Sufficiency | 2021 | 4 | -10.1 | 19
3 Revenue Sufficiency | 2021 | 4 | -10 | 11
3 Revenue Sufficiency | 2021 | 4 | -9.9 | 15
3 Revenue Sufficiency | 2021 | 4 | -9.8 | 8
3 Revenue Sufficiency | 2021 | 4 | -9.7 | 8
3 Revenue Sufficiency | 2021 | 4 | -9.6 | 12
3 Revenue Sufficiency | 2021 | 4 | -9.5 | 17
3 Revenue Sufficiency | 2021 | 4 | -9.4 | 16
3 Revenue Sufficiency | 2021 | 4 | -9.3 | 9
3 Revenue Sufficiency | 2021 | 4 | -9.2 | 8
3 Revenue Sufficiency | 2021 | 4 | -9.1 | 9
3 Revenue Sufficiency | 2021 | 4 | -9 | 10
3 Revenue Sufficiency | 2021 | 4 | -8.9 | 8
3 Revenue Sufficiency | 2021 | 4 | -8.8 | 9
3 Revenue Sufficiency | 2021 | 4 | -8.7 | 9
3 Revenue Sufficiency | 2021 | 4 | -8.6 | 16
3 Revenue Sufficiency | 2021 | 4 | -8.5 | 7
3 Revenue Sufficiency | 2021 | 4 | -8.4 | 12
3 Revenue Sufficiency | 2021 | 4 | -8.3 | 15
3 Revenue Sufficiency | 2021 | 4 | -8.2 | 11
3 Revenue Sufficiency | 2021 | 4 | -8.1 | 15
3 Revenue Sufficiency | 2021 | 4 | -8 | 9
3 Revenue Sufficiency | 2021 | 4 | -7.9 | 12
3 Revenue Sufficiency | 2021 | 4 | -7.8 | 11
3 Revenue Sufficiency | 2021 | 4 | -7.7 | 17
3 Revenue Sufficiency | 2021 | 4 | -7.6 | 9
3 Revenue Sufficiency | 2021 | 4 | -7.5 | 9
3 Revenue Sufficiency | 2021 | 4 | -7.4 | 17
3 Revenue Sufficiency | 2021 | 4 | -7.3 | 8
3 Revenue Sufficiency | 2021 | 4 | -7.2 | 8
3 Revenue Sufficiency | 2021 | 4 | -7.1 | 10
3 Revenue Sufficiency | 2021 | 4 | -7 | 12
3 Revenue Sufficiency | 2021 | 4 | -6.9 | 12
3 Revenue Sufficiency | 2021 | 4 | -6.8 | 12
3 Revenue Sufficiency | 2021 | 4 | -6.7 | 13
3 Revenue Sufficiency | 2021 | 4 | -6.6 | 9
3 Revenue Sufficiency | 2021 | 4 | -6.5 | 10
3 Revenue Sufficiency | 2021 | 4 | -6.4 | 6
3 Revenue Sufficiency | 2021 | 4 | -6.3 | 6
3 Revenue Sufficiency | 2021 | 4 | -6.2 | 11
3 Revenue Sufficiency | 2021 | 4 | -6.1 | 6
3 Revenue Sufficiency | 2021 | 4 | -6 | 14
3 Revenue Sufficiency | 2021 | 4 | -5.9 | 8
3 Revenue Sufficiency | 2021 | 4 | -5.8 | 5
3 Revenue Sufficiency | 2021 | 4 | -5.7 | 9
3 Revenue Sufficiency | 2021 | 4 | -5.6 | 10
3 Revenue Sufficiency | 2021 | 4 | -5.5 | 8
3 Revenue Sufficiency | 2021 | 4 | -5.4 | 16
3 Revenue Sufficiency | 2021 | 4 | -5.3 | 13
3 Revenue Sufficiency | 2021 | 4 | -5.2 | 9
3 Revenue Sufficiency | 2021 | 4 | -5.1 | 9
3 Revenue Sufficiency | 2021 | 4 | -5 | 13
3 Revenue Sufficiency | 2021 | 4 | -4.9 | 9
3 Revenue Sufficiency | 2021 | 4 | -4.8 | 6
3 Revenue Sufficiency | 2021 | 4 | -4.7 | 10
3 Revenue Sufficiency | 2021 | 4 | -4.6 | 9
3 Revenue Sufficiency | 2021 | 4 | -4.5 | 10
3 Revenue Sufficiency | 2021 | 4 | -4.4 | 8
3 Revenue Sufficiency | 2021 | 4 | -4.3 | 5
3 Revenue Sufficiency | 2021 | 4 | -4.2 | 7
3 Revenue Sufficiency | 2021 | 4 | -4.1 | 5
3 Revenue Sufficiency | 2021 | 4 | -4 | 7
3 Revenue Sufficiency | 2021 | 4 | -3.9 | 7
3 Revenue Sufficiency | 2021 | 4 | -3.8 | 10
3 Revenue Sufficiency | 2021 | 4 | -3.7 | 3
3 Revenue Sufficiency | 2021 | 4 | -3.6 | 5
3 Revenue Sufficiency | 2021 | 4 | -3.5 | 7
3 Revenue Sufficiency | 2021 | 4 | -3.4 | 4
3 Revenue Sufficiency | 2021 | 4 | -3.3 | 5
3 Revenue Sufficiency | 2021 | 4 | -3.2 | 7
3 Revenue Sufficiency | 2021 | 4 | -3.1 | 5
3 Revenue Sufficiency | 2021 | 4 | -3 | 7
3 Revenue Sufficiency | 2021 | 4 | -2.9 | 8
3 Revenue Sufficiency | 2021 | 4 | -2.8 | 6
3 Revenue Sufficiency | 2021 | 4 | -2.7 | 6
3 Revenue Sufficiency | 2021 | 4 | -2.6 | 10
3 Revenue Sufficiency | 2021 | 4 | -2.5 | 2
3 Revenue Sufficiency | 2021 | 4 | -2.4 | 3
3 Revenue Sufficiency | 2021 | 4 | -2.3 | 7
3 Revenue Sufficiency | 2021 | 4 | -2.2 | 8
3 Revenue Sufficiency | 2021 | 4 | -2.1 | 9
3 Revenue Sufficiency | 2021 | 4 | -2 | 3
3 Revenue Sufficiency | 2021 | 4 | -1.9 | 7
3 Revenue Sufficiency | 2021 | 4 | -1.8 | 4
3 Revenue Sufficiency | 2021 | 4 | -1.7 | 2
3 Revenue Sufficiency | 2021 | 4 | -1.6 | 6
3 Revenue Sufficiency | 2021 | 4 | -1.5 | 6
3 Revenue Sufficiency | 2021 | 4 | -1.4 | 1
3 Revenue Sufficiency | 2021 | 4 | -1.3 | 5
3 Revenue Sufficiency | 2021 | 4 | -1.2 | 3
3 Revenue Sufficiency | 2021 | 4 | -1.1 | 2
3 Revenue Sufficiency | 2021 | 4 | -1 | 6
3 Revenue Sufficiency | 2021 | 4 | -0.9 | 7
3 Revenue Sufficiency | 2021 | 4 | -0.8 | 2
3 Revenue Sufficiency | 2021 | 4 | -0.7 | 5
3 Revenue Sufficiency | 2021 | 4 | -0.6 | 4
3 Revenue Sufficiency | 2021 | 4 | -0.5 | 6
3 Revenue Sufficiency | 2021 | 4 | -0.4 | 8
3 Revenue Sufficiency | 2021 | 4 | -0.3 | 2
3 Revenue Sufficiency | 2021 | 4 | -0.2 | 4
3 Revenue Sufficiency | 2021 | 4 | -0.1 | 1
3 Revenue Sufficiency | 2021 | 4 | 0 | 49
3 Revenue Sufficiency | 2021 | 4 | 0.2 | 3
3 Revenue Sufficiency | 2021 | 4 | 0.3 | 1
3 Revenue Sufficiency | 2021 | 4 | 0.4 | 2
3 Revenue Sufficiency | 2021 | 4 | 0.5 | 4
3 Revenue Sufficiency | 2021 | 4 | 0.6 | 2
3 Revenue Sufficiency | 2021 | 4 | 0.7 | 1
3 Revenue Sufficiency | 2021 | 4 | 0.8 | 4
3 Revenue Sufficiency | 2021 | 4 | 0.9 | 3
3 Revenue Sufficiency | 2021 | 4 | 1 | 4
3 Revenue Sufficiency | 2021 | 4 | 1.1 | 8
3 Revenue Sufficiency | 2021 | 4 | 1.2 | 6
3 Revenue Sufficiency | 2021 | 4 | 1.3 | 2
3 Revenue Sufficiency | 2021 | 4 | 1.4 | 4
3 Revenue Sufficiency | 2021 | 4 | 1.5 | 2
3 Revenue Sufficiency | 2021 | 4 | 1.6 | 4
3 Revenue Sufficiency | 2021 | 4 | 1.7 | 2
3 Revenue Sufficiency | 2021 | 4 | 1.8 | 4
3 Revenue Sufficiency | 2021 | 4 | 1.9 | 3
3 Revenue Sufficiency | 2021 | 4 | 2 | 5
3 Revenue Sufficiency | 2021 | 4 | 2.1 | 6
3 Revenue Sufficiency | 2021 | 4 | 2.2 | 2
3 Revenue Sufficiency | 2021 | 4 | 2.3 | 3
3 Revenue Sufficiency | 2021 | 4 | 2.4 | 3
3 Revenue Sufficiency | 2021 | 4 | 2.5 | 6
3 Revenue Sufficiency | 2021 | 4 | 2.6 | 3
3 Revenue Sufficiency | 2021 | 4 | 2.7 | 1
3 Revenue Sufficiency | 2021 | 4 | 2.8 | 8
3 Revenue Sufficiency | 2021 | 4 | 2.9 | 3
3 Revenue Sufficiency | 2021 | 4 | 3 | 5
3 Revenue Sufficiency | 2021 | 4 | 3.1 | 6
3 Revenue Sufficiency | 2021 | 4 | 3.2 | 9
3 Revenue Sufficiency | 2021 | 4 | 3.3 | 5
3 Revenue Sufficiency | 2021 | 4 | 3.4 | 2
3 Revenue Sufficiency | 2021 | 4 | 3.5 | 7
3 Revenue Sufficiency | 2021 | 4 | 3.6 | 6
3 Revenue Sufficiency | 2021 | 4 | 3.7 | 5
3 Revenue Sufficiency | 2021 | 4 | 3.8 | 4
3 Revenue Sufficiency | 2021 | 4 | 3.9 | 10
3 Revenue Sufficiency | 2021 | 4 | 4 | 6
3 Revenue Sufficiency | 2021 | 4 | 4.1 | 8
3 Revenue Sufficiency | 2021 | 4 | 4.2 | 8
3 Revenue Sufficiency | 2021 | 4 | 4.3 | 5
3 Revenue Sufficiency | 2021 | 4 | 4.4 | 8
3 Revenue Sufficiency | 2021 | 4 | 4.5 | 10
3 Revenue Sufficiency | 2021 | 4 | 4.6 | 10
3 Revenue Sufficiency | 2021 | 4 | 4.7 | 8
3 Revenue Sufficiency | 2021 | 4 | 4.8 | 10
3 Revenue Sufficiency | 2021 | 4 | 4.9 | 11
3 Revenue Sufficiency | 2021 | 4 | 5 | 7
3 Revenue Sufficiency | 2021 | 4 | 5.1 | 5
3 Revenue Sufficiency | 2021 | 4 | 5.2 | 8
3 Revenue Sufficiency | 2021 | 4 | 5.3 | 5
3 Revenue Sufficiency | 2021 | 4 | 5.4 | 8
3 Revenue Sufficiency | 2021 | 4 | 5.5 | 8
3 Revenue Sufficiency | 2021 | 4 | 5.6 | 7
3 Revenue Sufficiency | 2021 | 4 | 5.7 | 11
3 Revenue Sufficiency | 2021 | 4 | 5.8 | 10
3 Revenue Sufficiency | 2021 | 4 | 5.9 | 5
3 Revenue Sufficiency | 2021 | 4 | 6 | 15
3 Revenue Sufficiency | 2021 | 4 | 6.1 | 16
3 Revenue Sufficiency | 2021 | 4 | 6.2 | 8
3 Revenue Sufficiency | 2021 | 4 | 6.3 | 7
3 Revenue Sufficiency | 2021 | 4 | 6.4 | 7
3 Revenue Sufficiency | 2021 | 4 | 6.5 | 10
3 Revenue Sufficiency | 2021 | 4 | 6.6 | 6
3 Revenue Sufficiency | 2021 | 4 | 6.7 | 6
3 Revenue Sufficiency | 2021 | 4 | 6.8 | 8
3 Revenue Sufficiency | 2021 | 4 | 6.9 | 6
3 Revenue Sufficiency | 2021 | 4 | 7 | 12
3 Revenue Sufficiency | 2021 | 4 | 7.1 | 10
3 Revenue Sufficiency | 2021 | 4 | 7.2 | 13
3 Revenue Sufficiency | 2021 | 4 | 7.3 | 11
3 Revenue Sufficiency | 2021 | 4 | 7.4 | 15
3 Revenue Sufficiency | 2021 | 4 | 7.5 | 10
3 Revenue Sufficiency | 2021 | 4 | 7.6 | 10
3 Revenue Sufficiency | 2021 | 4 | 7.7 | 12
3 Revenue Sufficiency | 2021 | 4 | 7.8 | 9
3 Revenue Sufficiency | 2021 | 4 | 7.9 | 16
3 Revenue Sufficiency | 2021 | 4 | 8 | 7
3 Revenue Sufficiency | 2021 | 4 | 8.1 | 9
3 Revenue Sufficiency | 2021 | 4 | 8.2 | 14
3 Revenue Sufficiency | 2021 | 4 | 8.3 | 12
3 Revenue Sufficiency | 2021 | 4 | 8.4 | 10
3 Revenue Sufficiency | 2021 | 4 | 8.5 | 14
3 Revenue Sufficiency | 2021 | 4 | 8.6 | 12
3 Revenue Sufficiency | 2021 | 4 | 8.7 | 12
3 Revenue Sufficiency | 2021 | 4 | 8.8 | 12
3 Revenue Sufficiency | 2021 | 4 | 8.9 | 14
3 Revenue Sufficiency | 2021 | 4 | 9 | 16
3 Revenue Sufficiency | 2021 | 4 | 9.1 | 13
3 Revenue Sufficiency | 2021 | 4 | 9.2 | 6
3 Revenue Sufficiency | 2021 | 4 | 9.3 | 13
3 Revenue Sufficiency | 2021 | 4 | 9.4 | 13
3 Revenue Sufficiency | 2021 | 4 | 9.5 | 12
3 Revenue Sufficiency | 2021 | 4 | 9.6 | 11
3 Revenue Sufficiency | 2021 | 4 | 9.7 | 11
3 Revenue Sufficiency | 2021 | 4 | 9.8 | 18
3 Revenue Sufficiency | 2021 | 4 | 9.9 | 11
3 Revenue Sufficiency | 2021 | 4 | 10 | 6
3 Revenue Sufficiency | 2021 | 4 | 10.1 | 12
3 Revenue Sufficiency | 2021 | 4 | 10.2 | 14
3 Revenue Sufficiency | 2021 | 4 | 10.3 | 11
3 Revenue Sufficiency | 2021 | 4 | 10.4 | 5
3 Revenue Sufficiency | 2021 | 4 | 10.5 | 23
3 Revenue Sufficiency | 2021 | 4 | 10.6 | 16
3 Revenue Sufficiency | 2021 | 4 | 10.7 | 15
3 Revenue Sufficiency | 2021 | 4 | 10.8 | 12
3 Revenue Sufficiency | 2021 | 4 | 10.9 | 11
3 Revenue Sufficiency | 2021 | 4 | 11 | 16
3 Revenue Sufficiency | 2021 | 4 | 11.1 | 11
3 Revenue Sufficiency | 2021 | 4 | 11.2 | 15
3 Revenue Sufficiency | 2021 | 4 | 11.3 | 13
3 Revenue Sufficiency | 2021 | 4 | 11.4 | 12
3 Revenue Sufficiency | 2021 | 4 | 11.5 | 16
3 Revenue Sufficiency | 2021 | 4 | 11.6 | 15
3 Revenue Sufficiency | 2021 | 4 | 11.7 | 15
3 Revenue Sufficiency | 2021 | 4 | 11.8 | 14
3 Revenue Sufficiency | 2021 | 4 | 11.9 | 18
3 Revenue Sufficiency | 2021 | 4 | 12 | 11
3 Revenue Sufficiency | 2021 | 4 | 12.1 | 12
3 Revenue Sufficiency | 2021 | 4 | 12.2 | 10
3 Revenue Sufficiency | 2021 | 4 | 12.3 | 16
3 Revenue Sufficiency | 2021 | 4 | 12.4 | 12
3 Revenue Sufficiency | 2021 | 4 | 12.5 | 9
3 Revenue Sufficiency | 2021 | 4 | 12.6 | 15
3 Revenue Sufficiency | 2021 | 4 | 12.7 | 12
3 Revenue Sufficiency | 2021 | 4 | 12.8 | 11
3 Revenue Sufficiency | 2021 | 4 | 12.9 | 9
3 Revenue Sufficiency | 2021 | 4 | 13 | 9
3 Revenue Sufficiency | 2021 | 4 | 13.1 | 7
3 Revenue Sufficiency | 2021 | 4 | 13.2 | 17
3 Revenue Sufficiency | 2021 | 4 | 13.3 | 14
3 Revenue Sufficiency | 2021 | 4 | 13.4 | 13
3 Revenue Sufficiency | 2021 | 4 | 13.5 | 6
3 Revenue Sufficiency | 2021 | 4 | 13.6 | 18
3 Revenue Sufficiency | 2021 | 4 | 13.7 | 13
3 Revenue Sufficiency | 2021 | 4 | 13.8 | 14
3 Revenue Sufficiency | 2021 | 4 | 13.9 | 17
3 Revenue Sufficiency | 2021 | 4 | 14 | 11
3 Revenue Sufficiency | 2021 | 4 | 14.1 | 8
3 Revenue Sufficiency | 2021 | 4 | 14.2 | 10
3 Revenue Sufficiency | 2021 | 4 | 14.3 | 11
3 Revenue Sufficiency | 2021 | 4 | 14.4 | 15
3 Revenue Sufficiency | 2021 | 4 | 14.5 | 8
3 Revenue Sufficiency | 2021 | 4 | 14.6 | 12
3 Revenue Sufficiency | 2021 | 4 | 14.7 | 13
3 Revenue Sufficiency | 2021 | 4 | 14.8 | 15
3 Revenue Sufficiency | 2021 | 4 | 14.9 | 14
3 Revenue Sufficiency | 2021 | 4 | 15 | 9
3 Revenue Sufficiency | 2021 | 4 | 15.1 | 14
3 Revenue Sufficiency | 2021 | 4 | 15.2 | 18
3 Revenue Sufficiency | 2021 | 4 | 15.3 | 12
3 Revenue Sufficiency | 2021 | 4 | 15.4 | 10
3 Revenue Sufficiency | 2021 | 4 | 15.5 | 9
3 Revenue Sufficiency | 2021 | 4 | 15.6 | 14
3 Revenue Sufficiency | 2021 | 4 | 15.7 | 13
3 Revenue Sufficiency | 2021 | 4 | 15.8 | 13
3 Revenue Sufficiency | 2021 | 4 | 15.9 | 11
3 Revenue Sufficiency | 2021 | 4 | 16 | 11
3 Revenue Sufficiency | 2021 | 4 | 16.1 | 11
3 Revenue Sufficiency | 2021 | 4 | 16.2 | 16
3 Revenue Sufficiency | 2021 | 4 | 16.3 | 11
3 Revenue Sufficiency | 2021 | 4 | 16.4 | 17
3 Revenue Sufficiency | 2021 | 4 | 16.5 | 9
3 Revenue Sufficiency | 2021 | 4 | 16.6 | 14
3 Revenue Sufficiency | 2021 | 4 | 16.7 | 10
3 Revenue Sufficiency | 2021 | 4 | 16.8 | 11
3 Revenue Sufficiency | 2021 | 4 | 16.9 | 9
3 Revenue Sufficiency | 2021 | 4 | 17 | 11
3 Revenue Sufficiency | 2021 | 4 | 17.1 | 14
3 Revenue Sufficiency | 2021 | 4 | 17.2 | 18
3 Revenue Sufficiency | 2021 | 4 | 17.3 | 12
3 Revenue Sufficiency | 2021 | 4 | 17.4 | 14
3 Revenue Sufficiency | 2021 | 4 | 17.5 | 8
3 Revenue Sufficiency | 2021 | 4 | 17.6 | 11
3 Revenue Sufficiency | 2021 | 4 | 17.7 | 19
3 Revenue Sufficiency | 2021 | 4 | 17.8 | 11
3 Revenue Sufficiency | 2021 | 4 | 17.9 | 3
3 Revenue Sufficiency | 2021 | 4 | 18 | 7
3 Revenue Sufficiency | 2021 | 4 | 18.1 | 11
3 Revenue Sufficiency | 2021 | 4 | 18.2 | 8
3 Revenue Sufficiency | 2021 | 4 | 18.3 | 11
3 Revenue Sufficiency | 2021 | 4 | 18.4 | 7
3 Revenue Sufficiency | 2021 | 4 | 18.5 | 11
3 Revenue Sufficiency | 2021 | 4 | 18.6 | 14
3 Revenue Sufficiency | 2021 | 4 | 18.7 | 11
3 Revenue Sufficiency | 2021 | 4 | 18.8 | 11
3 Revenue Sufficiency | 2021 | 4 | 18.9 | 11
3 Revenue Sufficiency | 2021 | 4 | 19 | 13
3 Revenue Sufficiency | 2021 | 4 | 19.1 | 12
3 Revenue Sufficiency | 2021 | 4 | 19.2 | 16
3 Revenue Sufficiency | 2021 | 4 | 19.3 | 8
3 Revenue Sufficiency | 2021 | 4 | 19.4 | 15
3 Revenue Sufficiency | 2021 | 4 | 19.5 | 7
3 Revenue Sufficiency | 2021 | 4 | 19.6 | 14
3 Revenue Sufficiency | 2021 | 4 | 19.7 | 10
3 Revenue Sufficiency | 2021 | 4 | 19.8 | 10
3 Revenue Sufficiency | 2021 | 4 | 19.9 | 14
3 Revenue Sufficiency | 2021 | 4 | 20 | 15
3 Revenue Sufficiency | 2021 | 4 | 20.1 | 7
3 Revenue Sufficiency | 2021 | 4 | 20.2 | 8
3 Revenue Sufficiency | 2021 | 4 | 20.3 | 9
3 Revenue Sufficiency | 2021 | 4 | 20.4 | 5
3 Revenue Sufficiency | 2021 | 4 | 20.5 | 7
3 Revenue Sufficiency | 2021 | 4 | 20.6 | 10
3 Revenue Sufficiency | 2021 | 4 | 20.7 | 12
3 Revenue Sufficiency | 2021 | 4 | 20.8 | 8
3 Revenue Sufficiency | 2021 | 4 | 20.9 | 10
3 Revenue Sufficiency | 2021 | 4 | 21 | 5
3 Revenue Sufficiency | 2021 | 4 | 21.1 | 13
3 Revenue Sufficiency | 2021 | 4 | 21.2 | 6
3 Revenue Sufficiency | 2021 | 4 | 21.3 | 11
3 Revenue Sufficiency | 2021 | 4 | 21.4 | 15
3 Revenue Sufficiency | 2021 | 4 | 21.5 | 6
3 Revenue Sufficiency | 2021 | 4 | 21.6 | 8
3 Revenue Sufficiency | 2021 | 4 | 21.7 | 13
3 Revenue Sufficiency | 2021 | 4 | 21.8 | 11
3 Revenue Sufficiency | 2021 | 4 | 21.9 | 8
3 Revenue Sufficiency | 2021 | 4 | 22 | 5
3 Revenue Sufficiency | 2021 | 4 | 22.1 | 11
3 Revenue Sufficiency | 2021 | 4 | 22.2 | 11
3 Revenue Sufficiency | 2021 | 4 | 22.3 | 9
3 Revenue Sufficiency | 2021 | 4 | 22.4 | 6
3 Revenue Sufficiency | 2021 | 4 | 22.5 | 5
3 Revenue Sufficiency | 2021 | 4 | 22.6 | 7
3 Revenue Sufficiency | 2021 | 4 | 22.7 | 7
3 Revenue Sufficiency | 2021 | 4 | 22.8 | 9
3 Revenue Sufficiency | 2021 | 4 | 22.9 | 8
3 Revenue Sufficiency | 2021 | 4 | 23 | 8
3 Revenue Sufficiency | 2021 | 4 | 23.1 | 10
3 Revenue Sufficiency | 2021 | 4 | 23.2 | 9
3 Revenue Sufficiency | 2021 | 4 | 23.3 | 12
3 Revenue Sufficiency | 2021 | 4 | 23.4 | 7
3 Revenue Sufficiency | 2021 | 4 | 23.5 | 9
3 Revenue Sufficiency | 2021 | 4 | 23.6 | 5
3 Revenue Sufficiency | 2021 | 4 | 23.7 | 2
3 Revenue Sufficiency | 2021 | 4 | 23.8 | 10
3 Revenue Sufficiency | 2021 | 4 | 23.9 | 7
3 Revenue Sufficiency | 2021 | 4 | 24 | 11
3 Revenue Sufficiency | 2021 | 4 | 24.1 | 6
3 Revenue Sufficiency | 2021 | 4 | 24.2 | 5
3 Revenue Sufficiency | 2021 | 4 | 24.3 | 9
3 Revenue Sufficiency | 2021 | 4 | 24.4 | 5
3 Revenue Sufficiency | 2021 | 4 | 24.5 | 7
3 Revenue Sufficiency | 2021 | 4 | 24.6 | 10
3 Revenue Sufficiency | 2021 | 4 | 24.7 | 9
3 Revenue Sufficiency | 2021 | 4 | 24.8 | 8
3 Revenue Sufficiency | 2021 | 4 | 24.9 | 10
3 Revenue Sufficiency | 2021 | 4 | 25 | 9
3 Revenue Sufficiency | 2021 | 4 | 25.1 | 4
3 Revenue Sufficiency | 2021 | 4 | 25.2 | 5
3 Revenue Sufficiency | 2021 | 4 | 25.3 | 5
3 Revenue Sufficiency | 2021 | 4 | 25.4 | 2
3 Revenue Sufficiency | 2021 | 4 | 25.5 | 10
3 Revenue Sufficiency | 2021 | 4 | 25.6 | 9
3 Revenue Sufficiency | 2021 | 4 | 25.7 | 10
3 Revenue Sufficiency | 2021 | 4 | 25.8 | 4
3 Revenue Sufficiency | 2021 | 4 | 25.9 | 4
3 Revenue Sufficiency | 2021 | 4 | 26 | 3
3 Revenue Sufficiency | 2021 | 4 | 26.1 | 3
3 Revenue Sufficiency | 2021 | 4 | 26.2 | 4
3 Revenue Sufficiency | 2021 | 4 | 26.3 | 4
3 Revenue Sufficiency | 2021 | 4 | 26.4 | 8
3 Revenue Sufficiency | 2021 | 4 | 26.5 | 6
3 Revenue Sufficiency | 2021 | 4 | 26.6 | 7
3 Revenue Sufficiency | 2021 | 4 | 26.7 | 8
3 Revenue Sufficiency | 2021 | 4 | 26.8 | 8
3 Revenue Sufficiency | 2021 | 4 | 26.9 | 6
3 Revenue Sufficiency | 2021 | 4 | 27 | 9
3 Revenue Sufficiency | 2021 | 4 | 27.1 | 2
3 Revenue Sufficiency | 2021 | 4 | 27.2 | 1
3 Revenue Sufficiency | 2021 | 4 | 27.3 | 4
3 Revenue Sufficiency | 2021 | 4 | 27.4 | 5
3 Revenue Sufficiency | 2021 | 4 | 27.5 | 8
3 Revenue Sufficiency | 2021 | 4 | 27.6 | 6
3 Revenue Sufficiency | 2021 | 4 | 27.7 | 8
3 Revenue Sufficiency | 2021 | 4 | 27.8 | 9
3 Revenue Sufficiency | 2021 | 4 | 27.9 | 5
3 Revenue Sufficiency | 2021 | 4 | 28 | 2
3 Revenue Sufficiency | 2021 | 4 | 28.1 | 7
3 Revenue Sufficiency | 2021 | 4 | 28.2 | 7
3 Revenue Sufficiency | 2021 | 4 | 28.3 | 6
3 Revenue Sufficiency | 2021 | 4 | 28.4 | 5
3 Revenue Sufficiency | 2021 | 4 | 28.5 | 4
3 Revenue Sufficiency | 2021 | 4 | 28.6 | 7
3 Revenue Sufficiency | 2021 | 4 | 28.7 | 3
3 Revenue Sufficiency | 2021 | 4 | 28.8 | 6
3 Revenue Sufficiency | 2021 | 4 | 28.9 | 3
3 Revenue Sufficiency | 2021 | 4 | 29 | 5
3 Revenue Sufficiency | 2021 | 4 | 29.1 | 3
3 Revenue Sufficiency | 2021 | 4 | 29.2 | 8
3 Revenue Sufficiency | 2021 | 4 | 29.4 | 6
3 Revenue Sufficiency | 2021 | 4 | 29.5 | 1
3 Revenue Sufficiency | 2021 | 4 | 29.6 | 4
3 Revenue Sufficiency | 2021 | 4 | 29.7 | 4
3 Revenue Sufficiency | 2021 | 4 | 29.8 | 1
3 Revenue Sufficiency | 2021 | 4 | 29.9 | 5
3 Revenue Sufficiency | 2021 | 4 | 30.1 | 5
3 Revenue Sufficiency | 2021 | 4 | 30.2 | 3
3 Revenue Sufficiency | 2021 | 4 | 30.3 | 5
3 Revenue Sufficiency | 2021 | 4 | 30.4 | 3
3 Revenue Sufficiency | 2021 | 4 | 30.5 | 5
3 Revenue Sufficiency | 2021 | 4 | 30.6 | 3
3 Revenue Sufficiency | 2021 | 4 | 30.7 | 3
3 Revenue Sufficiency | 2021 | 4 | 30.8 | 4
3 Revenue Sufficiency | 2021 | 4 | 30.9 | 3
3 Revenue Sufficiency | 2021 | 4 | 31 | 3
3 Revenue Sufficiency | 2021 | 4 | 31.1 | 4
3 Revenue Sufficiency | 2021 | 4 | 31.2 | 3
3 Revenue Sufficiency | 2021 | 4 | 31.3 | 5
3 Revenue Sufficiency | 2021 | 4 | 31.4 | 2
3 Revenue Sufficiency | 2021 | 4 | 31.5 | 7
3 Revenue Sufficiency | 2021 | 4 | 31.6 | 4
3 Revenue Sufficiency | 2021 | 4 | 31.7 | 2
3 Revenue Sufficiency | 2021 | 4 | 31.8 | 1
3 Revenue Sufficiency | 2021 | 4 | 31.9 | 4
3 Revenue Sufficiency | 2021 | 4 | 32 | 3
3 Revenue Sufficiency | 2021 | 4 | 32.1 | 4
3 Revenue Sufficiency | 2021 | 4 | 32.2 | 6
3 Revenue Sufficiency | 2021 | 4 | 32.3 | 6
3 Revenue Sufficiency | 2021 | 4 | 32.4 | 1
3 Revenue Sufficiency | 2021 | 4 | 32.5 | 2
3 Revenue Sufficiency | 2021 | 4 | 32.6 | 3
3 Revenue Sufficiency | 2021 | 4 | 32.7 | 6
3 Revenue Sufficiency | 2021 | 4 | 32.8 | 4
3 Revenue Sufficiency | 2021 | 4 | 32.9 | 2
3 Revenue Sufficiency | 2021 | 4 | 33.1 | 3
3 Revenue Sufficiency | 2021 | 4 | 33.2 | 6
3 Revenue Sufficiency | 2021 | 4 | 33.3 | 2
3 Revenue Sufficiency | 2021 | 4 | 33.4 | 1
3 Revenue Sufficiency | 2021 | 4 | 33.5 | 2
3 Revenue Sufficiency | 2021 | 4 | 33.6 | 5
3 Revenue Sufficiency | 2021 | 4 | 33.8 | 3
3 Revenue Sufficiency | 2021 | 4 | 33.9 | 4
3 Revenue Sufficiency | 2021 | 4 | 34 | 5
3 Revenue Sufficiency | 2021 | 4 | 34.1 | 4
3 Revenue Sufficiency | 2021 | 4 | 34.2 | 3
3 Revenue Sufficiency | 2021 | 4 | 34.3 | 3
3 Revenue Sufficiency | 2021 | 4 | 34.4 | 2
3 Revenue Sufficiency | 2021 | 4 | 34.5 | 6
3 Revenue Sufficiency | 2021 | 4 | 34.6 | 3
3 Revenue Sufficiency | 2021 | 4 | 34.7 | 2
3 Revenue Sufficiency | 2021 | 4 | 34.8 | 6
3 Revenue Sufficiency | 2021 | 4 | 34.9 | 5
3 Revenue Sufficiency | 2021 | 4 | 35.1 | 1
3 Revenue Sufficiency | 2021 | 4 | 35.2 | 4
3 Revenue Sufficiency | 2021 | 4 | 35.3 | 1
3 Revenue Sufficiency | 2021 | 4 | 35.5 | 2
3 Revenue Sufficiency | 2021 | 4 | 35.6 | 2
3 Revenue Sufficiency | 2021 | 4 | 35.7 | 4
3 Revenue Sufficiency | 2021 | 4 | 35.8 | 1
3 Revenue Sufficiency | 2021 | 4 | 35.9 | 1
3 Revenue Sufficiency | 2021 | 4 | 36 | 3
3 Revenue Sufficiency | 2021 | 4 | 36.1 | 2
3 Revenue Sufficiency | 2021 | 4 | 36.2 | 1
3 Revenue Sufficiency | 2021 | 4 | 36.3 | 2
3 Revenue Sufficiency | 2021 | 4 | 36.4 | 2
3 Revenue Sufficiency | 2021 | 4 | 36.5 | 4
3 Revenue Sufficiency | 2021 | 4 | 36.6 | 1
3 Revenue Sufficiency | 2021 | 4 | 36.7 | 2
3 Revenue Sufficiency | 2021 | 4 | 36.8 | 2
3 Revenue Sufficiency | 2021 | 4 | 36.9 | 2
3 Revenue Sufficiency | 2021 | 4 | 37 | 2
3 Revenue Sufficiency | 2021 | 4 | 37.1 | 1
3 Revenue Sufficiency | 2021 | 4 | 37.2 | 2
3 Revenue Sufficiency | 2021 | 4 | 37.3 | 1
3 Revenue Sufficiency | 2021 | 4 | 37.5 | 1
3 Revenue Sufficiency | 2021 | 4 | 37.6 | 2
3 Revenue Sufficiency | 2021 | 4 | 37.7 | 1
3 Revenue Sufficiency | 2021 | 4 | 37.8 | 1
3 Revenue Sufficiency | 2021 | 4 | 37.9 | 3
3 Revenue Sufficiency | 2021 | 4 | 38.1 | 1
3 Revenue Sufficiency | 2021 | 4 | 38.2 | 1
3 Revenue Sufficiency | 2021 | 4 | 38.3 | 1
3 Revenue Sufficiency | 2021 | 4 | 38.4 | 7
3 Revenue Sufficiency | 2021 | 4 | 38.6 | 3
3 Revenue Sufficiency | 2021 | 4 | 38.7 | 1
3 Revenue Sufficiency | 2021 | 4 | 38.8 | 1
3 Revenue Sufficiency | 2021 | 4 | 39 | 4
3 Revenue Sufficiency | 2021 | 4 | 39.1 | 1
3 Revenue Sufficiency | 2021 | 4 | 39.3 | 4
3 Revenue Sufficiency | 2021 | 4 | 39.4 | 2
3 Revenue Sufficiency | 2021 | 4 | 39.5 | 4
3 Revenue Sufficiency | 2021 | 4 | 39.6 | 3
3 Revenue Sufficiency | 2021 | 4 | 39.7 | 2
3 Revenue Sufficiency | 2021 | 4 | 39.8 | 3
3 Revenue Sufficiency | 2021 | 4 | 39.9 | 2
3 Revenue Sufficiency | 2021 | 4 | 40 | 3
3 Revenue Sufficiency | 2021 | 4 | 40.3 | 1
3 Revenue Sufficiency | 2021 | 4 | 40.4 | 1
3 Revenue Sufficiency | 2021 | 4 | 40.6 | 3
3 Revenue Sufficiency | 2021 | 4 | 40.7 | 5
3 Revenue Sufficiency | 2021 | 4 | 40.8 | 1
3 Revenue Sufficiency | 2021 | 4 | 40.9 | 2
3 Revenue Sufficiency | 2021 | 4 | 41 | 1
3 Revenue Sufficiency | 2021 | 4 | 41.1 | 1
3 Revenue Sufficiency | 2021 | 4 | 41.2 | 1
3 Revenue Sufficiency | 2021 | 4 | 41.3 | 1
3 Revenue Sufficiency | 2021 | 4 | 41.5 | 1
3 Revenue Sufficiency | 2021 | 4 | 41.6 | 2
3 Revenue Sufficiency | 2021 | 4 | 41.7 | 2
3 Revenue Sufficiency | 2021 | 4 | 41.8 | 1
3 Revenue Sufficiency | 2021 | 4 | 41.9 | 3
3 Revenue Sufficiency | 2021 | 4 | 42 | 2
3 Revenue Sufficiency | 2021 | 4 | 42.1 | 2
3 Revenue Sufficiency | 2021 | 4 | 42.2 | 2
3 Revenue Sufficiency | 2021 | 4 | 42.3 | 3
3 Revenue Sufficiency | 2021 | 4 | 42.6 | 3
3 Revenue Sufficiency | 2021 | 4 | 42.7 | 4
3 Revenue Sufficiency | 2021 | 4 | 42.8 | 1
3 Revenue Sufficiency | 2021 | 4 | 42.9 | 1
3 Revenue Sufficiency | 2021 | 4 | 43.1 | 2
3 Revenue Sufficiency | 2021 | 4 | 43.2 | 2
3 Revenue Sufficiency | 2021 | 4 | 43.3 | 5
3 Revenue Sufficiency | 2021 | 4 | 43.5 | 1
3 Revenue Sufficiency | 2021 | 4 | 43.7 | 1
3 Revenue Sufficiency | 2021 | 4 | 43.8 | 2
3 Revenue Sufficiency | 2021 | 4 | 44.1 | 1
3 Revenue Sufficiency | 2021 | 4 | 44.2 | 1
3 Revenue Sufficiency | 2021 | 4 | 44.3 | 2
3 Revenue Sufficiency | 2021 | 4 | 44.5 | 1
3 Revenue Sufficiency | 2021 | 4 | 44.7 | 2
3 Revenue Sufficiency | 2021 | 4 | 44.8 | 1
3 Revenue Sufficiency | 2021 | 4 | 45.1 | 2
3 Revenue Sufficiency | 2021 | 4 | 45.3 | 1
3 Revenue Sufficiency | 2021 | 4 | 45.4 | 3
3 Revenue Sufficiency | 2021 | 4 | 46.3 | 1
3 Revenue Sufficiency | 2021 | 4 | 46.4 | 1
3 Revenue Sufficiency | 2021 | 4 | 46.5 | 5
3 Revenue Sufficiency | 2021 | 4 | 46.6 | 1
3 Revenue Sufficiency | 2021 | 4 | 46.7 | 1
3 Revenue Sufficiency | 2021 | 4 | 46.9 | 1
3 Revenue Sufficiency | 2021 | 4 | 47.2 | 1
3 Revenue Sufficiency | 2021 | 4 | 47.3 | 1
3 Revenue Sufficiency | 2021 | 4 | 47.4 | 4
3 Revenue Sufficiency | 2021 | 4 | 47.5 | 1
3 Revenue Sufficiency | 2021 | 4 | 47.7 | 1
3 Revenue Sufficiency | 2021 | 4 | 47.8 | 1
3 Revenue Sufficiency | 2021 | 4 | 48.2 | 1
3 Revenue Sufficiency | 2021 | 4 | 48.3 | 1
3 Revenue Sufficiency | 2021 | 4 | 48.6 | 1
3 Revenue Sufficiency | 2021 | 4 | 48.7 | 1
3 Revenue Sufficiency | 2021 | 4 | 48.8 | 2
3 Revenue Sufficiency | 2021 | 4 | 48.9 | 1
3 Revenue Sufficiency | 2021 | 4 | 49.1 | 3
3 Revenue Sufficiency | 2021 | 4 | 49.2 | 1
3 Revenue Sufficiency | 2021 | 4 | 49.4 | 1
3 Revenue Sufficiency | 2021 | 4 | 49.6 | 2
3 Revenue Sufficiency | 2021 | 4 | 49.7 | 1
3 Revenue Sufficiency | 2021 | 4 | 50 | 1
3 Revenue Sufficiency | 2021 | 4 | 50.7 | 1
3 Revenue Sufficiency | 2021 | 4 | 50.9 | 1
3 Revenue Sufficiency | 2021 | 4 | 51.2 | 1
3 Revenue Sufficiency | 2021 | 4 | 51.4 | 1
3 Revenue Sufficiency | 2021 | 4 | 51.9 | 1
3 Revenue Sufficiency | 2021 | 4 | 52.4 | 1
3 Revenue Sufficiency | 2021 | 4 | 52.6 | 1
3 Revenue Sufficiency | 2021 | 4 | 52.8 | 1
3 Revenue Sufficiency | 2021 | 4 | 53 | 1
3 Revenue Sufficiency | 2021 | 4 | 53.3 | 1
3 Revenue Sufficiency | 2021 | 4 | 54 | 1
3 Revenue Sufficiency | 2021 | 4 | 54.3 | 1
3 Revenue Sufficiency | 2021 | 4 | 54.4 | 1
3 Revenue Sufficiency | 2021 | 4 | 54.5 | 1
3 Revenue Sufficiency | 2021 | 4 | 54.6 | 1
3 Revenue Sufficiency | 2021 | 4 | 55 | 2
3 Revenue Sufficiency | 2021 | 4 | 56.7 | 1
3 Revenue Sufficiency | 2021 | 4 | 58 | 1
3 Revenue Sufficiency | 2021 | 4 | 58.7 | 1
3 Revenue Sufficiency | 2021 | 4 | 59.5 | 1
3 Revenue Sufficiency | 2021 | 4 | 60 | 1
3 Revenue Sufficiency | 2021 | 4 | 60.3 | 1
3 Revenue Sufficiency | 2021 | 4 | 61 | 1
3 Revenue Sufficiency | 2021 | 4 | 61.6 | 1
3 Revenue Sufficiency | 2021 | 4 | 64.3 | 1
3 Revenue Sufficiency | 2021 | 4 | 65.3 | 1
3 Revenue Sufficiency | 2021 | 4 | 66.3 | 1
3 Revenue Sufficiency | 2021 | 4 | 67.5 | 1
3 Revenue Sufficiency | 2021 | 4 | 68.6 | 1
3 Revenue Sufficiency | 2021 | 4 | 71.7 | 1
3 Revenue Sufficiency | 2021 | 4 | 146.4 | 1
3 Revenue Sufficiency | 2021 | 4 | 159.4 | 1
3 Revenue Sufficiency | 2021 | 5 | -68.3 | 1
3 Revenue Sufficiency | 2021 | 5 | -61.8 | 1
3 Revenue Sufficiency | 2021 | 5 | -58.2 | 1
3 Revenue Sufficiency | 2021 | 5 | -57.1 | 1
3 Revenue Sufficiency | 2021 | 5 | -56.6 | 1
3 Revenue Sufficiency | 2021 | 5 | -56.3 | 1
3 Revenue Sufficiency | 2021 | 5 | -54.6 | 1
3 Revenue Sufficiency | 2021 | 5 | -54.3 | 1
3 Revenue Sufficiency | 2021 | 5 | -53.3 | 1
3 Revenue Sufficiency | 2021 | 5 | -52.2 | 1
3 Revenue Sufficiency | 2021 | 5 | -50.6 | 1
3 Revenue Sufficiency | 2021 | 5 | -50 | 1
3 Revenue Sufficiency | 2021 | 5 | -49.6 | 1
3 Revenue Sufficiency | 2021 | 5 | -49.5 | 1
3 Revenue Sufficiency | 2021 | 5 | -48.9 | 1
3 Revenue Sufficiency | 2021 | 5 | -48.8 | 1
3 Revenue Sufficiency | 2021 | 5 | -48.4 | 1
3 Revenue Sufficiency | 2021 | 5 | -48.3 | 1
3 Revenue Sufficiency | 2021 | 5 | -47.7 | 1
3 Revenue Sufficiency | 2021 | 5 | -47.3 | 1
3 Revenue Sufficiency | 2021 | 5 | -47.2 | 1
3 Revenue Sufficiency | 2021 | 5 | -46.7 | 1
3 Revenue Sufficiency | 2021 | 5 | -46.5 | 1
3 Revenue Sufficiency | 2021 | 5 | -45.6 | 1
3 Revenue Sufficiency | 2021 | 5 | -45.2 | 2
3 Revenue Sufficiency | 2021 | 5 | -45 | 1
3 Revenue Sufficiency | 2021 | 5 | -44.8 | 1
3 Revenue Sufficiency | 2021 | 5 | -44.6 | 2
3 Revenue Sufficiency | 2021 | 5 | -44.4 | 1
3 Revenue Sufficiency | 2021 | 5 | -44.2 | 1
3 Revenue Sufficiency | 2021 | 5 | -44 | 1
3 Revenue Sufficiency | 2021 | 5 | -43.9 | 1
3 Revenue Sufficiency | 2021 | 5 | -43.1 | 1
3 Revenue Sufficiency | 2021 | 5 | -42.5 | 1
3 Revenue Sufficiency | 2021 | 5 | -42.3 | 1
3 Revenue Sufficiency | 2021 | 5 | -42.2 | 1
3 Revenue Sufficiency | 2021 | 5 | -42 | 2
3 Revenue Sufficiency | 2021 | 5 | -41.8 | 1
3 Revenue Sufficiency | 2021 | 5 | -41.7 | 2
3 Revenue Sufficiency | 2021 | 5 | -41.6 | 1
3 Revenue Sufficiency | 2021 | 5 | -41.5 | 1
3 Revenue Sufficiency | 2021 | 5 | -41.4 | 1
3 Revenue Sufficiency | 2021 | 5 | -41.2 | 1
3 Revenue Sufficiency | 2021 | 5 | -41 | 1
3 Revenue Sufficiency | 2021 | 5 | -40.9 | 1
3 Revenue Sufficiency | 2021 | 5 | -40.8 | 1
3 Revenue Sufficiency | 2021 | 5 | -40.3 | 2
3 Revenue Sufficiency | 2021 | 5 | -40.2 | 1
3 Revenue Sufficiency | 2021 | 5 | -40 | 1
3 Revenue Sufficiency | 2021 | 5 | -39.9 | 3
3 Revenue Sufficiency | 2021 | 5 | -39.8 | 1
3 Revenue Sufficiency | 2021 | 5 | -39.7 | 1
3 Revenue Sufficiency | 2021 | 5 | -39.6 | 1
3 Revenue Sufficiency | 2021 | 5 | -39.5 | 2
3 Revenue Sufficiency | 2021 | 5 | -39.4 | 2
3 Revenue Sufficiency | 2021 | 5 | -39.3 | 2
3 Revenue Sufficiency | 2021 | 5 | -39.1 | 3
3 Revenue Sufficiency | 2021 | 5 | -39 | 2
3 Revenue Sufficiency | 2021 | 5 | -38.9 | 1
3 Revenue Sufficiency | 2021 | 5 | -38.8 | 2
3 Revenue Sufficiency | 2021 | 5 | -38.7 | 2
3 Revenue Sufficiency | 2021 | 5 | -38.5 | 1
3 Revenue Sufficiency | 2021 | 5 | -38.4 | 3
3 Revenue Sufficiency | 2021 | 5 | -38 | 1
3 Revenue Sufficiency | 2021 | 5 | -37.9 | 2
3 Revenue Sufficiency | 2021 | 5 | -37.7 | 4
3 Revenue Sufficiency | 2021 | 5 | -37.6 | 1
3 Revenue Sufficiency | 2021 | 5 | -37.3 | 2
3 Revenue Sufficiency | 2021 | 5 | -37.2 | 2
3 Revenue Sufficiency | 2021 | 5 | -36.9 | 1
3 Revenue Sufficiency | 2021 | 5 | -36.6 | 2
3 Revenue Sufficiency | 2021 | 5 | -36.5 | 1
3 Revenue Sufficiency | 2021 | 5 | -36.3 | 1
3 Revenue Sufficiency | 2021 | 5 | -36.2 | 2
3 Revenue Sufficiency | 2021 | 5 | -36.1 | 2
3 Revenue Sufficiency | 2021 | 5 | -36 | 1
3 Revenue Sufficiency | 2021 | 5 | -35.9 | 1
3 Revenue Sufficiency | 2021 | 5 | -35.8 | 1
3 Revenue Sufficiency | 2021 | 5 | -35.7 | 3
3 Revenue Sufficiency | 2021 | 5 | -35.6 | 2
3 Revenue Sufficiency | 2021 | 5 | -35.5 | 2
3 Revenue Sufficiency | 2021 | 5 | -35.4 | 1
3 Revenue Sufficiency | 2021 | 5 | -35.3 | 2
3 Revenue Sufficiency | 2021 | 5 | -35.2 | 2
3 Revenue Sufficiency | 2021 | 5 | -35.1 | 1
3 Revenue Sufficiency | 2021 | 5 | -34.6 | 4
3 Revenue Sufficiency | 2021 | 5 | -34.5 | 1
3 Revenue Sufficiency | 2021 | 5 | -34.4 | 4
3 Revenue Sufficiency | 2021 | 5 | -34.2 | 1
3 Revenue Sufficiency | 2021 | 5 | -34.1 | 2
3 Revenue Sufficiency | 2021 | 5 | -34 | 1
3 Revenue Sufficiency | 2021 | 5 | -33.9 | 1
3 Revenue Sufficiency | 2021 | 5 | -33.8 | 1
3 Revenue Sufficiency | 2021 | 5 | -33.7 | 1
3 Revenue Sufficiency | 2021 | 5 | -33.5 | 2
3 Revenue Sufficiency | 2021 | 5 | -33.4 | 4
3 Revenue Sufficiency | 2021 | 5 | -33.3 | 1
3 Revenue Sufficiency | 2021 | 5 | -33.2 | 2
3 Revenue Sufficiency | 2021 | 5 | -33 | 2
3 Revenue Sufficiency | 2021 | 5 | -32.8 | 1
3 Revenue Sufficiency | 2021 | 5 | -32.7 | 2
3 Revenue Sufficiency | 2021 | 5 | -32.6 | 2
3 Revenue Sufficiency | 2021 | 5 | -32.5 | 1
3 Revenue Sufficiency | 2021 | 5 | -32.4 | 1
3 Revenue Sufficiency | 2021 | 5 | -32.3 | 2
3 Revenue Sufficiency | 2021 | 5 | -32.2 | 4
3 Revenue Sufficiency | 2021 | 5 | -32.1 | 5
3 Revenue Sufficiency | 2021 | 5 | -31.9 | 2
3 Revenue Sufficiency | 2021 | 5 | -31.8 | 1
3 Revenue Sufficiency | 2021 | 5 | -31.7 | 3
3 Revenue Sufficiency | 2021 | 5 | -31.6 | 4
3 Revenue Sufficiency | 2021 | 5 | -31.5 | 5
3 Revenue Sufficiency | 2021 | 5 | -31.4 | 2
3 Revenue Sufficiency | 2021 | 5 | -31.3 | 1
3 Revenue Sufficiency | 2021 | 5 | -31.2 | 1
3 Revenue Sufficiency | 2021 | 5 | -31.1 | 1
3 Revenue Sufficiency | 2021 | 5 | -31 | 1
3 Revenue Sufficiency | 2021 | 5 | -30.9 | 3
3 Revenue Sufficiency | 2021 | 5 | -30.8 | 5
3 Revenue Sufficiency | 2021 | 5 | -30.7 | 1
3 Revenue Sufficiency | 2021 | 5 | -30.6 | 2
3 Revenue Sufficiency | 2021 | 5 | -30.5 | 2
3 Revenue Sufficiency | 2021 | 5 | -30.4 | 2
3 Revenue Sufficiency | 2021 | 5 | -30.3 | 4
3 Revenue Sufficiency | 2021 | 5 | -30.2 | 4
3 Revenue Sufficiency | 2021 | 5 | -30.1 | 4
3 Revenue Sufficiency | 2021 | 5 | -30 | 3
3 Revenue Sufficiency | 2021 | 5 | -29.9 | 4
3 Revenue Sufficiency | 2021 | 5 | -29.8 | 2
3 Revenue Sufficiency | 2021 | 5 | -29.7 | 3
3 Revenue Sufficiency | 2021 | 5 | -29.6 | 1
3 Revenue Sufficiency | 2021 | 5 | -29.5 | 4
3 Revenue Sufficiency | 2021 | 5 | -29.4 | 2
3 Revenue Sufficiency | 2021 | 5 | -29.3 | 1
3 Revenue Sufficiency | 2021 | 5 | -29.2 | 4
3 Revenue Sufficiency | 2021 | 5 | -29.1 | 2
3 Revenue Sufficiency | 2021 | 5 | -29 | 2
3 Revenue Sufficiency | 2021 | 5 | -28.9 | 5
3 Revenue Sufficiency | 2021 | 5 | -28.8 | 3
3 Revenue Sufficiency | 2021 | 5 | -28.7 | 5
3 Revenue Sufficiency | 2021 | 5 | -28.6 | 2
3 Revenue Sufficiency | 2021 | 5 | -28.5 | 2
3 Revenue Sufficiency | 2021 | 5 | -28.4 | 2
3 Revenue Sufficiency | 2021 | 5 | -28.3 | 1
3 Revenue Sufficiency | 2021 | 5 | -28.2 | 3
3 Revenue Sufficiency | 2021 | 5 | -28.1 | 2
3 Revenue Sufficiency | 2021 | 5 | -27.9 | 3
3 Revenue Sufficiency | 2021 | 5 | -27.8 | 5
3 Revenue Sufficiency | 2021 | 5 | -27.7 | 4
3 Revenue Sufficiency | 2021 | 5 | -27.6 | 7
3 Revenue Sufficiency | 2021 | 5 | -27.5 | 4
3 Revenue Sufficiency | 2021 | 5 | -27.4 | 8
3 Revenue Sufficiency | 2021 | 5 | -27.3 | 1
3 Revenue Sufficiency | 2021 | 5 | -27.2 | 8
3 Revenue Sufficiency | 2021 | 5 | -27.1 | 5
3 Revenue Sufficiency | 2021 | 5 | -27 | 3
3 Revenue Sufficiency | 2021 | 5 | -26.8 | 2
3 Revenue Sufficiency | 2021 | 5 | -26.7 | 3
3 Revenue Sufficiency | 2021 | 5 | -26.6 | 1
3 Revenue Sufficiency | 2021 | 5 | -26.5 | 5
3 Revenue Sufficiency | 2021 | 5 | -26.4 | 2
3 Revenue Sufficiency | 2021 | 5 | -26.3 | 5
3 Revenue Sufficiency | 2021 | 5 | -26.2 | 2
3 Revenue Sufficiency | 2021 | 5 | -26.1 | 1
3 Revenue Sufficiency | 2021 | 5 | -26 | 5
3 Revenue Sufficiency | 2021 | 5 | -25.9 | 3
3 Revenue Sufficiency | 2021 | 5 | -25.8 | 8
3 Revenue Sufficiency | 2021 | 5 | -25.7 | 7
3 Revenue Sufficiency | 2021 | 5 | -25.6 | 1
3 Revenue Sufficiency | 2021 | 5 | -25.5 | 8
3 Revenue Sufficiency | 2021 | 5 | -25.4 | 7
3 Revenue Sufficiency | 2021 | 5 | -25.3 | 6
3 Revenue Sufficiency | 2021 | 5 | -25.2 | 10
3 Revenue Sufficiency | 2021 | 5 | -25.1 | 7
3 Revenue Sufficiency | 2021 | 5 | -25 | 1
3 Revenue Sufficiency | 2021 | 5 | -24.9 | 3
3 Revenue Sufficiency | 2021 | 5 | -24.8 | 3
3 Revenue Sufficiency | 2021 | 5 | -24.7 | 5
3 Revenue Sufficiency | 2021 | 5 | -24.6 | 5
3 Revenue Sufficiency | 2021 | 5 | -24.5 | 3
3 Revenue Sufficiency | 2021 | 5 | -24.4 | 7
3 Revenue Sufficiency | 2021 | 5 | -24.3 | 2
3 Revenue Sufficiency | 2021 | 5 | -24.2 | 3
3 Revenue Sufficiency | 2021 | 5 | -24.1 | 8
3 Revenue Sufficiency | 2021 | 5 | -24 | 3
3 Revenue Sufficiency | 2021 | 5 | -23.9 | 3
3 Revenue Sufficiency | 2021 | 5 | -23.8 | 8
3 Revenue Sufficiency | 2021 | 5 | -23.7 | 6
3 Revenue Sufficiency | 2021 | 5 | -23.6 | 4
3 Revenue Sufficiency | 2021 | 5 | -23.5 | 3
3 Revenue Sufficiency | 2021 | 5 | -23.4 | 2
3 Revenue Sufficiency | 2021 | 5 | -23.3 | 6
3 Revenue Sufficiency | 2021 | 5 | -23.2 | 4
3 Revenue Sufficiency | 2021 | 5 | -23.1 | 4
3 Revenue Sufficiency | 2021 | 5 | -23 | 4
3 Revenue Sufficiency | 2021 | 5 | -22.9 | 3
3 Revenue Sufficiency | 2021 | 5 | -22.8 | 4
3 Revenue Sufficiency | 2021 | 5 | -22.7 | 6
3 Revenue Sufficiency | 2021 | 5 | -22.6 | 4
3 Revenue Sufficiency | 2021 | 5 | -22.5 | 7
3 Revenue Sufficiency | 2021 | 5 | -22.4 | 2
3 Revenue Sufficiency | 2021 | 5 | -22.3 | 3
3 Revenue Sufficiency | 2021 | 5 | -22.2 | 3
3 Revenue Sufficiency | 2021 | 5 | -22.1 | 6
3 Revenue Sufficiency | 2021 | 5 | -22 | 9
3 Revenue Sufficiency | 2021 | 5 | -21.9 | 8
3 Revenue Sufficiency | 2021 | 5 | -21.8 | 8
3 Revenue Sufficiency | 2021 | 5 | -21.7 | 2
3 Revenue Sufficiency | 2021 | 5 | -21.6 | 5
3 Revenue Sufficiency | 2021 | 5 | -21.5 | 5
3 Revenue Sufficiency | 2021 | 5 | -21.4 | 13
3 Revenue Sufficiency | 2021 | 5 | -21.3 | 5
3 Revenue Sufficiency | 2021 | 5 | -21.2 | 8
3 Revenue Sufficiency | 2021 | 5 | -21.1 | 7
3 Revenue Sufficiency | 2021 | 5 | -21 | 5
3 Revenue Sufficiency | 2021 | 5 | -20.9 | 2
3 Revenue Sufficiency | 2021 | 5 | -20.8 | 8
3 Revenue Sufficiency | 2021 | 5 | -20.7 | 5
3 Revenue Sufficiency | 2021 | 5 | -20.6 | 7
3 Revenue Sufficiency | 2021 | 5 | -20.5 | 3
3 Revenue Sufficiency | 2021 | 5 | -20.4 | 6
3 Revenue Sufficiency | 2021 | 5 | -20.3 | 3
3 Revenue Sufficiency | 2021 | 5 | -20.2 | 5
3 Revenue Sufficiency | 2021 | 5 | -20.1 | 12
3 Revenue Sufficiency | 2021 | 5 | -20 | 7
3 Revenue Sufficiency | 2021 | 5 | -19.9 | 8
3 Revenue Sufficiency | 2021 | 5 | -19.8 | 11
3 Revenue Sufficiency | 2021 | 5 | -19.7 | 5
3 Revenue Sufficiency | 2021 | 5 | -19.6 | 6
3 Revenue Sufficiency | 2021 | 5 | -19.5 | 4
3 Revenue Sufficiency | 2021 | 5 | -19.4 | 2
3 Revenue Sufficiency | 2021 | 5 | -19.3 | 7
3 Revenue Sufficiency | 2021 | 5 | -19.2 | 1
3 Revenue Sufficiency | 2021 | 5 | -19.1 | 4
3 Revenue Sufficiency | 2021 | 5 | -19 | 10
3 Revenue Sufficiency | 2021 | 5 | -18.9 | 6
3 Revenue Sufficiency | 2021 | 5 | -18.8 | 2
3 Revenue Sufficiency | 2021 | 5 | -18.7 | 5
3 Revenue Sufficiency | 2021 | 5 | -18.6 | 6
3 Revenue Sufficiency | 2021 | 5 | -18.5 | 5
3 Revenue Sufficiency | 2021 | 5 | -18.4 | 3
3 Revenue Sufficiency | 2021 | 5 | -18.3 | 3
3 Revenue Sufficiency | 2021 | 5 | -18.2 | 10
3 Revenue Sufficiency | 2021 | 5 | -18.1 | 5
3 Revenue Sufficiency | 2021 | 5 | -18 | 4
3 Revenue Sufficiency | 2021 | 5 | -17.9 | 8
3 Revenue Sufficiency | 2021 | 5 | -17.8 | 5
3 Revenue Sufficiency | 2021 | 5 | -17.7 | 7
3 Revenue Sufficiency | 2021 | 5 | -17.6 | 5
3 Revenue Sufficiency | 2021 | 5 | -17.5 | 4
3 Revenue Sufficiency | 2021 | 5 | -17.4 | 7
3 Revenue Sufficiency | 2021 | 5 | -17.3 | 11
3 Revenue Sufficiency | 2021 | 5 | -17.2 | 8
3 Revenue Sufficiency | 2021 | 5 | -17.1 | 8
3 Revenue Sufficiency | 2021 | 5 | -17 | 8
3 Revenue Sufficiency | 2021 | 5 | -16.9 | 11
3 Revenue Sufficiency | 2021 | 5 | -16.8 | 6
3 Revenue Sufficiency | 2021 | 5 | -16.7 | 5
3 Revenue Sufficiency | 2021 | 5 | -16.6 | 3
3 Revenue Sufficiency | 2021 | 5 | -16.5 | 7
3 Revenue Sufficiency | 2021 | 5 | -16.4 | 5
3 Revenue Sufficiency | 2021 | 5 | -16.3 | 8
3 Revenue Sufficiency | 2021 | 5 | -16.2 | 5
3 Revenue Sufficiency | 2021 | 5 | -16.1 | 4
3 Revenue Sufficiency | 2021 | 5 | -16 | 5
3 Revenue Sufficiency | 2021 | 5 | -15.9 | 5
3 Revenue Sufficiency | 2021 | 5 | -15.8 | 9
3 Revenue Sufficiency | 2021 | 5 | -15.7 | 5
3 Revenue Sufficiency | 2021 | 5 | -15.6 | 10
3 Revenue Sufficiency | 2021 | 5 | -15.5 | 11
3 Revenue Sufficiency | 2021 | 5 | -15.4 | 11
3 Revenue Sufficiency | 2021 | 5 | -15.3 | 9
3 Revenue Sufficiency | 2021 | 5 | -15.2 | 9
3 Revenue Sufficiency | 2021 | 5 | -15.1 | 8
3 Revenue Sufficiency | 2021 | 5 | -15 | 9
3 Revenue Sufficiency | 2021 | 5 | -14.9 | 8
3 Revenue Sufficiency | 2021 | 5 | -14.8 | 14
3 Revenue Sufficiency | 2021 | 5 | -14.7 | 6
3 Revenue Sufficiency | 2021 | 5 | -14.6 | 8
3 Revenue Sufficiency | 2021 | 5 | -14.5 | 7
3 Revenue Sufficiency | 2021 | 5 | -14.4 | 5
3 Revenue Sufficiency | 2021 | 5 | -14.3 | 3
3 Revenue Sufficiency | 2021 | 5 | -14.2 | 5
3 Revenue Sufficiency | 2021 | 5 | -14.1 | 5
3 Revenue Sufficiency | 2021 | 5 | -14 | 11
3 Revenue Sufficiency | 2021 | 5 | -13.9 | 11
3 Revenue Sufficiency | 2021 | 5 | -13.8 | 11
3 Revenue Sufficiency | 2021 | 5 | -13.7 | 8
3 Revenue Sufficiency | 2021 | 5 | -13.6 | 10
3 Revenue Sufficiency | 2021 | 5 | -13.5 | 4
3 Revenue Sufficiency | 2021 | 5 | -13.4 | 5
3 Revenue Sufficiency | 2021 | 5 | -13.3 | 8
3 Revenue Sufficiency | 2021 | 5 | -13.2 | 8
3 Revenue Sufficiency | 2021 | 5 | -13.1 | 4
3 Revenue Sufficiency | 2021 | 5 | -13 | 9
3 Revenue Sufficiency | 2021 | 5 | -12.9 | 7
3 Revenue Sufficiency | 2021 | 5 | -12.8 | 9
3 Revenue Sufficiency | 2021 | 5 | -12.7 | 5
3 Revenue Sufficiency | 2021 | 5 | -12.6 | 6
3 Revenue Sufficiency | 2021 | 5 | -12.5 | 6
3 Revenue Sufficiency | 2021 | 5 | -12.4 | 3
3 Revenue Sufficiency | 2021 | 5 | -12.3 | 14
3 Revenue Sufficiency | 2021 | 5 | -12.2 | 3
3 Revenue Sufficiency | 2021 | 5 | -12.1 | 8
3 Revenue Sufficiency | 2021 | 5 | -12 | 7
3 Revenue Sufficiency | 2021 | 5 | -11.9 | 7
3 Revenue Sufficiency | 2021 | 5 | -11.8 | 6
3 Revenue Sufficiency | 2021 | 5 | -11.7 | 5
3 Revenue Sufficiency | 2021 | 5 | -11.6 | 9
3 Revenue Sufficiency | 2021 | 5 | -11.5 | 4
3 Revenue Sufficiency | 2021 | 5 | -11.4 | 8
3 Revenue Sufficiency | 2021 | 5 | -11.3 | 6
3 Revenue Sufficiency | 2021 | 5 | -11.2 | 5
3 Revenue Sufficiency | 2021 | 5 | -11.1 | 7
3 Revenue Sufficiency | 2021 | 5 | -11 | 6
3 Revenue Sufficiency | 2021 | 5 | -10.9 | 5
3 Revenue Sufficiency | 2021 | 5 | -10.8 | 9
3 Revenue Sufficiency | 2021 | 5 | -10.7 | 6
3 Revenue Sufficiency | 2021 | 5 | -10.6 | 7
3 Revenue Sufficiency | 2021 | 5 | -10.5 | 7
3 Revenue Sufficiency | 2021 | 5 | -10.4 | 10
3 Revenue Sufficiency | 2021 | 5 | -10.3 | 7
3 Revenue Sufficiency | 2021 | 5 | -10.2 | 10
3 Revenue Sufficiency | 2021 | 5 | -10.1 | 8
3 Revenue Sufficiency | 2021 | 5 | -10 | 8
3 Revenue Sufficiency | 2021 | 5 | -9.9 | 11
3 Revenue Sufficiency | 2021 | 5 | -9.8 | 6
3 Revenue Sufficiency | 2021 | 5 | -9.7 | 7
3 Revenue Sufficiency | 2021 | 5 | -9.6 | 13
3 Revenue Sufficiency | 2021 | 5 | -9.5 | 4
3 Revenue Sufficiency | 2021 | 5 | -9.4 | 6
3 Revenue Sufficiency | 2021 | 5 | -9.3 | 3
3 Revenue Sufficiency | 2021 | 5 | -9.2 | 2
3 Revenue Sufficiency | 2021 | 5 | -9.1 | 5
3 Revenue Sufficiency | 2021 | 5 | -9 | 10
3 Revenue Sufficiency | 2021 | 5 | -8.9 | 5
3 Revenue Sufficiency | 2021 | 5 | -8.8 | 2
3 Revenue Sufficiency | 2021 | 5 | -8.7 | 2
3 Revenue Sufficiency | 2021 | 5 | -8.6 | 1
3 Revenue Sufficiency | 2021 | 5 | -8.5 | 5
3 Revenue Sufficiency | 2021 | 5 | -8.4 | 3
3 Revenue Sufficiency | 2021 | 5 | -8.3 | 5
3 Revenue Sufficiency | 2021 | 5 | -8.2 | 6
3 Revenue Sufficiency | 2021 | 5 | -8.1 | 3
3 Revenue Sufficiency | 2021 | 5 | -8 | 5
3 Revenue Sufficiency | 2021 | 5 | -7.9 | 2
3 Revenue Sufficiency | 2021 | 5 | -7.8 | 2
3 Revenue Sufficiency | 2021 | 5 | -7.7 | 3
3 Revenue Sufficiency | 2021 | 5 | -7.6 | 3
3 Revenue Sufficiency | 2021 | 5 | -7.5 | 2
3 Revenue Sufficiency | 2021 | 5 | -7.4 | 9
3 Revenue Sufficiency | 2021 | 5 | -7.3 | 8
3 Revenue Sufficiency | 2021 | 5 | -7.2 | 7
3 Revenue Sufficiency | 2021 | 5 | -7.1 | 9
3 Revenue Sufficiency | 2021 | 5 | -7 | 4
3 Revenue Sufficiency | 2021 | 5 | -6.9 | 8
3 Revenue Sufficiency | 2021 | 5 | -6.8 | 4
3 Revenue Sufficiency | 2021 | 5 | -6.7 | 4
3 Revenue Sufficiency | 2021 | 5 | -6.6 | 4
3 Revenue Sufficiency | 2021 | 5 | -6.5 | 4
3 Revenue Sufficiency | 2021 | 5 | -6.4 | 9
3 Revenue Sufficiency | 2021 | 5 | -6.3 | 3
3 Revenue Sufficiency | 2021 | 5 | -6.2 | 3
3 Revenue Sufficiency | 2021 | 5 | -6.1 | 7
3 Revenue Sufficiency | 2021 | 5 | -6 | 3
3 Revenue Sufficiency | 2021 | 5 | -5.9 | 4
3 Revenue Sufficiency | 2021 | 5 | -5.8 | 6
3 Revenue Sufficiency | 2021 | 5 | -5.7 | 3
3 Revenue Sufficiency | 2021 | 5 | -5.6 | 4
3 Revenue Sufficiency | 2021 | 5 | -5.5 | 3
3 Revenue Sufficiency | 2021 | 5 | -5.4 | 4
3 Revenue Sufficiency | 2021 | 5 | -5.3 | 1
3 Revenue Sufficiency | 2021 | 5 | -5.2 | 3
3 Revenue Sufficiency | 2021 | 5 | -5.1 | 1
3 Revenue Sufficiency | 2021 | 5 | -5 | 5
3 Revenue Sufficiency | 2021 | 5 | -4.9 | 4
3 Revenue Sufficiency | 2021 | 5 | -4.8 | 5
3 Revenue Sufficiency | 2021 | 5 | -4.7 | 1
3 Revenue Sufficiency | 2021 | 5 | -4.6 | 3
3 Revenue Sufficiency | 2021 | 5 | -4.5 | 3
3 Revenue Sufficiency | 2021 | 5 | -4.4 | 5
3 Revenue Sufficiency | 2021 | 5 | -4.3 | 1
3 Revenue Sufficiency | 2021 | 5 | -4.2 | 5
3 Revenue Sufficiency | 2021 | 5 | -4.1 | 2
3 Revenue Sufficiency | 2021 | 5 | -4 | 5
3 Revenue Sufficiency | 2021 | 5 | -3.9 | 2
3 Revenue Sufficiency | 2021 | 5 | -3.8 | 3
3 Revenue Sufficiency | 2021 | 5 | -3.6 | 1
3 Revenue Sufficiency | 2021 | 5 | -3.5 | 4
3 Revenue Sufficiency | 2021 | 5 | -3.4 | 7
3 Revenue Sufficiency | 2021 | 5 | -3.3 | 3
3 Revenue Sufficiency | 2021 | 5 | -3.2 | 2
3 Revenue Sufficiency | 2021 | 5 | -3.1 | 2
3 Revenue Sufficiency | 2021 | 5 | -2.9 | 4
3 Revenue Sufficiency | 2021 | 5 | -2.8 | 2
3 Revenue Sufficiency | 2021 | 5 | -2.7 | 2
3 Revenue Sufficiency | 2021 | 5 | -2.6 | 3
3 Revenue Sufficiency | 2021 | 5 | -2.5 | 1
3 Revenue Sufficiency | 2021 | 5 | -2.4 | 1
3 Revenue Sufficiency | 2021 | 5 | -2.2 | 2
3 Revenue Sufficiency | 2021 | 5 | -2 | 1
3 Revenue Sufficiency | 2021 | 5 | -1.9 | 1
3 Revenue Sufficiency | 2021 | 5 | -1.7 | 3
3 Revenue Sufficiency | 2021 | 5 | -1.6 | 5
3 Revenue Sufficiency | 2021 | 5 | -1.5 | 2
3 Revenue Sufficiency | 2021 | 5 | -1.3 | 1
3 Revenue Sufficiency | 2021 | 5 | -1.2 | 2
3 Revenue Sufficiency | 2021 | 5 | -1.1 | 3
3 Revenue Sufficiency | 2021 | 5 | -0.9 | 1
3 Revenue Sufficiency | 2021 | 5 | -0.7 | 1
3 Revenue Sufficiency | 2021 | 5 | -0.6 | 1
3 Revenue Sufficiency | 2021 | 5 | -0.5 | 3
3 Revenue Sufficiency | 2021 | 5 | -0.4 | 1
3 Revenue Sufficiency | 2021 | 5 | -0.3 | 1
3 Revenue Sufficiency | 2021 | 5 | -0.2 | 2
3 Revenue Sufficiency | 2021 | 5 | -0.1 | 3
3 Revenue Sufficiency | 2021 | 5 | 0 | 5
3 Revenue Sufficiency | 2021 | 5 | 0.3 | 2
3 Revenue Sufficiency | 2021 | 5 | 0.6 | 2
3 Revenue Sufficiency | 2021 | 5 | 0.7 | 1
3 Revenue Sufficiency | 2021 | 5 | 0.9 | 1
3 Revenue Sufficiency | 2021 | 5 | 1.2 | 2
3 Revenue Sufficiency | 2021 | 5 | 1.3 | 1
3 Revenue Sufficiency | 2021 | 5 | 1.6 | 3
3 Revenue Sufficiency | 2021 | 5 | 1.7 | 2
3 Revenue Sufficiency | 2021 | 5 | 1.8 | 3
3 Revenue Sufficiency | 2021 | 5 | 1.9 | 3
3 Revenue Sufficiency | 2021 | 5 | 2 | 1
3 Revenue Sufficiency | 2021 | 5 | 2.1 | 1
3 Revenue Sufficiency | 2021 | 5 | 2.2 | 4
3 Revenue Sufficiency | 2021 | 5 | 2.3 | 1
3 Revenue Sufficiency | 2021 | 5 | 2.5 | 2
3 Revenue Sufficiency | 2021 | 5 | 2.6 | 1
3 Revenue Sufficiency | 2021 | 5 | 2.8 | 1
3 Revenue Sufficiency | 2021 | 5 | 3 | 1
3 Revenue Sufficiency | 2021 | 5 | 3.1 | 3
3 Revenue Sufficiency | 2021 | 5 | 3.2 | 1
3 Revenue Sufficiency | 2021 | 5 | 3.3 | 1
3 Revenue Sufficiency | 2021 | 5 | 3.4 | 3
3 Revenue Sufficiency | 2021 | 5 | 3.5 | 2
3 Revenue Sufficiency | 2021 | 5 | 3.6 | 4
3 Revenue Sufficiency | 2021 | 5 | 3.7 | 2
3 Revenue Sufficiency | 2021 | 5 | 3.9 | 3
3 Revenue Sufficiency | 2021 | 5 | 4 | 3
3 Revenue Sufficiency | 2021 | 5 | 4.1 | 1
3 Revenue Sufficiency | 2021 | 5 | 4.2 | 2
3 Revenue Sufficiency | 2021 | 5 | 4.4 | 2
3 Revenue Sufficiency | 2021 | 5 | 4.5 | 1
3 Revenue Sufficiency | 2021 | 5 | 4.6 | 3
3 Revenue Sufficiency | 2021 | 5 | 4.7 | 2
3 Revenue Sufficiency | 2021 | 5 | 4.8 | 3
3 Revenue Sufficiency | 2021 | 5 | 4.9 | 2
3 Revenue Sufficiency | 2021 | 5 | 5 | 3
3 Revenue Sufficiency | 2021 | 5 | 5.1 | 2
3 Revenue Sufficiency | 2021 | 5 | 5.2 | 4
3 Revenue Sufficiency | 2021 | 5 | 5.3 | 5
3 Revenue Sufficiency | 2021 | 5 | 5.4 | 1
3 Revenue Sufficiency | 2021 | 5 | 5.5 | 2
3 Revenue Sufficiency | 2021 | 5 | 5.6 | 8
3 Revenue Sufficiency | 2021 | 5 | 5.7 | 3
3 Revenue Sufficiency | 2021 | 5 | 5.8 | 3
3 Revenue Sufficiency | 2021 | 5 | 5.9 | 2
3 Revenue Sufficiency | 2021 | 5 | 6 | 2
3 Revenue Sufficiency | 2021 | 5 | 6.1 | 2
3 Revenue Sufficiency | 2021 | 5 | 6.2 | 3
3 Revenue Sufficiency | 2021 | 5 | 6.3 | 1
3 Revenue Sufficiency | 2021 | 5 | 6.4 | 6
3 Revenue Sufficiency | 2021 | 5 | 6.5 | 2
3 Revenue Sufficiency | 2021 | 5 | 6.6 | 2
3 Revenue Sufficiency | 2021 | 5 | 6.7 | 8
3 Revenue Sufficiency | 2021 | 5 | 6.9 | 1
3 Revenue Sufficiency | 2021 | 5 | 7 | 5
3 Revenue Sufficiency | 2021 | 5 | 7.1 | 6
3 Revenue Sufficiency | 2021 | 5 | 7.2 | 4
3 Revenue Sufficiency | 2021 | 5 | 7.3 | 2
3 Revenue Sufficiency | 2021 | 5 | 7.4 | 4
3 Revenue Sufficiency | 2021 | 5 | 7.5 | 4
3 Revenue Sufficiency | 2021 | 5 | 7.6 | 3
3 Revenue Sufficiency | 2021 | 5 | 7.7 | 2
3 Revenue Sufficiency | 2021 | 5 | 7.8 | 4
3 Revenue Sufficiency | 2021 | 5 | 7.9 | 5
3 Revenue Sufficiency | 2021 | 5 | 8 | 2
3 Revenue Sufficiency | 2021 | 5 | 8.1 | 4
3 Revenue Sufficiency | 2021 | 5 | 8.2 | 6
3 Revenue Sufficiency | 2021 | 5 | 8.3 | 3
3 Revenue Sufficiency | 2021 | 5 | 8.4 | 4
3 Revenue Sufficiency | 2021 | 5 | 8.5 | 3
3 Revenue Sufficiency | 2021 | 5 | 8.6 | 4
3 Revenue Sufficiency | 2021 | 5 | 8.7 | 5
3 Revenue Sufficiency | 2021 | 5 | 8.8 | 3
3 Revenue Sufficiency | 2021 | 5 | 8.9 | 5
3 Revenue Sufficiency | 2021 | 5 | 9 | 6
3 Revenue Sufficiency | 2021 | 5 | 9.1 | 4
3 Revenue Sufficiency | 2021 | 5 | 9.2 | 7
3 Revenue Sufficiency | 2021 | 5 | 9.3 | 8
3 Revenue Sufficiency | 2021 | 5 | 9.4 | 4
3 Revenue Sufficiency | 2021 | 5 | 9.5 | 6
3 Revenue Sufficiency | 2021 | 5 | 9.6 | 5
3 Revenue Sufficiency | 2021 | 5 | 9.7 | 6
3 Revenue Sufficiency | 2021 | 5 | 9.8 | 6
3 Revenue Sufficiency | 2021 | 5 | 9.9 | 5
3 Revenue Sufficiency | 2021 | 5 | 10 | 7
3 Revenue Sufficiency | 2021 | 5 | 10.1 | 6
3 Revenue Sufficiency | 2021 | 5 | 10.2 | 12
3 Revenue Sufficiency | 2021 | 5 | 10.3 | 6
3 Revenue Sufficiency | 2021 | 5 | 10.4 | 8
3 Revenue Sufficiency | 2021 | 5 | 10.5 | 10
3 Revenue Sufficiency | 2021 | 5 | 10.6 | 4
3 Revenue Sufficiency | 2021 | 5 | 10.7 | 3
3 Revenue Sufficiency | 2021 | 5 | 10.8 | 6
3 Revenue Sufficiency | 2021 | 5 | 10.9 | 8
3 Revenue Sufficiency | 2021 | 5 | 11 | 3
3 Revenue Sufficiency | 2021 | 5 | 11.1 | 5
3 Revenue Sufficiency | 2021 | 5 | 11.2 | 10
3 Revenue Sufficiency | 2021 | 5 | 11.3 | 5
3 Revenue Sufficiency | 2021 | 5 | 11.4 | 5
3 Revenue Sufficiency | 2021 | 5 | 11.5 | 7
3 Revenue Sufficiency | 2021 | 5 | 11.6 | 6
3 Revenue Sufficiency | 2021 | 5 | 11.7 | 1
3 Revenue Sufficiency | 2021 | 5 | 11.8 | 5
3 Revenue Sufficiency | 2021 | 5 | 11.9 | 5
3 Revenue Sufficiency | 2021 | 5 | 12 | 4
3 Revenue Sufficiency | 2021 | 5 | 12.1 | 7
3 Revenue Sufficiency | 2021 | 5 | 12.2 | 6
3 Revenue Sufficiency | 2021 | 5 | 12.3 | 2
3 Revenue Sufficiency | 2021 | 5 | 12.4 | 9
3 Revenue Sufficiency | 2021 | 5 | 12.5 | 5
3 Revenue Sufficiency | 2021 | 5 | 12.6 | 8
3 Revenue Sufficiency | 2021 | 5 | 12.7 | 6
3 Revenue Sufficiency | 2021 | 5 | 12.8 | 10
3 Revenue Sufficiency | 2021 | 5 | 12.9 | 3
3 Revenue Sufficiency | 2021 | 5 | 13 | 7
3 Revenue Sufficiency | 2021 | 5 | 13.1 | 7
3 Revenue Sufficiency | 2021 | 5 | 13.2 | 7
3 Revenue Sufficiency | 2021 | 5 | 13.3 | 5
3 Revenue Sufficiency | 2021 | 5 | 13.4 | 9
3 Revenue Sufficiency | 2021 | 5 | 13.5 | 5
3 Revenue Sufficiency | 2021 | 5 | 13.6 | 8
3 Revenue Sufficiency | 2021 | 5 | 13.7 | 6
3 Revenue Sufficiency | 2021 | 5 | 13.8 | 9
3 Revenue Sufficiency | 2021 | 5 | 13.9 | 3
3 Revenue Sufficiency | 2021 | 5 | 14 | 8
3 Revenue Sufficiency | 2021 | 5 | 14.1 | 8
3 Revenue Sufficiency | 2021 | 5 | 14.2 | 8
3 Revenue Sufficiency | 2021 | 5 | 14.3 | 9
3 Revenue Sufficiency | 2021 | 5 | 14.4 | 7
3 Revenue Sufficiency | 2021 | 5 | 14.5 | 9
3 Revenue Sufficiency | 2021 | 5 | 14.6 | 8
3 Revenue Sufficiency | 2021 | 5 | 14.7 | 12
3 Revenue Sufficiency | 2021 | 5 | 14.8 | 12
3 Revenue Sufficiency | 2021 | 5 | 14.9 | 5
3 Revenue Sufficiency | 2021 | 5 | 15 | 6
3 Revenue Sufficiency | 2021 | 5 | 15.1 | 2
3 Revenue Sufficiency | 2021 | 5 | 15.2 | 8
3 Revenue Sufficiency | 2021 | 5 | 15.3 | 9
3 Revenue Sufficiency | 2021 | 5 | 15.4 | 10
3 Revenue Sufficiency | 2021 | 5 | 15.5 | 11
3 Revenue Sufficiency | 2021 | 5 | 15.6 | 5
3 Revenue Sufficiency | 2021 | 5 | 15.7 | 6
3 Revenue Sufficiency | 2021 | 5 | 15.8 | 8
3 Revenue Sufficiency | 2021 | 5 | 15.9 | 5
3 Revenue Sufficiency | 2021 | 5 | 16 | 6
3 Revenue Sufficiency | 2021 | 5 | 16.1 | 4
3 Revenue Sufficiency | 2021 | 5 | 16.2 | 7
3 Revenue Sufficiency | 2021 | 5 | 16.3 | 7
3 Revenue Sufficiency | 2021 | 5 | 16.4 | 3
3 Revenue Sufficiency | 2021 | 5 | 16.5 | 12
3 Revenue Sufficiency | 2021 | 5 | 16.6 | 7
3 Revenue Sufficiency | 2021 | 5 | 16.7 | 8
3 Revenue Sufficiency | 2021 | 5 | 16.8 | 7
3 Revenue Sufficiency | 2021 | 5 | 16.9 | 12
3 Revenue Sufficiency | 2021 | 5 | 17 | 7
3 Revenue Sufficiency | 2021 | 5 | 17.1 | 6
3 Revenue Sufficiency | 2021 | 5 | 17.2 | 8
3 Revenue Sufficiency | 2021 | 5 | 17.3 | 3
3 Revenue Sufficiency | 2021 | 5 | 17.4 | 4
3 Revenue Sufficiency | 2021 | 5 | 17.5 | 4
3 Revenue Sufficiency | 2021 | 5 | 17.6 | 8
3 Revenue Sufficiency | 2021 | 5 | 17.7 | 5
3 Revenue Sufficiency | 2021 | 5 | 17.8 | 3
3 Revenue Sufficiency | 2021 | 5 | 17.9 | 6
3 Revenue Sufficiency | 2021 | 5 | 18 | 9
3 Revenue Sufficiency | 2021 | 5 | 18.1 | 5
3 Revenue Sufficiency | 2021 | 5 | 18.2 | 11
3 Revenue Sufficiency | 2021 | 5 | 18.3 | 9
3 Revenue Sufficiency | 2021 | 5 | 18.4 | 6
3 Revenue Sufficiency | 2021 | 5 | 18.5 | 8
3 Revenue Sufficiency | 2021 | 5 | 18.6 | 11
3 Revenue Sufficiency | 2021 | 5 | 18.7 | 4
3 Revenue Sufficiency | 2021 | 5 | 18.8 | 5
3 Revenue Sufficiency | 2021 | 5 | 18.9 | 4
3 Revenue Sufficiency | 2021 | 5 | 19 | 13
3 Revenue Sufficiency | 2021 | 5 | 19.1 | 9
3 Revenue Sufficiency | 2021 | 5 | 19.2 | 5
3 Revenue Sufficiency | 2021 | 5 | 19.3 | 2
3 Revenue Sufficiency | 2021 | 5 | 19.4 | 3
3 Revenue Sufficiency | 2021 | 5 | 19.5 | 8
3 Revenue Sufficiency | 2021 | 5 | 19.6 | 6
3 Revenue Sufficiency | 2021 | 5 | 19.7 | 5
3 Revenue Sufficiency | 2021 | 5 | 19.8 | 6
3 Revenue Sufficiency | 2021 | 5 | 19.9 | 7
3 Revenue Sufficiency | 2021 | 5 | 20 | 4
3 Revenue Sufficiency | 2021 | 5 | 20.1 | 5
3 Revenue Sufficiency | 2021 | 5 | 20.2 | 9
3 Revenue Sufficiency | 2021 | 5 | 20.3 | 6
3 Revenue Sufficiency | 2021 | 5 | 20.4 | 4
3 Revenue Sufficiency | 2021 | 5 | 20.5 | 9
3 Revenue Sufficiency | 2021 | 5 | 20.6 | 5
3 Revenue Sufficiency | 2021 | 5 | 20.7 | 2
3 Revenue Sufficiency | 2021 | 5 | 20.8 | 3
3 Revenue Sufficiency | 2021 | 5 | 20.9 | 5
3 Revenue Sufficiency | 2021 | 5 | 21 | 4
3 Revenue Sufficiency | 2021 | 5 | 21.1 | 8
3 Revenue Sufficiency | 2021 | 5 | 21.2 | 6
3 Revenue Sufficiency | 2021 | 5 | 21.3 | 6
3 Revenue Sufficiency | 2021 | 5 | 21.4 | 7
3 Revenue Sufficiency | 2021 | 5 | 21.5 | 4
3 Revenue Sufficiency | 2021 | 5 | 21.6 | 6
3 Revenue Sufficiency | 2021 | 5 | 21.7 | 13
3 Revenue Sufficiency | 2021 | 5 | 21.8 | 5
3 Revenue Sufficiency | 2021 | 5 | 21.9 | 8
3 Revenue Sufficiency | 2021 | 5 | 22 | 4
3 Revenue Sufficiency | 2021 | 5 | 22.1 | 2
3 Revenue Sufficiency | 2021 | 5 | 22.2 | 2
3 Revenue Sufficiency | 2021 | 5 | 22.3 | 10
3 Revenue Sufficiency | 2021 | 5 | 22.4 | 2
3 Revenue Sufficiency | 2021 | 5 | 22.5 | 6
3 Revenue Sufficiency | 2021 | 5 | 22.6 | 10
3 Revenue Sufficiency | 2021 | 5 | 22.7 | 5
3 Revenue Sufficiency | 2021 | 5 | 22.8 | 3
3 Revenue Sufficiency | 2021 | 5 | 22.9 | 9
3 Revenue Sufficiency | 2021 | 5 | 23 | 6
3 Revenue Sufficiency | 2021 | 5 | 23.1 | 4
3 Revenue Sufficiency | 2021 | 5 | 23.2 | 8
3 Revenue Sufficiency | 2021 | 5 | 23.3 | 1
3 Revenue Sufficiency | 2021 | 5 | 23.4 | 2
3 Revenue Sufficiency | 2021 | 5 | 23.5 | 6
3 Revenue Sufficiency | 2021 | 5 | 23.6 | 7
3 Revenue Sufficiency | 2021 | 5 | 23.7 | 3
3 Revenue Sufficiency | 2021 | 5 | 23.8 | 3
3 Revenue Sufficiency | 2021 | 5 | 23.9 | 6
3 Revenue Sufficiency | 2021 | 5 | 24 | 2
3 Revenue Sufficiency | 2021 | 5 | 24.1 | 4
3 Revenue Sufficiency | 2021 | 5 | 24.3 | 4
3 Revenue Sufficiency | 2021 | 5 | 24.4 | 3
3 Revenue Sufficiency | 2021 | 5 | 24.5 | 6
3 Revenue Sufficiency | 2021 | 5 | 24.6 | 3
3 Revenue Sufficiency | 2021 | 5 | 24.7 | 5
3 Revenue Sufficiency | 2021 | 5 | 24.8 | 3
3 Revenue Sufficiency | 2021 | 5 | 24.9 | 10
3 Revenue Sufficiency | 2021 | 5 | 25 | 2
3 Revenue Sufficiency | 2021 | 5 | 25.1 | 4
3 Revenue Sufficiency | 2021 | 5 | 25.2 | 4
3 Revenue Sufficiency | 2021 | 5 | 25.3 | 2
3 Revenue Sufficiency | 2021 | 5 | 25.4 | 4
3 Revenue Sufficiency | 2021 | 5 | 25.5 | 6
3 Revenue Sufficiency | 2021 | 5 | 25.6 | 2
3 Revenue Sufficiency | 2021 | 5 | 25.7 | 4
3 Revenue Sufficiency | 2021 | 5 | 25.8 | 7
3 Revenue Sufficiency | 2021 | 5 | 25.9 | 3
3 Revenue Sufficiency | 2021 | 5 | 26 | 4
3 Revenue Sufficiency | 2021 | 5 | 26.1 | 4
3 Revenue Sufficiency | 2021 | 5 | 26.2 | 3
3 Revenue Sufficiency | 2021 | 5 | 26.3 | 5
3 Revenue Sufficiency | 2021 | 5 | 26.4 | 7
3 Revenue Sufficiency | 2021 | 5 | 26.5 | 2
3 Revenue Sufficiency | 2021 | 5 | 26.6 | 6
3 Revenue Sufficiency | 2021 | 5 | 26.7 | 6
3 Revenue Sufficiency | 2021 | 5 | 26.8 | 2
3 Revenue Sufficiency | 2021 | 5 | 26.9 | 1
3 Revenue Sufficiency | 2021 | 5 | 27 | 2
3 Revenue Sufficiency | 2021 | 5 | 27.1 | 3
3 Revenue Sufficiency | 2021 | 5 | 27.2 | 5
3 Revenue Sufficiency | 2021 | 5 | 27.3 | 2
3 Revenue Sufficiency | 2021 | 5 | 27.4 | 6
3 Revenue Sufficiency | 2021 | 5 | 27.5 | 2
3 Revenue Sufficiency | 2021 | 5 | 27.6 | 3
3 Revenue Sufficiency | 2021 | 5 | 27.7 | 2
3 Revenue Sufficiency | 2021 | 5 | 27.8 | 3
3 Revenue Sufficiency | 2021 | 5 | 27.9 | 3
3 Revenue Sufficiency | 2021 | 5 | 28 | 6
3 Revenue Sufficiency | 2021 | 5 | 28.1 | 3
3 Revenue Sufficiency | 2021 | 5 | 28.2 | 5
3 Revenue Sufficiency | 2021 | 5 | 28.3 | 5
3 Revenue Sufficiency | 2021 | 5 | 28.4 | 2
3 Revenue Sufficiency | 2021 | 5 | 28.5 | 6
3 Revenue Sufficiency | 2021 | 5 | 28.6 | 4
3 Revenue Sufficiency | 2021 | 5 | 28.7 | 4
3 Revenue Sufficiency | 2021 | 5 | 28.8 | 5
3 Revenue Sufficiency | 2021 | 5 | 28.9 | 4
3 Revenue Sufficiency | 2021 | 5 | 29 | 1
3 Revenue Sufficiency | 2021 | 5 | 29.1 | 2
3 Revenue Sufficiency | 2021 | 5 | 29.2 | 4
3 Revenue Sufficiency | 2021 | 5 | 29.3 | 2
3 Revenue Sufficiency | 2021 | 5 | 29.4 | 2
3 Revenue Sufficiency | 2021 | 5 | 29.5 | 2
3 Revenue Sufficiency | 2021 | 5 | 29.6 | 5
3 Revenue Sufficiency | 2021 | 5 | 29.7 | 1
3 Revenue Sufficiency | 2021 | 5 | 29.8 | 2
3 Revenue Sufficiency | 2021 | 5 | 29.9 | 5
3 Revenue Sufficiency | 2021 | 5 | 30 | 2
3 Revenue Sufficiency | 2021 | 5 | 30.1 | 3
3 Revenue Sufficiency | 2021 | 5 | 30.2 | 2
3 Revenue Sufficiency | 2021 | 5 | 30.3 | 3
3 Revenue Sufficiency | 2021 | 5 | 30.4 | 3
3 Revenue Sufficiency | 2021 | 5 | 30.5 | 3
3 Revenue Sufficiency | 2021 | 5 | 30.6 | 1
3 Revenue Sufficiency | 2021 | 5 | 30.7 | 5
3 Revenue Sufficiency | 2021 | 5 | 30.8 | 3
3 Revenue Sufficiency | 2021 | 5 | 30.9 | 4
3 Revenue Sufficiency | 2021 | 5 | 31 | 5
3 Revenue Sufficiency | 2021 | 5 | 31.1 | 2
3 Revenue Sufficiency | 2021 | 5 | 31.2 | 2
3 Revenue Sufficiency | 2021 | 5 | 31.3 | 2
3 Revenue Sufficiency | 2021 | 5 | 31.4 | 6
3 Revenue Sufficiency | 2021 | 5 | 31.5 | 3
3 Revenue Sufficiency | 2021 | 5 | 31.6 | 1
3 Revenue Sufficiency | 2021 | 5 | 31.7 | 3
3 Revenue Sufficiency | 2021 | 5 | 31.8 | 1
3 Revenue Sufficiency | 2021 | 5 | 32 | 1
3 Revenue Sufficiency | 2021 | 5 | 32.1 | 3
3 Revenue Sufficiency | 2021 | 5 | 32.2 | 2
3 Revenue Sufficiency | 2021 | 5 | 32.3 | 1
3 Revenue Sufficiency | 2021 | 5 | 32.4 | 2
3 Revenue Sufficiency | 2021 | 5 | 32.5 | 2
3 Revenue Sufficiency | 2021 | 5 | 32.6 | 3
3 Revenue Sufficiency | 2021 | 5 | 32.7 | 4
3 Revenue Sufficiency | 2021 | 5 | 32.8 | 3
3 Revenue Sufficiency | 2021 | 5 | 32.9 | 2
3 Revenue Sufficiency | 2021 | 5 | 33 | 2
3 Revenue Sufficiency | 2021 | 5 | 33.1 | 3
3 Revenue Sufficiency | 2021 | 5 | 33.2 | 7
3 Revenue Sufficiency | 2021 | 5 | 33.3 | 4
3 Revenue Sufficiency | 2021 | 5 | 33.4 | 3
3 Revenue Sufficiency | 2021 | 5 | 33.5 | 1
3 Revenue Sufficiency | 2021 | 5 | 33.6 | 2
3 Revenue Sufficiency | 2021 | 5 | 33.7 | 4
3 Revenue Sufficiency | 2021 | 5 | 33.8 | 1
3 Revenue Sufficiency | 2021 | 5 | 33.9 | 3
3 Revenue Sufficiency | 2021 | 5 | 34 | 2
3 Revenue Sufficiency | 2021 | 5 | 34.1 | 3
3 Revenue Sufficiency | 2021 | 5 | 34.3 | 3
3 Revenue Sufficiency | 2021 | 5 | 34.4 | 1
3 Revenue Sufficiency | 2021 | 5 | 34.5 | 1
3 Revenue Sufficiency | 2021 | 5 | 34.7 | 2
3 Revenue Sufficiency | 2021 | 5 | 34.8 | 2
3 Revenue Sufficiency | 2021 | 5 | 34.9 | 1
3 Revenue Sufficiency | 2021 | 5 | 35 | 1
3 Revenue Sufficiency | 2021 | 5 | 35.1 | 1
3 Revenue Sufficiency | 2021 | 5 | 35.2 | 1
3 Revenue Sufficiency | 2021 | 5 | 35.3 | 3
3 Revenue Sufficiency | 2021 | 5 | 35.5 | 3
3 Revenue Sufficiency | 2021 | 5 | 35.6 | 2
3 Revenue Sufficiency | 2021 | 5 | 35.7 | 4
3 Revenue Sufficiency | 2021 | 5 | 35.8 | 3
3 Revenue Sufficiency | 2021 | 5 | 35.9 | 1
3 Revenue Sufficiency | 2021 | 5 | 36 | 3
3 Revenue Sufficiency | 2021 | 5 | 36.1 | 4
3 Revenue Sufficiency | 2021 | 5 | 36.2 | 1
3 Revenue Sufficiency | 2021 | 5 | 36.5 | 2
3 Revenue Sufficiency | 2021 | 5 | 36.6 | 1
3 Revenue Sufficiency | 2021 | 5 | 36.7 | 3
3 Revenue Sufficiency | 2021 | 5 | 36.8 | 2
3 Revenue Sufficiency | 2021 | 5 | 37 | 1
3 Revenue Sufficiency | 2021 | 5 | 37.1 | 3
3 Revenue Sufficiency | 2021 | 5 | 37.3 | 1
3 Revenue Sufficiency | 2021 | 5 | 37.4 | 2
3 Revenue Sufficiency | 2021 | 5 | 37.5 | 1
3 Revenue Sufficiency | 2021 | 5 | 37.7 | 3
3 Revenue Sufficiency | 2021 | 5 | 37.8 | 2
3 Revenue Sufficiency | 2021 | 5 | 37.9 | 2
3 Revenue Sufficiency | 2021 | 5 | 38.1 | 2
3 Revenue Sufficiency | 2021 | 5 | 38.2 | 2
3 Revenue Sufficiency | 2021 | 5 | 38.3 | 2
3 Revenue Sufficiency | 2021 | 5 | 38.4 | 1
3 Revenue Sufficiency | 2021 | 5 | 38.5 | 1
3 Revenue Sufficiency | 2021 | 5 | 38.6 | 2
3 Revenue Sufficiency | 2021 | 5 | 38.7 | 2
3 Revenue Sufficiency | 2021 | 5 | 38.8 | 3
3 Revenue Sufficiency | 2021 | 5 | 39 | 1
3 Revenue Sufficiency | 2021 | 5 | 39.1 | 1
3 Revenue Sufficiency | 2021 | 5 | 39.4 | 2
3 Revenue Sufficiency | 2021 | 5 | 39.5 | 2
3 Revenue Sufficiency | 2021 | 5 | 39.6 | 2
3 Revenue Sufficiency | 2021 | 5 | 39.7 | 2
3 Revenue Sufficiency | 2021 | 5 | 39.8 | 1
3 Revenue Sufficiency | 2021 | 5 | 40.2 | 2
3 Revenue Sufficiency | 2021 | 5 | 40.5 | 1
3 Revenue Sufficiency | 2021 | 5 | 40.6 | 1
3 Revenue Sufficiency | 2021 | 5 | 40.7 | 4
3 Revenue Sufficiency | 2021 | 5 | 40.8 | 3
3 Revenue Sufficiency | 2021 | 5 | 40.9 | 1
3 Revenue Sufficiency | 2021 | 5 | 41 | 1
3 Revenue Sufficiency | 2021 | 5 | 41.2 | 1
3 Revenue Sufficiency | 2021 | 5 | 41.3 | 1
3 Revenue Sufficiency | 2021 | 5 | 41.4 | 2
3 Revenue Sufficiency | 2021 | 5 | 41.7 | 1
3 Revenue Sufficiency | 2021 | 5 | 41.8 | 2
3 Revenue Sufficiency | 2021 | 5 | 42 | 1
3 Revenue Sufficiency | 2021 | 5 | 42.1 | 1
3 Revenue Sufficiency | 2021 | 5 | 42.2 | 1
3 Revenue Sufficiency | 2021 | 5 | 42.3 | 1
3 Revenue Sufficiency | 2021 | 5 | 42.4 | 1
3 Revenue Sufficiency | 2021 | 5 | 42.5 | 1
3 Revenue Sufficiency | 2021 | 5 | 42.6 | 2
3 Revenue Sufficiency | 2021 | 5 | 42.7 | 1
3 Revenue Sufficiency | 2021 | 5 | 42.8 | 2
3 Revenue Sufficiency | 2021 | 5 | 42.9 | 1
3 Revenue Sufficiency | 2021 | 5 | 43.1 | 3
3 Revenue Sufficiency | 2021 | 5 | 43.2 | 1
3 Revenue Sufficiency | 2021 | 5 | 43.3 | 2
3 Revenue Sufficiency | 2021 | 5 | 43.5 | 1
3 Revenue Sufficiency | 2021 | 5 | 43.6 | 1
3 Revenue Sufficiency | 2021 | 5 | 43.9 | 1
3 Revenue Sufficiency | 2021 | 5 | 44.3 | 1
3 Revenue Sufficiency | 2021 | 5 | 44.4 | 1
3 Revenue Sufficiency | 2021 | 5 | 44.5 | 1
3 Revenue Sufficiency | 2021 | 5 | 44.6 | 1
3 Revenue Sufficiency | 2021 | 5 | 44.7 | 1
3 Revenue Sufficiency | 2021 | 5 | 44.8 | 3
3 Revenue Sufficiency | 2021 | 5 | 44.9 | 1
3 Revenue Sufficiency | 2021 | 5 | 45 | 1
3 Revenue Sufficiency | 2021 | 5 | 45.2 | 1
3 Revenue Sufficiency | 2021 | 5 | 45.4 | 1
3 Revenue Sufficiency | 2021 | 5 | 45.6 | 1
3 Revenue Sufficiency | 2021 | 5 | 45.7 | 1
3 Revenue Sufficiency | 2021 | 5 | 45.9 | 1
3 Revenue Sufficiency | 2021 | 5 | 46.1 | 1
3 Revenue Sufficiency | 2021 | 5 | 46.2 | 2
3 Revenue Sufficiency | 2021 | 5 | 46.4 | 1
3 Revenue Sufficiency | 2021 | 5 | 46.5 | 1
3 Revenue Sufficiency | 2021 | 5 | 47.2 | 1
3 Revenue Sufficiency | 2021 | 5 | 47.3 | 1
3 Revenue Sufficiency | 2021 | 5 | 47.6 | 1
3 Revenue Sufficiency | 2021 | 5 | 48 | 1
3 Revenue Sufficiency | 2021 | 5 | 48.2 | 1
3 Revenue Sufficiency | 2021 | 5 | 48.3 | 1
3 Revenue Sufficiency | 2021 | 5 | 48.5 | 1
3 Revenue Sufficiency | 2021 | 5 | 48.6 | 1
3 Revenue Sufficiency | 2021 | 5 | 49.2 | 1
3 Revenue Sufficiency | 2021 | 5 | 49.4 | 1
3 Revenue Sufficiency | 2021 | 5 | 50 | 1
3 Revenue Sufficiency | 2021 | 5 | 50.7 | 1
3 Revenue Sufficiency | 2021 | 5 | 51.2 | 1
3 Revenue Sufficiency | 2021 | 5 | 51.7 | 1
3 Revenue Sufficiency | 2021 | 5 | 52.2 | 2
3 Revenue Sufficiency | 2021 | 5 | 52.8 | 1
3 Revenue Sufficiency | 2021 | 5 | 53.2 | 2
3 Revenue Sufficiency | 2021 | 5 | 53.5 | 1
3 Revenue Sufficiency | 2021 | 5 | 53.7 | 1
3 Revenue Sufficiency | 2021 | 5 | 54.2 | 1
3 Revenue Sufficiency | 2021 | 5 | 54.3 | 1
3 Revenue Sufficiency | 2021 | 5 | 55.1 | 1
3 Revenue Sufficiency | 2021 | 5 | 55.6 | 1
3 Revenue Sufficiency | 2021 | 5 | 59 | 1
3 Revenue Sufficiency | 2021 | 5 | 59.3 | 1
3 Revenue Sufficiency | 2021 | 5 | 59.7 | 1
3 Revenue Sufficiency | 2021 | 5 | 62.4 | 1
3 Revenue Sufficiency | 2021 | 5 | 62.5 | 1
3 Revenue Sufficiency | 2021 | 5 | 63.9 | 1
3 Revenue Sufficiency | 2021 | 5 | 64.1 | 1
3 Revenue Sufficiency | 2021 | 5 | 64.3 | 1
3 Revenue Sufficiency | 2021 | 5 | 64.8 | 1
3 Revenue Sufficiency | 2021 | 5 | 70.7 | 1
3 Revenue Sufficiency | 2021 | 5 | 73.7 | 1
3 Revenue Sufficiency | 2021 | 6 | -120.8 | 1
3 Revenue Sufficiency | 2021 | 6 | -76.5 | 1
3 Revenue Sufficiency | 2021 | 6 | -66.1 | 1
3 Revenue Sufficiency | 2021 | 6 | -61.5 | 1
3 Revenue Sufficiency | 2021 | 6 | -61.4 | 1
3 Revenue Sufficiency | 2021 | 6 | -61.1 | 1
3 Revenue Sufficiency | 2021 | 6 | -60 | 1
3 Revenue Sufficiency | 2021 | 6 | -58 | 1
3 Revenue Sufficiency | 2021 | 6 | -56.2 | 1
3 Revenue Sufficiency | 2021 | 6 | -56 | 1
3 Revenue Sufficiency | 2021 | 6 | -55.5 | 1
3 Revenue Sufficiency | 2021 | 6 | -54.2 | 2
3 Revenue Sufficiency | 2021 | 6 | -53.6 | 1
3 Revenue Sufficiency | 2021 | 6 | -52 | 1
3 Revenue Sufficiency | 2021 | 6 | -50.1 | 1
3 Revenue Sufficiency | 2021 | 6 | -49.9 | 1
3 Revenue Sufficiency | 2021 | 6 | -49.6 | 1
3 Revenue Sufficiency | 2021 | 6 | -49.1 | 1
3 Revenue Sufficiency | 2021 | 6 | -49 | 1
3 Revenue Sufficiency | 2021 | 6 | -48.9 | 1
3 Revenue Sufficiency | 2021 | 6 | -48.7 | 1
3 Revenue Sufficiency | 2021 | 6 | -47.6 | 1
3 Revenue Sufficiency | 2021 | 6 | -46.8 | 1
3 Revenue Sufficiency | 2021 | 6 | -46.6 | 1
3 Revenue Sufficiency | 2021 | 6 | -46.5 | 1
3 Revenue Sufficiency | 2021 | 6 | -46 | 1
3 Revenue Sufficiency | 2021 | 6 | -45.6 | 2
3 Revenue Sufficiency | 2021 | 6 | -45.1 | 1
3 Revenue Sufficiency | 2021 | 6 | -44.9 | 1
3 Revenue Sufficiency | 2021 | 6 | -44.8 | 3
3 Revenue Sufficiency | 2021 | 6 | -44.6 | 1
3 Revenue Sufficiency | 2021 | 6 | -44 | 2
3 Revenue Sufficiency | 2021 | 6 | -43.8 | 1
3 Revenue Sufficiency | 2021 | 6 | -43.5 | 1
3 Revenue Sufficiency | 2021 | 6 | -43 | 1
3 Revenue Sufficiency | 2021 | 6 | -42.6 | 1
3 Revenue Sufficiency | 2021 | 6 | -42.2 | 1
3 Revenue Sufficiency | 2021 | 6 | -42.1 | 2
3 Revenue Sufficiency | 2021 | 6 | -42 | 1
3 Revenue Sufficiency | 2021 | 6 | -41.9 | 1
3 Revenue Sufficiency | 2021 | 6 | -41.7 | 1
3 Revenue Sufficiency | 2021 | 6 | -41.3 | 2
3 Revenue Sufficiency | 2021 | 6 | -41.1 | 1
3 Revenue Sufficiency | 2021 | 6 | -40.9 | 1
3 Revenue Sufficiency | 2021 | 6 | -40.8 | 2
3 Revenue Sufficiency | 2021 | 6 | -40.7 | 2
3 Revenue Sufficiency | 2021 | 6 | -40.6 | 1
3 Revenue Sufficiency | 2021 | 6 | -40.3 | 1
3 Revenue Sufficiency | 2021 | 6 | -40.2 | 1
3 Revenue Sufficiency | 2021 | 6 | -40.1 | 2
3 Revenue Sufficiency | 2021 | 6 | -39.8 | 1
3 Revenue Sufficiency | 2021 | 6 | -39.7 | 2
3 Revenue Sufficiency | 2021 | 6 | -39.6 | 1
3 Revenue Sufficiency | 2021 | 6 | -39.5 | 2
3 Revenue Sufficiency | 2021 | 6 | -39.4 | 1
3 Revenue Sufficiency | 2021 | 6 | -39.3 | 2
3 Revenue Sufficiency | 2021 | 6 | -38.9 | 1
3 Revenue Sufficiency | 2021 | 6 | -38.8 | 3
3 Revenue Sufficiency | 2021 | 6 | -38.7 | 1
3 Revenue Sufficiency | 2021 | 6 | -38.5 | 1
3 Revenue Sufficiency | 2021 | 6 | -38.4 | 1
3 Revenue Sufficiency | 2021 | 6 | -38.3 | 1
3 Revenue Sufficiency | 2021 | 6 | -38 | 1
3 Revenue Sufficiency | 2021 | 6 | -37.9 | 1
3 Revenue Sufficiency | 2021 | 6 | -37.8 | 1
3 Revenue Sufficiency | 2021 | 6 | -37.6 | 1
3 Revenue Sufficiency | 2021 | 6 | -37.4 | 2
3 Revenue Sufficiency | 2021 | 6 | -37.3 | 1
3 Revenue Sufficiency | 2021 | 6 | -37.2 | 1
3 Revenue Sufficiency | 2021 | 6 | -37.1 | 2
3 Revenue Sufficiency | 2021 | 6 | -36.9 | 1
3 Revenue Sufficiency | 2021 | 6 | -36.8 | 3
3 Revenue Sufficiency | 2021 | 6 | -36.7 | 1
3 Revenue Sufficiency | 2021 | 6 | -36.6 | 2
3 Revenue Sufficiency | 2021 | 6 | -36.4 | 1
3 Revenue Sufficiency | 2021 | 6 | -36.2 | 1
3 Revenue Sufficiency | 2021 | 6 | -36.1 | 2
3 Revenue Sufficiency | 2021 | 6 | -36 | 1
3 Revenue Sufficiency | 2021 | 6 | -35.9 | 3
3 Revenue Sufficiency | 2021 | 6 | -35.8 | 2
3 Revenue Sufficiency | 2021 | 6 | -35.7 | 1
3 Revenue Sufficiency | 2021 | 6 | -35.6 | 2
3 Revenue Sufficiency | 2021 | 6 | -35.5 | 2
3 Revenue Sufficiency | 2021 | 6 | -35.3 | 1
3 Revenue Sufficiency | 2021 | 6 | -35.2 | 1
3 Revenue Sufficiency | 2021 | 6 | -35.1 | 1
3 Revenue Sufficiency | 2021 | 6 | -35 | 1
3 Revenue Sufficiency | 2021 | 6 | -34.9 | 1
3 Revenue Sufficiency | 2021 | 6 | -34.7 | 1
3 Revenue Sufficiency | 2021 | 6 | -34.6 | 1
3 Revenue Sufficiency | 2021 | 6 | -34.5 | 2
3 Revenue Sufficiency | 2021 | 6 | -34.4 | 1
3 Revenue Sufficiency | 2021 | 6 | -34.3 | 1
3 Revenue Sufficiency | 2021 | 6 | -34.1 | 2
3 Revenue Sufficiency | 2021 | 6 | -34 | 2
3 Revenue Sufficiency | 2021 | 6 | -33.8 | 1
3 Revenue Sufficiency | 2021 | 6 | -33.7 | 1
3 Revenue Sufficiency | 2021 | 6 | -33.6 | 3
3 Revenue Sufficiency | 2021 | 6 | -33.5 | 3
3 Revenue Sufficiency | 2021 | 6 | -33.4 | 2
3 Revenue Sufficiency | 2021 | 6 | -33.3 | 3
3 Revenue Sufficiency | 2021 | 6 | -33.2 | 1
3 Revenue Sufficiency | 2021 | 6 | -33 | 1
3 Revenue Sufficiency | 2021 | 6 | -32.9 | 1
3 Revenue Sufficiency | 2021 | 6 | -32.6 | 2
3 Revenue Sufficiency | 2021 | 6 | -32.5 | 3
3 Revenue Sufficiency | 2021 | 6 | -32.4 | 2
3 Revenue Sufficiency | 2021 | 6 | -32.2 | 2
3 Revenue Sufficiency | 2021 | 6 | -32.1 | 2
3 Revenue Sufficiency | 2021 | 6 | -32 | 1
3 Revenue Sufficiency | 2021 | 6 | -31.9 | 1
3 Revenue Sufficiency | 2021 | 6 | -31.8 | 1
3 Revenue Sufficiency | 2021 | 6 | -31.7 | 2
3 Revenue Sufficiency | 2021 | 6 | -31.6 | 1
3 Revenue Sufficiency | 2021 | 6 | -31.4 | 2
3 Revenue Sufficiency | 2021 | 6 | -31.3 | 1
3 Revenue Sufficiency | 2021 | 6 | -31.1 | 1
3 Revenue Sufficiency | 2021 | 6 | -31 | 1
3 Revenue Sufficiency | 2021 | 6 | -30.8 | 2
3 Revenue Sufficiency | 2021 | 6 | -30.6 | 2
3 Revenue Sufficiency | 2021 | 6 | -30.5 | 1
3 Revenue Sufficiency | 2021 | 6 | -30.4 | 3
3 Revenue Sufficiency | 2021 | 6 | -30.3 | 2
3 Revenue Sufficiency | 2021 | 6 | -30.2 | 3
3 Revenue Sufficiency | 2021 | 6 | -30.1 | 1
3 Revenue Sufficiency | 2021 | 6 | -30 | 3
3 Revenue Sufficiency | 2021 | 6 | -29.9 | 3
3 Revenue Sufficiency | 2021 | 6 | -29.7 | 1
3 Revenue Sufficiency | 2021 | 6 | -29.6 | 2
3 Revenue Sufficiency | 2021 | 6 | -29.5 | 2
3 Revenue Sufficiency | 2021 | 6 | -29.4 | 5
3 Revenue Sufficiency | 2021 | 6 | -29.3 | 2
3 Revenue Sufficiency | 2021 | 6 | -29.2 | 1
3 Revenue Sufficiency | 2021 | 6 | -29.1 | 4
3 Revenue Sufficiency | 2021 | 6 | -29 | 1
3 Revenue Sufficiency | 2021 | 6 | -28.9 | 1
3 Revenue Sufficiency | 2021 | 6 | -28.7 | 1
3 Revenue Sufficiency | 2021 | 6 | -28.6 | 2
3 Revenue Sufficiency | 2021 | 6 | -28.5 | 5
3 Revenue Sufficiency | 2021 | 6 | -28.4 | 6
3 Revenue Sufficiency | 2021 | 6 | -28.3 | 2
3 Revenue Sufficiency | 2021 | 6 | -28.2 | 2
3 Revenue Sufficiency | 2021 | 6 | -28 | 2
3 Revenue Sufficiency | 2021 | 6 | -27.9 | 4
3 Revenue Sufficiency | 2021 | 6 | -27.8 | 4
3 Revenue Sufficiency | 2021 | 6 | -27.7 | 2
3 Revenue Sufficiency | 2021 | 6 | -27.6 | 4
3 Revenue Sufficiency | 2021 | 6 | -27.5 | 2
3 Revenue Sufficiency | 2021 | 6 | -27.4 | 4
3 Revenue Sufficiency | 2021 | 6 | -27.2 | 4
3 Revenue Sufficiency | 2021 | 6 | -27 | 4
3 Revenue Sufficiency | 2021 | 6 | -26.9 | 1
3 Revenue Sufficiency | 2021 | 6 | -26.8 | 1
3 Revenue Sufficiency | 2021 | 6 | -26.7 | 2
3 Revenue Sufficiency | 2021 | 6 | -26.6 | 4
3 Revenue Sufficiency | 2021 | 6 | -26.5 | 6
3 Revenue Sufficiency | 2021 | 6 | -26.4 | 3
3 Revenue Sufficiency | 2021 | 6 | -26.3 | 3
3 Revenue Sufficiency | 2021 | 6 | -26.2 | 2
3 Revenue Sufficiency | 2021 | 6 | -26.1 | 2
3 Revenue Sufficiency | 2021 | 6 | -26 | 3
3 Revenue Sufficiency | 2021 | 6 | -25.9 | 7
3 Revenue Sufficiency | 2021 | 6 | -25.7 | 1
3 Revenue Sufficiency | 2021 | 6 | -25.6 | 5
3 Revenue Sufficiency | 2021 | 6 | -25.5 | 2
3 Revenue Sufficiency | 2021 | 6 | -25.4 | 6
3 Revenue Sufficiency | 2021 | 6 | -25.3 | 4
3 Revenue Sufficiency | 2021 | 6 | -25.2 | 3
3 Revenue Sufficiency | 2021 | 6 | -25 | 4
3 Revenue Sufficiency | 2021 | 6 | -24.9 | 1
3 Revenue Sufficiency | 2021 | 6 | -24.8 | 3
3 Revenue Sufficiency | 2021 | 6 | -24.7 | 2
3 Revenue Sufficiency | 2021 | 6 | -24.6 | 1
3 Revenue Sufficiency | 2021 | 6 | -24.5 | 6
3 Revenue Sufficiency | 2021 | 6 | -24.4 | 3
3 Revenue Sufficiency | 2021 | 6 | -24.3 | 2
3 Revenue Sufficiency | 2021 | 6 | -24.2 | 5
3 Revenue Sufficiency | 2021 | 6 | -24.1 | 7
3 Revenue Sufficiency | 2021 | 6 | -24 | 6
3 Revenue Sufficiency | 2021 | 6 | -23.9 | 3
3 Revenue Sufficiency | 2021 | 6 | -23.8 | 1
3 Revenue Sufficiency | 2021 | 6 | -23.7 | 1
3 Revenue Sufficiency | 2021 | 6 | -23.6 | 6
3 Revenue Sufficiency | 2021 | 6 | -23.5 | 4
3 Revenue Sufficiency | 2021 | 6 | -23.4 | 3
3 Revenue Sufficiency | 2021 | 6 | -23.3 | 6
3 Revenue Sufficiency | 2021 | 6 | -23.2 | 4
3 Revenue Sufficiency | 2021 | 6 | -23.1 | 2
3 Revenue Sufficiency | 2021 | 6 | -23 | 5
3 Revenue Sufficiency | 2021 | 6 | -22.9 | 4
3 Revenue Sufficiency | 2021 | 6 | -22.8 | 7
3 Revenue Sufficiency | 2021 | 6 | -22.7 | 4
3 Revenue Sufficiency | 2021 | 6 | -22.6 | 4
3 Revenue Sufficiency | 2021 | 6 | -22.5 | 2
3 Revenue Sufficiency | 2021 | 6 | -22.4 | 7
3 Revenue Sufficiency | 2021 | 6 | -22.3 | 6
3 Revenue Sufficiency | 2021 | 6 | -22.2 | 3
3 Revenue Sufficiency | 2021 | 6 | -22.1 | 3
3 Revenue Sufficiency | 2021 | 6 | -22 | 1
3 Revenue Sufficiency | 2021 | 6 | -21.9 | 6
3 Revenue Sufficiency | 2021 | 6 | -21.8 | 2
3 Revenue Sufficiency | 2021 | 6 | -21.7 | 3
3 Revenue Sufficiency | 2021 | 6 | -21.6 | 4
3 Revenue Sufficiency | 2021 | 6 | -21.5 | 6
3 Revenue Sufficiency | 2021 | 6 | -21.4 | 8
3 Revenue Sufficiency | 2021 | 6 | -21.3 | 8
3 Revenue Sufficiency | 2021 | 6 | -21.2 | 5
3 Revenue Sufficiency | 2021 | 6 | -21.1 | 3
3 Revenue Sufficiency | 2021 | 6 | -21 | 4
3 Revenue Sufficiency | 2021 | 6 | -20.9 | 4
3 Revenue Sufficiency | 2021 | 6 | -20.8 | 3
3 Revenue Sufficiency | 2021 | 6 | -20.7 | 9
3 Revenue Sufficiency | 2021 | 6 | -20.6 | 2
3 Revenue Sufficiency | 2021 | 6 | -20.5 | 5
3 Revenue Sufficiency | 2021 | 6 | -20.4 | 2
3 Revenue Sufficiency | 2021 | 6 | -20.3 | 2
3 Revenue Sufficiency | 2021 | 6 | -20.2 | 5
3 Revenue Sufficiency | 2021 | 6 | -20.1 | 6
3 Revenue Sufficiency | 2021 | 6 | -20 | 5
3 Revenue Sufficiency | 2021 | 6 | -19.9 | 4
3 Revenue Sufficiency | 2021 | 6 | -19.8 | 3
3 Revenue Sufficiency | 2021 | 6 | -19.7 | 3
3 Revenue Sufficiency | 2021 | 6 | -19.6 | 5
3 Revenue Sufficiency | 2021 | 6 | -19.5 | 4
3 Revenue Sufficiency | 2021 | 6 | -19.4 | 4
3 Revenue Sufficiency | 2021 | 6 | -19.3 | 1
3 Revenue Sufficiency | 2021 | 6 | -19.2 | 9
3 Revenue Sufficiency | 2021 | 6 | -19.1 | 5
3 Revenue Sufficiency | 2021 | 6 | -19 | 7
3 Revenue Sufficiency | 2021 | 6 | -18.9 | 6
3 Revenue Sufficiency | 2021 | 6 | -18.8 | 4
3 Revenue Sufficiency | 2021 | 6 | -18.7 | 3
3 Revenue Sufficiency | 2021 | 6 | -18.6 | 1
3 Revenue Sufficiency | 2021 | 6 | -18.5 | 5
3 Revenue Sufficiency | 2021 | 6 | -18.4 | 7
3 Revenue Sufficiency | 2021 | 6 | -18.3 | 4
3 Revenue Sufficiency | 2021 | 6 | -18.2 | 1
3 Revenue Sufficiency | 2021 | 6 | -18.1 | 4
3 Revenue Sufficiency | 2021 | 6 | -18 | 7
3 Revenue Sufficiency | 2021 | 6 | -17.9 | 4
3 Revenue Sufficiency | 2021 | 6 | -17.8 | 4
3 Revenue Sufficiency | 2021 | 6 | -17.7 | 3
3 Revenue Sufficiency | 2021 | 6 | -17.6 | 6
3 Revenue Sufficiency | 2021 | 6 | -17.5 | 2
3 Revenue Sufficiency | 2021 | 6 | -17.4 | 4
3 Revenue Sufficiency | 2021 | 6 | -17.3 | 2
3 Revenue Sufficiency | 2021 | 6 | -17.2 | 3
3 Revenue Sufficiency | 2021 | 6 | -17.1 | 4
3 Revenue Sufficiency | 2021 | 6 | -17 | 5
3 Revenue Sufficiency | 2021 | 6 | -16.9 | 2
3 Revenue Sufficiency | 2021 | 6 | -16.8 | 2
3 Revenue Sufficiency | 2021 | 6 | -16.7 | 4
3 Revenue Sufficiency | 2021 | 6 | -16.6 | 3
3 Revenue Sufficiency | 2021 | 6 | -16.5 | 2
3 Revenue Sufficiency | 2021 | 6 | -16.4 | 3
3 Revenue Sufficiency | 2021 | 6 | -16.3 | 4
3 Revenue Sufficiency | 2021 | 6 | -16.2 | 3
3 Revenue Sufficiency | 2021 | 6 | -16.1 | 8
3 Revenue Sufficiency | 2021 | 6 | -16 | 4
3 Revenue Sufficiency | 2021 | 6 | -15.9 | 2
3 Revenue Sufficiency | 2021 | 6 | -15.8 | 7
3 Revenue Sufficiency | 2021 | 6 | -15.7 | 2
3 Revenue Sufficiency | 2021 | 6 | -15.6 | 2
3 Revenue Sufficiency | 2021 | 6 | -15.5 | 2
3 Revenue Sufficiency | 2021 | 6 | -15.4 | 4
3 Revenue Sufficiency | 2021 | 6 | -15.3 | 4
3 Revenue Sufficiency | 2021 | 6 | -15.2 | 7
3 Revenue Sufficiency | 2021 | 6 | -15.1 | 6
3 Revenue Sufficiency | 2021 | 6 | -15 | 5
3 Revenue Sufficiency | 2021 | 6 | -14.9 | 7
3 Revenue Sufficiency | 2021 | 6 | -14.8 | 4
3 Revenue Sufficiency | 2021 | 6 | -14.7 | 5
3 Revenue Sufficiency | 2021 | 6 | -14.6 | 3
3 Revenue Sufficiency | 2021 | 6 | -14.5 | 8
3 Revenue Sufficiency | 2021 | 6 | -14.4 | 9
3 Revenue Sufficiency | 2021 | 6 | -14.3 | 3
3 Revenue Sufficiency | 2021 | 6 | -14.2 | 5
3 Revenue Sufficiency | 2021 | 6 | -14.1 | 8
3 Revenue Sufficiency | 2021 | 6 | -14 | 8
3 Revenue Sufficiency | 2021 | 6 | -13.9 | 5
3 Revenue Sufficiency | 2021 | 6 | -13.8 | 4
3 Revenue Sufficiency | 2021 | 6 | -13.7 | 4
3 Revenue Sufficiency | 2021 | 6 | -13.6 | 6
3 Revenue Sufficiency | 2021 | 6 | -13.5 | 8
3 Revenue Sufficiency | 2021 | 6 | -13.4 | 4
3 Revenue Sufficiency | 2021 | 6 | -13.3 | 5
3 Revenue Sufficiency | 2021 | 6 | -13.2 | 4
3 Revenue Sufficiency | 2021 | 6 | -13.1 | 3
3 Revenue Sufficiency | 2021 | 6 | -13 | 5
3 Revenue Sufficiency | 2021 | 6 | -12.9 | 3
3 Revenue Sufficiency | 2021 | 6 | -12.8 | 8
3 Revenue Sufficiency | 2021 | 6 | -12.7 | 6
3 Revenue Sufficiency | 2021 | 6 | -12.6 | 3
3 Revenue Sufficiency | 2021 | 6 | -12.5 | 4
3 Revenue Sufficiency | 2021 | 6 | -12.4 | 3
3 Revenue Sufficiency | 2021 | 6 | -12.3 | 4
3 Revenue Sufficiency | 2021 | 6 | -12.2 | 3
3 Revenue Sufficiency | 2021 | 6 | -12.1 | 5
3 Revenue Sufficiency | 2021 | 6 | -12 | 2
3 Revenue Sufficiency | 2021 | 6 | -11.8 | 5
3 Revenue Sufficiency | 2021 | 6 | -11.7 | 6
3 Revenue Sufficiency | 2021 | 6 | -11.6 | 6
3 Revenue Sufficiency | 2021 | 6 | -11.5 | 3
3 Revenue Sufficiency | 2021 | 6 | -11.3 | 5
3 Revenue Sufficiency | 2021 | 6 | -11.2 | 3
3 Revenue Sufficiency | 2021 | 6 | -11.1 | 3
3 Revenue Sufficiency | 2021 | 6 | -11 | 5
3 Revenue Sufficiency | 2021 | 6 | -10.9 | 2
3 Revenue Sufficiency | 2021 | 6 | -10.8 | 3
3 Revenue Sufficiency | 2021 | 6 | -10.7 | 3
3 Revenue Sufficiency | 2021 | 6 | -10.6 | 2
3 Revenue Sufficiency | 2021 | 6 | -10.5 | 3
3 Revenue Sufficiency | 2021 | 6 | -10.4 | 5
3 Revenue Sufficiency | 2021 | 6 | -10.3 | 1
3 Revenue Sufficiency | 2021 | 6 | -10.2 | 5
3 Revenue Sufficiency | 2021 | 6 | -10.1 | 2
3 Revenue Sufficiency | 2021 | 6 | -10 | 5
3 Revenue Sufficiency | 2021 | 6 | -9.9 | 4
3 Revenue Sufficiency | 2021 | 6 | -9.8 | 1
3 Revenue Sufficiency | 2021 | 6 | -9.7 | 3
3 Revenue Sufficiency | 2021 | 6 | -9.6 | 2
3 Revenue Sufficiency | 2021 | 6 | -9.5 | 2
3 Revenue Sufficiency | 2021 | 6 | -9.4 | 4
3 Revenue Sufficiency | 2021 | 6 | -9.3 | 4
3 Revenue Sufficiency | 2021 | 6 | -9.2 | 2
3 Revenue Sufficiency | 2021 | 6 | -9.1 | 2
3 Revenue Sufficiency | 2021 | 6 | -9 | 1
3 Revenue Sufficiency | 2021 | 6 | -8.9 | 5
3 Revenue Sufficiency | 2021 | 6 | -8.8 | 2
3 Revenue Sufficiency | 2021 | 6 | -8.7 | 2
3 Revenue Sufficiency | 2021 | 6 | -8.6 | 3
3 Revenue Sufficiency | 2021 | 6 | -8.5 | 5
3 Revenue Sufficiency | 2021 | 6 | -8.4 | 3
3 Revenue Sufficiency | 2021 | 6 | -8.3 | 2
3 Revenue Sufficiency | 2021 | 6 | -8.2 | 1
3 Revenue Sufficiency | 2021 | 6 | -8.1 | 3
3 Revenue Sufficiency | 2021 | 6 | -8 | 1
3 Revenue Sufficiency | 2021 | 6 | -7.9 | 3
3 Revenue Sufficiency | 2021 | 6 | -7.8 | 3
3 Revenue Sufficiency | 2021 | 6 | -7.7 | 2
3 Revenue Sufficiency | 2021 | 6 | -7.5 | 4
3 Revenue Sufficiency | 2021 | 6 | -7.4 | 2
3 Revenue Sufficiency | 2021 | 6 | -7.3 | 3
3 Revenue Sufficiency | 2021 | 6 | -7.2 | 2
3 Revenue Sufficiency | 2021 | 6 | -7.1 | 1
3 Revenue Sufficiency | 2021 | 6 | -7 | 1
3 Revenue Sufficiency | 2021 | 6 | -6.9 | 1
3 Revenue Sufficiency | 2021 | 6 | -6.8 | 2
3 Revenue Sufficiency | 2021 | 6 | -6.7 | 1
3 Revenue Sufficiency | 2021 | 6 | -6.6 | 4
3 Revenue Sufficiency | 2021 | 6 | -6.5 | 1
3 Revenue Sufficiency | 2021 | 6 | -6.4 | 4
3 Revenue Sufficiency | 2021 | 6 | -6.3 | 2
3 Revenue Sufficiency | 2021 | 6 | -6.2 | 3
3 Revenue Sufficiency | 2021 | 6 | -6.1 | 1
3 Revenue Sufficiency | 2021 | 6 | -6 | 5
3 Revenue Sufficiency | 2021 | 6 | -5.9 | 3
3 Revenue Sufficiency | 2021 | 6 | -5.7 | 2
3 Revenue Sufficiency | 2021 | 6 | -5.5 | 2
3 Revenue Sufficiency | 2021 | 6 | -5.3 | 2
3 Revenue Sufficiency | 2021 | 6 | -5.1 | 3
3 Revenue Sufficiency | 2021 | 6 | -5 | 1
3 Revenue Sufficiency | 2021 | 6 | -4.9 | 1
3 Revenue Sufficiency | 2021 | 6 | -4.7 | 3
3 Revenue Sufficiency | 2021 | 6 | -4.6 | 1
3 Revenue Sufficiency | 2021 | 6 | -4.4 | 1
3 Revenue Sufficiency | 2021 | 6 | -4.3 | 1
3 Revenue Sufficiency | 2021 | 6 | -4.2 | 1
3 Revenue Sufficiency | 2021 | 6 | -4.1 | 2
3 Revenue Sufficiency | 2021 | 6 | -4 | 1
3 Revenue Sufficiency | 2021 | 6 | -3.8 | 2
3 Revenue Sufficiency | 2021 | 6 | -3.5 | 1
3 Revenue Sufficiency | 2021 | 6 | -3.4 | 1
3 Revenue Sufficiency | 2021 | 6 | -3.2 | 1
3 Revenue Sufficiency | 2021 | 6 | -2.9 | 1
3 Revenue Sufficiency | 2021 | 6 | -2.8 | 1
3 Revenue Sufficiency | 2021 | 6 | -2.7 | 1
3 Revenue Sufficiency | 2021 | 6 | -2.3 | 2
3 Revenue Sufficiency | 2021 | 6 | -2.1 | 1
3 Revenue Sufficiency | 2021 | 6 | -2 | 1
3 Revenue Sufficiency | 2021 | 6 | -1.7 | 4
3 Revenue Sufficiency | 2021 | 6 | -1 | 2
3 Revenue Sufficiency | 2021 | 6 | -0.5 | 1
3 Revenue Sufficiency | 2021 | 6 | -0.1 | 1
3 Revenue Sufficiency | 2021 | 6 | 0 | 3
3 Revenue Sufficiency | 2021 | 6 | 0.5 | 1
3 Revenue Sufficiency | 2021 | 6 | 1 | 2
3 Revenue Sufficiency | 2021 | 6 | 1.5 | 1
3 Revenue Sufficiency | 2021 | 6 | 1.7 | 1
3 Revenue Sufficiency | 2021 | 6 | 2.2 | 1
3 Revenue Sufficiency | 2021 | 6 | 2.4 | 1
3 Revenue Sufficiency | 2021 | 6 | 2.5 | 2
3 Revenue Sufficiency | 2021 | 6 | 3.5 | 2
3 Revenue Sufficiency | 2021 | 6 | 3.7 | 3
3 Revenue Sufficiency | 2021 | 6 | 4 | 1
3 Revenue Sufficiency | 2021 | 6 | 4.3 | 1
3 Revenue Sufficiency | 2021 | 6 | 4.4 | 3
3 Revenue Sufficiency | 2021 | 6 | 4.5 | 2
3 Revenue Sufficiency | 2021 | 6 | 4.6 | 3
3 Revenue Sufficiency | 2021 | 6 | 4.7 | 1
3 Revenue Sufficiency | 2021 | 6 | 5 | 1
3 Revenue Sufficiency | 2021 | 6 | 5.2 | 2
3 Revenue Sufficiency | 2021 | 6 | 5.3 | 3
3 Revenue Sufficiency | 2021 | 6 | 5.4 | 1
3 Revenue Sufficiency | 2021 | 6 | 5.6 | 1
3 Revenue Sufficiency | 2021 | 6 | 5.7 | 1
3 Revenue Sufficiency | 2021 | 6 | 5.8 | 2
3 Revenue Sufficiency | 2021 | 6 | 6 | 2
3 Revenue Sufficiency | 2021 | 6 | 6.4 | 1
3 Revenue Sufficiency | 2021 | 6 | 6.5 | 1
3 Revenue Sufficiency | 2021 | 6 | 6.6 | 1
3 Revenue Sufficiency | 2021 | 6 | 6.9 | 4
3 Revenue Sufficiency | 2021 | 6 | 7 | 1
3 Revenue Sufficiency | 2021 | 6 | 7.1 | 1
3 Revenue Sufficiency | 2021 | 6 | 7.3 | 1
3 Revenue Sufficiency | 2021 | 6 | 7.4 | 5
3 Revenue Sufficiency | 2021 | 6 | 7.5 | 6
3 Revenue Sufficiency | 2021 | 6 | 7.6 | 3
3 Revenue Sufficiency | 2021 | 6 | 7.7 | 5
3 Revenue Sufficiency | 2021 | 6 | 7.8 | 1
3 Revenue Sufficiency | 2021 | 6 | 7.9 | 1
3 Revenue Sufficiency | 2021 | 6 | 8 | 4
3 Revenue Sufficiency | 2021 | 6 | 8.2 | 3
3 Revenue Sufficiency | 2021 | 6 | 8.3 | 2
3 Revenue Sufficiency | 2021 | 6 | 8.4 | 2
3 Revenue Sufficiency | 2021 | 6 | 8.5 | 2
3 Revenue Sufficiency | 2021 | 6 | 8.6 | 3
3 Revenue Sufficiency | 2021 | 6 | 8.7 | 1
3 Revenue Sufficiency | 2021 | 6 | 8.8 | 4
3 Revenue Sufficiency | 2021 | 6 | 8.9 | 5
3 Revenue Sufficiency | 2021 | 6 | 9 | 2
3 Revenue Sufficiency | 2021 | 6 | 9.1 | 2
3 Revenue Sufficiency | 2021 | 6 | 9.2 | 1
3 Revenue Sufficiency | 2021 | 6 | 9.3 | 1
3 Revenue Sufficiency | 2021 | 6 | 9.4 | 2
3 Revenue Sufficiency | 2021 | 6 | 9.5 | 1
3 Revenue Sufficiency | 2021 | 6 | 9.6 | 5
3 Revenue Sufficiency | 2021 | 6 | 9.8 | 2
3 Revenue Sufficiency | 2021 | 6 | 9.9 | 4
3 Revenue Sufficiency | 2021 | 6 | 10 | 4
3 Revenue Sufficiency | 2021 | 6 | 10.1 | 3
3 Revenue Sufficiency | 2021 | 6 | 10.2 | 2
3 Revenue Sufficiency | 2021 | 6 | 10.3 | 3
3 Revenue Sufficiency | 2021 | 6 | 10.4 | 1
3 Revenue Sufficiency | 2021 | 6 | 10.5 | 7
3 Revenue Sufficiency | 2021 | 6 | 10.6 | 3
3 Revenue Sufficiency | 2021 | 6 | 10.7 | 4
3 Revenue Sufficiency | 2021 | 6 | 10.8 | 4
3 Revenue Sufficiency | 2021 | 6 | 10.9 | 2
3 Revenue Sufficiency | 2021 | 6 | 11 | 1
3 Revenue Sufficiency | 2021 | 6 | 11.1 | 3
3 Revenue Sufficiency | 2021 | 6 | 11.2 | 2
3 Revenue Sufficiency | 2021 | 6 | 11.3 | 6
3 Revenue Sufficiency | 2021 | 6 | 11.4 | 3
3 Revenue Sufficiency | 2021 | 6 | 11.5 | 4
3 Revenue Sufficiency | 2021 | 6 | 11.6 | 1
3 Revenue Sufficiency | 2021 | 6 | 11.7 | 4
3 Revenue Sufficiency | 2021 | 6 | 11.8 | 6
3 Revenue Sufficiency | 2021 | 6 | 11.9 | 4
3 Revenue Sufficiency | 2021 | 6 | 12 | 6
3 Revenue Sufficiency | 2021 | 6 | 12.2 | 5
3 Revenue Sufficiency | 2021 | 6 | 12.3 | 9
3 Revenue Sufficiency | 2021 | 6 | 12.4 | 2
3 Revenue Sufficiency | 2021 | 6 | 12.6 | 3
3 Revenue Sufficiency | 2021 | 6 | 12.7 | 3
3 Revenue Sufficiency | 2021 | 6 | 12.8 | 3
3 Revenue Sufficiency | 2021 | 6 | 12.9 | 4
3 Revenue Sufficiency | 2021 | 6 | 13 | 6
3 Revenue Sufficiency | 2021 | 6 | 13.1 | 2
3 Revenue Sufficiency | 2021 | 6 | 13.2 | 2
3 Revenue Sufficiency | 2021 | 6 | 13.3 | 2
3 Revenue Sufficiency | 2021 | 6 | 13.4 | 1
3 Revenue Sufficiency | 2021 | 6 | 13.5 | 1
3 Revenue Sufficiency | 2021 | 6 | 13.6 | 3
3 Revenue Sufficiency | 2021 | 6 | 13.7 | 3
3 Revenue Sufficiency | 2021 | 6 | 13.8 | 2
3 Revenue Sufficiency | 2021 | 6 | 13.9 | 5
3 Revenue Sufficiency | 2021 | 6 | 14.1 | 6
3 Revenue Sufficiency | 2021 | 6 | 14.2 | 5
3 Revenue Sufficiency | 2021 | 6 | 14.3 | 5
3 Revenue Sufficiency | 2021 | 6 | 14.4 | 2
3 Revenue Sufficiency | 2021 | 6 | 14.5 | 3
3 Revenue Sufficiency | 2021 | 6 | 14.6 | 2
3 Revenue Sufficiency | 2021 | 6 | 14.7 | 2
3 Revenue Sufficiency | 2021 | 6 | 14.8 | 3
3 Revenue Sufficiency | 2021 | 6 | 14.9 | 6
3 Revenue Sufficiency | 2021 | 6 | 15 | 2
3 Revenue Sufficiency | 2021 | 6 | 15.1 | 7
3 Revenue Sufficiency | 2021 | 6 | 15.2 | 5
3 Revenue Sufficiency | 2021 | 6 | 15.3 | 9
3 Revenue Sufficiency | 2021 | 6 | 15.4 | 4
3 Revenue Sufficiency | 2021 | 6 | 15.5 | 3
3 Revenue Sufficiency | 2021 | 6 | 15.6 | 7
3 Revenue Sufficiency | 2021 | 6 | 15.7 | 5
3 Revenue Sufficiency | 2021 | 6 | 15.8 | 3
3 Revenue Sufficiency | 2021 | 6 | 15.9 | 2
3 Revenue Sufficiency | 2021 | 6 | 16 | 9
3 Revenue Sufficiency | 2021 | 6 | 16.1 | 4
3 Revenue Sufficiency | 2021 | 6 | 16.2 | 2
3 Revenue Sufficiency | 2021 | 6 | 16.3 | 5
3 Revenue Sufficiency | 2021 | 6 | 16.4 | 5
3 Revenue Sufficiency | 2021 | 6 | 16.5 | 3
3 Revenue Sufficiency | 2021 | 6 | 16.7 | 7
3 Revenue Sufficiency | 2021 | 6 | 16.8 | 7
3 Revenue Sufficiency | 2021 | 6 | 16.9 | 3
3 Revenue Sufficiency | 2021 | 6 | 17 | 4
3 Revenue Sufficiency | 2021 | 6 | 17.1 | 7
3 Revenue Sufficiency | 2021 | 6 | 17.2 | 5
3 Revenue Sufficiency | 2021 | 6 | 17.3 | 4
3 Revenue Sufficiency | 2021 | 6 | 17.4 | 1
3 Revenue Sufficiency | 2021 | 6 | 17.5 | 6
3 Revenue Sufficiency | 2021 | 6 | 17.6 | 5
3 Revenue Sufficiency | 2021 | 6 | 17.7 | 5
3 Revenue Sufficiency | 2021 | 6 | 17.8 | 3
3 Revenue Sufficiency | 2021 | 6 | 17.9 | 3
3 Revenue Sufficiency | 2021 | 6 | 18 | 5
3 Revenue Sufficiency | 2021 | 6 | 18.1 | 2
3 Revenue Sufficiency | 2021 | 6 | 18.2 | 4
3 Revenue Sufficiency | 2021 | 6 | 18.3 | 8
3 Revenue Sufficiency | 2021 | 6 | 18.4 | 3
3 Revenue Sufficiency | 2021 | 6 | 18.5 | 5
3 Revenue Sufficiency | 2021 | 6 | 18.6 | 4
3 Revenue Sufficiency | 2021 | 6 | 18.7 | 4
3 Revenue Sufficiency | 2021 | 6 | 18.8 | 8
3 Revenue Sufficiency | 2021 | 6 | 18.9 | 7
3 Revenue Sufficiency | 2021 | 6 | 19 | 3
3 Revenue Sufficiency | 2021 | 6 | 19.1 | 3
3 Revenue Sufficiency | 2021 | 6 | 19.2 | 11
3 Revenue Sufficiency | 2021 | 6 | 19.3 | 5
3 Revenue Sufficiency | 2021 | 6 | 19.4 | 6
3 Revenue Sufficiency | 2021 | 6 | 19.5 | 3
3 Revenue Sufficiency | 2021 | 6 | 19.6 | 2
3 Revenue Sufficiency | 2021 | 6 | 19.7 | 4
3 Revenue Sufficiency | 2021 | 6 | 19.8 | 3
3 Revenue Sufficiency | 2021 | 6 | 19.9 | 4
3 Revenue Sufficiency | 2021 | 6 | 20 | 3
3 Revenue Sufficiency | 2021 | 6 | 20.1 | 1
3 Revenue Sufficiency | 2021 | 6 | 20.2 | 9
3 Revenue Sufficiency | 2021 | 6 | 20.3 | 2
3 Revenue Sufficiency | 2021 | 6 | 20.4 | 3
3 Revenue Sufficiency | 2021 | 6 | 20.5 | 5
3 Revenue Sufficiency | 2021 | 6 | 20.6 | 1
3 Revenue Sufficiency | 2021 | 6 | 20.7 | 5
3 Revenue Sufficiency | 2021 | 6 | 20.8 | 3
3 Revenue Sufficiency | 2021 | 6 | 20.9 | 7
3 Revenue Sufficiency | 2021 | 6 | 21 | 4
3 Revenue Sufficiency | 2021 | 6 | 21.1 | 1
3 Revenue Sufficiency | 2021 | 6 | 21.2 | 5
3 Revenue Sufficiency | 2021 | 6 | 21.3 | 4
3 Revenue Sufficiency | 2021 | 6 | 21.4 | 4
3 Revenue Sufficiency | 2021 | 6 | 21.5 | 4
3 Revenue Sufficiency | 2021 | 6 | 21.6 | 5
3 Revenue Sufficiency | 2021 | 6 | 21.7 | 8
3 Revenue Sufficiency | 2021 | 6 | 21.8 | 4
3 Revenue Sufficiency | 2021 | 6 | 21.9 | 3
3 Revenue Sufficiency | 2021 | 6 | 22 | 5
3 Revenue Sufficiency | 2021 | 6 | 22.2 | 3
3 Revenue Sufficiency | 2021 | 6 | 22.3 | 1
3 Revenue Sufficiency | 2021 | 6 | 22.4 | 8
3 Revenue Sufficiency | 2021 | 6 | 22.5 | 8
3 Revenue Sufficiency | 2021 | 6 | 22.6 | 2
3 Revenue Sufficiency | 2021 | 6 | 22.7 | 3
3 Revenue Sufficiency | 2021 | 6 | 22.8 | 7
3 Revenue Sufficiency | 2021 | 6 | 22.9 | 4
3 Revenue Sufficiency | 2021 | 6 | 23 | 6
3 Revenue Sufficiency | 2021 | 6 | 23.1 | 1
3 Revenue Sufficiency | 2021 | 6 | 23.2 | 2
3 Revenue Sufficiency | 2021 | 6 | 23.4 | 4
3 Revenue Sufficiency | 2021 | 6 | 23.5 | 6
3 Revenue Sufficiency | 2021 | 6 | 23.6 | 4
3 Revenue Sufficiency | 2021 | 6 | 23.7 | 3
3 Revenue Sufficiency | 2021 | 6 | 23.8 | 3
3 Revenue Sufficiency | 2021 | 6 | 24 | 1
3 Revenue Sufficiency | 2021 | 6 | 24.1 | 3
3 Revenue Sufficiency | 2021 | 6 | 24.2 | 4
3 Revenue Sufficiency | 2021 | 6 | 24.3 | 2
3 Revenue Sufficiency | 2021 | 6 | 24.4 | 1
3 Revenue Sufficiency | 2021 | 6 | 24.5 | 4
3 Revenue Sufficiency | 2021 | 6 | 24.6 | 3
3 Revenue Sufficiency | 2021 | 6 | 24.7 | 2
3 Revenue Sufficiency | 2021 | 6 | 24.8 | 5
3 Revenue Sufficiency | 2021 | 6 | 24.9 | 2
3 Revenue Sufficiency | 2021 | 6 | 25 | 5
3 Revenue Sufficiency | 2021 | 6 | 25.1 | 1
3 Revenue Sufficiency | 2021 | 6 | 25.2 | 1
3 Revenue Sufficiency | 2021 | 6 | 25.3 | 2
3 Revenue Sufficiency | 2021 | 6 | 25.4 | 5
3 Revenue Sufficiency | 2021 | 6 | 25.5 | 1
3 Revenue Sufficiency | 2021 | 6 | 25.6 | 2
3 Revenue Sufficiency | 2021 | 6 | 25.7 | 5
3 Revenue Sufficiency | 2021 | 6 | 25.8 | 1
3 Revenue Sufficiency | 2021 | 6 | 25.9 | 4
3 Revenue Sufficiency | 2021 | 6 | 26 | 1
3 Revenue Sufficiency | 2021 | 6 | 26.1 | 2
3 Revenue Sufficiency | 2021 | 6 | 26.2 | 1
3 Revenue Sufficiency | 2021 | 6 | 26.3 | 1
3 Revenue Sufficiency | 2021 | 6 | 26.4 | 2
3 Revenue Sufficiency | 2021 | 6 | 26.5 | 1
3 Revenue Sufficiency | 2021 | 6 | 26.6 | 5
3 Revenue Sufficiency | 2021 | 6 | 26.7 | 3
3 Revenue Sufficiency | 2021 | 6 | 26.8 | 3
3 Revenue Sufficiency | 2021 | 6 | 26.9 | 1
3 Revenue Sufficiency | 2021 | 6 | 27 | 3
3 Revenue Sufficiency | 2021 | 6 | 27.1 | 2
3 Revenue Sufficiency | 2021 | 6 | 27.2 | 5
3 Revenue Sufficiency | 2021 | 6 | 27.3 | 4
3 Revenue Sufficiency | 2021 | 6 | 27.4 | 2
3 Revenue Sufficiency | 2021 | 6 | 27.5 | 1
3 Revenue Sufficiency | 2021 | 6 | 27.6 | 3
3 Revenue Sufficiency | 2021 | 6 | 27.7 | 3
3 Revenue Sufficiency | 2021 | 6 | 27.8 | 4
3 Revenue Sufficiency | 2021 | 6 | 27.9 | 3
3 Revenue Sufficiency | 2021 | 6 | 28 | 1
3 Revenue Sufficiency | 2021 | 6 | 28.1 | 1
3 Revenue Sufficiency | 2021 | 6 | 28.2 | 2
3 Revenue Sufficiency | 2021 | 6 | 28.4 | 1
3 Revenue Sufficiency | 2021 | 6 | 28.5 | 1
3 Revenue Sufficiency | 2021 | 6 | 28.6 | 3
3 Revenue Sufficiency | 2021 | 6 | 28.7 | 2
3 Revenue Sufficiency | 2021 | 6 | 28.8 | 2
3 Revenue Sufficiency | 2021 | 6 | 28.9 | 5
3 Revenue Sufficiency | 2021 | 6 | 29 | 2
3 Revenue Sufficiency | 2021 | 6 | 29.1 | 2
3 Revenue Sufficiency | 2021 | 6 | 29.2 | 6
3 Revenue Sufficiency | 2021 | 6 | 29.3 | 1
3 Revenue Sufficiency | 2021 | 6 | 29.4 | 1
3 Revenue Sufficiency | 2021 | 6 | 29.5 | 4
3 Revenue Sufficiency | 2021 | 6 | 29.6 | 5
3 Revenue Sufficiency | 2021 | 6 | 29.7 | 3
3 Revenue Sufficiency | 2021 | 6 | 29.8 | 1
3 Revenue Sufficiency | 2021 | 6 | 29.9 | 2
3 Revenue Sufficiency | 2021 | 6 | 30 | 1
3 Revenue Sufficiency | 2021 | 6 | 30.1 | 2
3 Revenue Sufficiency | 2021 | 6 | 30.2 | 1
3 Revenue Sufficiency | 2021 | 6 | 30.3 | 1
3 Revenue Sufficiency | 2021 | 6 | 30.4 | 1
3 Revenue Sufficiency | 2021 | 6 | 30.5 | 2
3 Revenue Sufficiency | 2021 | 6 | 30.7 | 3
3 Revenue Sufficiency | 2021 | 6 | 30.8 | 2
3 Revenue Sufficiency | 2021 | 6 | 30.9 | 5
3 Revenue Sufficiency | 2021 | 6 | 31 | 3
3 Revenue Sufficiency | 2021 | 6 | 31.1 | 5
3 Revenue Sufficiency | 2021 | 6 | 31.2 | 2
3 Revenue Sufficiency | 2021 | 6 | 31.3 | 3
3 Revenue Sufficiency | 2021 | 6 | 31.4 | 1
3 Revenue Sufficiency | 2021 | 6 | 31.5 | 4
3 Revenue Sufficiency | 2021 | 6 | 31.6 | 2
3 Revenue Sufficiency | 2021 | 6 | 31.8 | 2
3 Revenue Sufficiency | 2021 | 6 | 31.9 | 1
3 Revenue Sufficiency | 2021 | 6 | 32 | 1
3 Revenue Sufficiency | 2021 | 6 | 32.1 | 2
3 Revenue Sufficiency | 2021 | 6 | 32.2 | 2
3 Revenue Sufficiency | 2021 | 6 | 32.3 | 2
3 Revenue Sufficiency | 2021 | 6 | 32.4 | 1
3 Revenue Sufficiency | 2021 | 6 | 32.5 | 3
3 Revenue Sufficiency | 2021 | 6 | 32.6 | 1
3 Revenue Sufficiency | 2021 | 6 | 32.7 | 3
3 Revenue Sufficiency | 2021 | 6 | 32.8 | 5
3 Revenue Sufficiency | 2021 | 6 | 32.9 | 3
3 Revenue Sufficiency | 2021 | 6 | 33 | 1
3 Revenue Sufficiency | 2021 | 6 | 33.1 | 3
3 Revenue Sufficiency | 2021 | 6 | 33.3 | 6
3 Revenue Sufficiency | 2021 | 6 | 33.5 | 2
3 Revenue Sufficiency | 2021 | 6 | 33.6 | 2
3 Revenue Sufficiency | 2021 | 6 | 33.7 | 3
3 Revenue Sufficiency | 2021 | 6 | 33.8 | 3
3 Revenue Sufficiency | 2021 | 6 | 33.9 | 1
3 Revenue Sufficiency | 2021 | 6 | 34 | 1
3 Revenue Sufficiency | 2021 | 6 | 34.1 | 1
3 Revenue Sufficiency | 2021 | 6 | 34.2 | 3
3 Revenue Sufficiency | 2021 | 6 | 34.3 | 3
3 Revenue Sufficiency | 2021 | 6 | 34.5 | 1
3 Revenue Sufficiency | 2021 | 6 | 34.7 | 2
3 Revenue Sufficiency | 2021 | 6 | 34.9 | 3
3 Revenue Sufficiency | 2021 | 6 | 35.2 | 1
3 Revenue Sufficiency | 2021 | 6 | 35.3 | 2
3 Revenue Sufficiency | 2021 | 6 | 35.4 | 4
3 Revenue Sufficiency | 2021 | 6 | 35.5 | 2
3 Revenue Sufficiency | 2021 | 6 | 35.6 | 2
3 Revenue Sufficiency | 2021 | 6 | 35.9 | 1
3 Revenue Sufficiency | 2021 | 6 | 36 | 1
3 Revenue Sufficiency | 2021 | 6 | 36.1 | 1
3 Revenue Sufficiency | 2021 | 6 | 36.2 | 1
3 Revenue Sufficiency | 2021 | 6 | 36.4 | 5
3 Revenue Sufficiency | 2021 | 6 | 36.5 | 1
3 Revenue Sufficiency | 2021 | 6 | 36.6 | 1
3 Revenue Sufficiency | 2021 | 6 | 36.7 | 1
3 Revenue Sufficiency | 2021 | 6 | 36.8 | 1
3 Revenue Sufficiency | 2021 | 6 | 37 | 2
3 Revenue Sufficiency | 2021 | 6 | 37.1 | 3
3 Revenue Sufficiency | 2021 | 6 | 37.5 | 2
3 Revenue Sufficiency | 2021 | 6 | 37.6 | 1
3 Revenue Sufficiency | 2021 | 6 | 37.7 | 3
3 Revenue Sufficiency | 2021 | 6 | 37.8 | 2
3 Revenue Sufficiency | 2021 | 6 | 38.2 | 1
3 Revenue Sufficiency | 2021 | 6 | 38.3 | 2
3 Revenue Sufficiency | 2021 | 6 | 38.4 | 1
3 Revenue Sufficiency | 2021 | 6 | 38.5 | 2
3 Revenue Sufficiency | 2021 | 6 | 38.6 | 2
3 Revenue Sufficiency | 2021 | 6 | 38.7 | 1
3 Revenue Sufficiency | 2021 | 6 | 38.9 | 1
3 Revenue Sufficiency | 2021 | 6 | 39 | 2
3 Revenue Sufficiency | 2021 | 6 | 39.2 | 1
3 Revenue Sufficiency | 2021 | 6 | 39.4 | 4
3 Revenue Sufficiency | 2021 | 6 | 39.6 | 1
3 Revenue Sufficiency | 2021 | 6 | 39.7 | 1
3 Revenue Sufficiency | 2021 | 6 | 39.8 | 2
3 Revenue Sufficiency | 2021 | 6 | 39.9 | 1
3 Revenue Sufficiency | 2021 | 6 | 40 | 1
3 Revenue Sufficiency | 2021 | 6 | 40.3 | 1
3 Revenue Sufficiency | 2021 | 6 | 40.4 | 1
3 Revenue Sufficiency | 2021 | 6 | 40.7 | 2
3 Revenue Sufficiency | 2021 | 6 | 40.8 | 1
3 Revenue Sufficiency | 2021 | 6 | 40.9 | 2
3 Revenue Sufficiency | 2021 | 6 | 41 | 1
3 Revenue Sufficiency | 2021 | 6 | 41.3 | 3
3 Revenue Sufficiency | 2021 | 6 | 41.4 | 3
3 Revenue Sufficiency | 2021 | 6 | 41.6 | 1
3 Revenue Sufficiency | 2021 | 6 | 41.7 | 1
3 Revenue Sufficiency | 2021 | 6 | 41.9 | 3
3 Revenue Sufficiency | 2021 | 6 | 42 | 1
3 Revenue Sufficiency | 2021 | 6 | 42.3 | 4
3 Revenue Sufficiency | 2021 | 6 | 42.7 | 3
3 Revenue Sufficiency | 2021 | 6 | 42.8 | 1
3 Revenue Sufficiency | 2021 | 6 | 42.9 | 1
3 Revenue Sufficiency | 2021 | 6 | 43.2 | 2
3 Revenue Sufficiency | 2021 | 6 | 43.6 | 1
3 Revenue Sufficiency | 2021 | 6 | 43.8 | 1
3 Revenue Sufficiency | 2021 | 6 | 43.9 | 1
3 Revenue Sufficiency | 2021 | 6 | 44.1 | 1
3 Revenue Sufficiency | 2021 | 6 | 44.2 | 1
3 Revenue Sufficiency | 2021 | 6 | 44.4 | 1
3 Revenue Sufficiency | 2021 | 6 | 44.9 | 1
3 Revenue Sufficiency | 2021 | 6 | 45 | 1
3 Revenue Sufficiency | 2021 | 6 | 45.2 | 1
3 Revenue Sufficiency | 2021 | 6 | 45.4 | 1
3 Revenue Sufficiency | 2021 | 6 | 45.6 | 1
3 Revenue Sufficiency | 2021 | 6 | 45.7 | 4
3 Revenue Sufficiency | 2021 | 6 | 46.5 | 2
3 Revenue Sufficiency | 2021 | 6 | 46.6 | 1
3 Revenue Sufficiency | 2021 | 6 | 46.8 | 1
3 Revenue Sufficiency | 2021 | 6 | 46.9 | 1
3 Revenue Sufficiency | 2021 | 6 | 47.1 | 1
3 Revenue Sufficiency | 2021 | 6 | 48 | 2
3 Revenue Sufficiency | 2021 | 6 | 49 | 1
3 Revenue Sufficiency | 2021 | 6 | 49.1 | 1
3 Revenue Sufficiency | 2021 | 6 | 49.8 | 1
3 Revenue Sufficiency | 2021 | 6 | 49.9 | 1
3 Revenue Sufficiency | 2021 | 6 | 50.2 | 2
3 Revenue Sufficiency | 2021 | 6 | 50.6 | 1
3 Revenue Sufficiency | 2021 | 6 | 50.8 | 1
3 Revenue Sufficiency | 2021 | 6 | 50.9 | 1
3 Revenue Sufficiency | 2021 | 6 | 51 | 2
3 Revenue Sufficiency | 2021 | 6 | 51.5 | 1
3 Revenue Sufficiency | 2021 | 6 | 51.7 | 1
3 Revenue Sufficiency | 2021 | 6 | 51.8 | 1
3 Revenue Sufficiency | 2021 | 6 | 52.1 | 2
3 Revenue Sufficiency | 2021 | 6 | 52.2 | 1
3 Revenue Sufficiency | 2021 | 6 | 52.4 | 1
3 Revenue Sufficiency | 2021 | 6 | 53 | 1
3 Revenue Sufficiency | 2021 | 6 | 53.4 | 1
3 Revenue Sufficiency | 2021 | 6 | 53.9 | 1
3 Revenue Sufficiency | 2021 | 6 | 54.4 | 1
3 Revenue Sufficiency | 2021 | 6 | 54.8 | 1
3 Revenue Sufficiency | 2021 | 6 | 54.9 | 1
3 Revenue Sufficiency | 2021 | 6 | 55.3 | 1
3 Revenue Sufficiency | 2021 | 6 | 55.4 | 2
3 Revenue Sufficiency | 2021 | 6 | 55.8 | 1
3 Revenue Sufficiency | 2021 | 6 | 55.9 | 1
3 Revenue Sufficiency | 2021 | 6 | 56.4 | 1
3 Revenue Sufficiency | 2021 | 6 | 57.5 | 1
3 Revenue Sufficiency | 2021 | 6 | 58.9 | 1
3 Revenue Sufficiency | 2021 | 6 | 59.9 | 1
3 Revenue Sufficiency | 2021 | 6 | 60.7 | 1
3 Revenue Sufficiency | 2021 | 6 | 60.9 | 1
3 Revenue Sufficiency | 2021 | 6 | 61.6 | 2
3 Revenue Sufficiency | 2021 | 6 | 65.2 | 1
3 Revenue Sufficiency | 2021 | 6 | 69.3 | 1
3 Revenue Sufficiency | 2021 | 6 | 69.9 | 1
3 Revenue Sufficiency | 2021 | 6 | 80.5 | 1
3 Revenue Sufficiency | 2021 | 6 | 359.5 | 1
3 Revenue Sufficiency | 2021 | 7 | -69 | 1
3 Revenue Sufficiency | 2021 | 7 | -67.5 | 1
3 Revenue Sufficiency | 2021 | 7 | -61.3 | 1
3 Revenue Sufficiency | 2021 | 7 | -60.4 | 1
3 Revenue Sufficiency | 2021 | 7 | -59.9 | 1
3 Revenue Sufficiency | 2021 | 7 | -58.7 | 1
3 Revenue Sufficiency | 2021 | 7 | -57.9 | 1
3 Revenue Sufficiency | 2021 | 7 | -57.8 | 1
3 Revenue Sufficiency | 2021 | 7 | -56.9 | 1
3 Revenue Sufficiency | 2021 | 7 | -55.7 | 1
3 Revenue Sufficiency | 2021 | 7 | -55.1 | 1
3 Revenue Sufficiency | 2021 | 7 | -54.7 | 1
3 Revenue Sufficiency | 2021 | 7 | -52.1 | 1
3 Revenue Sufficiency | 2021 | 7 | -51.8 | 1
3 Revenue Sufficiency | 2021 | 7 | -51.7 | 1
3 Revenue Sufficiency | 2021 | 7 | -50.2 | 1
3 Revenue Sufficiency | 2021 | 7 | -49.8 | 1
3 Revenue Sufficiency | 2021 | 7 | -49.7 | 1
3 Revenue Sufficiency | 2021 | 7 | -48.5 | 1
3 Revenue Sufficiency | 2021 | 7 | -47.6 | 1
3 Revenue Sufficiency | 2021 | 7 | -47.3 | 1
3 Revenue Sufficiency | 2021 | 7 | -46.7 | 1
3 Revenue Sufficiency | 2021 | 7 | -46.6 | 1
3 Revenue Sufficiency | 2021 | 7 | -46.2 | 1
3 Revenue Sufficiency | 2021 | 7 | -45.8 | 1
3 Revenue Sufficiency | 2021 | 7 | -45.7 | 1
3 Revenue Sufficiency | 2021 | 7 | -45.4 | 1
3 Revenue Sufficiency | 2021 | 7 | -45.3 | 1
3 Revenue Sufficiency | 2021 | 7 | -44.9 | 1
3 Revenue Sufficiency | 2021 | 7 | -44.8 | 2
3 Revenue Sufficiency | 2021 | 7 | -44.7 | 2
3 Revenue Sufficiency | 2021 | 7 | -44.3 | 1
3 Revenue Sufficiency | 2021 | 7 | -44.2 | 1
3 Revenue Sufficiency | 2021 | 7 | -44 | 1
3 Revenue Sufficiency | 2021 | 7 | -43.3 | 1
3 Revenue Sufficiency | 2021 | 7 | -43.1 | 1
3 Revenue Sufficiency | 2021 | 7 | -43 | 1
3 Revenue Sufficiency | 2021 | 7 | -42.9 | 1
3 Revenue Sufficiency | 2021 | 7 | -42.6 | 1
3 Revenue Sufficiency | 2021 | 7 | -42 | 2
3 Revenue Sufficiency | 2021 | 7 | -41.4 | 2
3 Revenue Sufficiency | 2021 | 7 | -41 | 2
3 Revenue Sufficiency | 2021 | 7 | -40.9 | 1
3 Revenue Sufficiency | 2021 | 7 | -40.5 | 1
3 Revenue Sufficiency | 2021 | 7 | -40.3 | 2
3 Revenue Sufficiency | 2021 | 7 | -40.2 | 3
3 Revenue Sufficiency | 2021 | 7 | -40.1 | 1
3 Revenue Sufficiency | 2021 | 7 | -40 | 2
3 Revenue Sufficiency | 2021 | 7 | -39.7 | 1
3 Revenue Sufficiency | 2021 | 7 | -39.5 | 2
3 Revenue Sufficiency | 2021 | 7 | -39.4 | 2
3 Revenue Sufficiency | 2021 | 7 | -39.3 | 4
3 Revenue Sufficiency | 2021 | 7 | -39.2 | 1
3 Revenue Sufficiency | 2021 | 7 | -39.1 | 1
3 Revenue Sufficiency | 2021 | 7 | -38.8 | 1
3 Revenue Sufficiency | 2021 | 7 | -38.6 | 2
3 Revenue Sufficiency | 2021 | 7 | -38.3 | 2
3 Revenue Sufficiency | 2021 | 7 | -38.2 | 1
3 Revenue Sufficiency | 2021 | 7 | -38.1 | 1
3 Revenue Sufficiency | 2021 | 7 | -37.8 | 1
3 Revenue Sufficiency | 2021 | 7 | -37.6 | 2
3 Revenue Sufficiency | 2021 | 7 | -37.5 | 2
3 Revenue Sufficiency | 2021 | 7 | -37.4 | 1
3 Revenue Sufficiency | 2021 | 7 | -37.2 | 3
3 Revenue Sufficiency | 2021 | 7 | -37 | 1
3 Revenue Sufficiency | 2021 | 7 | -36.8 | 1
3 Revenue Sufficiency | 2021 | 7 | -36.4 | 1
3 Revenue Sufficiency | 2021 | 7 | -36.1 | 2
3 Revenue Sufficiency | 2021 | 7 | -35.9 | 1
3 Revenue Sufficiency | 2021 | 7 | -35.8 | 1
3 Revenue Sufficiency | 2021 | 7 | -35.7 | 3
3 Revenue Sufficiency | 2021 | 7 | -35.6 | 1
3 Revenue Sufficiency | 2021 | 7 | -35.4 | 2
3 Revenue Sufficiency | 2021 | 7 | -35.3 | 1
3 Revenue Sufficiency | 2021 | 7 | -35.1 | 1
3 Revenue Sufficiency | 2021 | 7 | -35 | 3
3 Revenue Sufficiency | 2021 | 7 | -34.9 | 2
3 Revenue Sufficiency | 2021 | 7 | -34.8 | 1
3 Revenue Sufficiency | 2021 | 7 | -34.7 | 2
3 Revenue Sufficiency | 2021 | 7 | -34.3 | 2
3 Revenue Sufficiency | 2021 | 7 | -34.2 | 1
3 Revenue Sufficiency | 2021 | 7 | -34 | 1
3 Revenue Sufficiency | 2021 | 7 | -33.9 | 1
3 Revenue Sufficiency | 2021 | 7 | -33.8 | 1
3 Revenue Sufficiency | 2021 | 7 | -33.7 | 1
3 Revenue Sufficiency | 2021 | 7 | -33.6 | 1
3 Revenue Sufficiency | 2021 | 7 | -33.2 | 1
3 Revenue Sufficiency | 2021 | 7 | -33.1 | 2
3 Revenue Sufficiency | 2021 | 7 | -33 | 1
3 Revenue Sufficiency | 2021 | 7 | -32.7 | 1
3 Revenue Sufficiency | 2021 | 7 | -32.5 | 1
3 Revenue Sufficiency | 2021 | 7 | -32.4 | 2
3 Revenue Sufficiency | 2021 | 7 | -32.3 | 1
3 Revenue Sufficiency | 2021 | 7 | -32.1 | 2
3 Revenue Sufficiency | 2021 | 7 | -32 | 5
3 Revenue Sufficiency | 2021 | 7 | -31.8 | 2
3 Revenue Sufficiency | 2021 | 7 | -31.6 | 2
3 Revenue Sufficiency | 2021 | 7 | -31.5 | 1
3 Revenue Sufficiency | 2021 | 7 | -31.3 | 2
3 Revenue Sufficiency | 2021 | 7 | -31.2 | 1
3 Revenue Sufficiency | 2021 | 7 | -31.1 | 4
3 Revenue Sufficiency | 2021 | 7 | -31 | 1
3 Revenue Sufficiency | 2021 | 7 | -30.9 | 2
3 Revenue Sufficiency | 2021 | 7 | -30.8 | 3
3 Revenue Sufficiency | 2021 | 7 | -30.7 | 2
3 Revenue Sufficiency | 2021 | 7 | -30.5 | 3
3 Revenue Sufficiency | 2021 | 7 | -30.3 | 4
3 Revenue Sufficiency | 2021 | 7 | -30.2 | 3
3 Revenue Sufficiency | 2021 | 7 | -29.9 | 1
3 Revenue Sufficiency | 2021 | 7 | -29.8 | 1
3 Revenue Sufficiency | 2021 | 7 | -29.7 | 2
3 Revenue Sufficiency | 2021 | 7 | -29.5 | 2
3 Revenue Sufficiency | 2021 | 7 | -29.3 | 3
3 Revenue Sufficiency | 2021 | 7 | -29.2 | 4
3 Revenue Sufficiency | 2021 | 7 | -29.1 | 3
3 Revenue Sufficiency | 2021 | 7 | -29 | 4
3 Revenue Sufficiency | 2021 | 7 | -28.9 | 3
3 Revenue Sufficiency | 2021 | 7 | -28.7 | 1
3 Revenue Sufficiency | 2021 | 7 | -28.4 | 1
3 Revenue Sufficiency | 2021 | 7 | -28.2 | 2
3 Revenue Sufficiency | 2021 | 7 | -28.1 | 2
3 Revenue Sufficiency | 2021 | 7 | -28 | 1
3 Revenue Sufficiency | 2021 | 7 | -27.9 | 1
3 Revenue Sufficiency | 2021 | 7 | -27.7 | 3
3 Revenue Sufficiency | 2021 | 7 | -27.6 | 3
3 Revenue Sufficiency | 2021 | 7 | -27.5 | 1
3 Revenue Sufficiency | 2021 | 7 | -27.4 | 5
3 Revenue Sufficiency | 2021 | 7 | -27.3 | 2
3 Revenue Sufficiency | 2021 | 7 | -27.2 | 3
3 Revenue Sufficiency | 2021 | 7 | -27 | 2
3 Revenue Sufficiency | 2021 | 7 | -26.9 | 3
3 Revenue Sufficiency | 2021 | 7 | -26.8 | 3
3 Revenue Sufficiency | 2021 | 7 | -26.7 | 1
3 Revenue Sufficiency | 2021 | 7 | -26.6 | 4
3 Revenue Sufficiency | 2021 | 7 | -26.5 | 4
3 Revenue Sufficiency | 2021 | 7 | -26.4 | 1
3 Revenue Sufficiency | 2021 | 7 | -26.3 | 2
3 Revenue Sufficiency | 2021 | 7 | -26.2 | 3
3 Revenue Sufficiency | 2021 | 7 | -26 | 2
3 Revenue Sufficiency | 2021 | 7 | -25.9 | 4
3 Revenue Sufficiency | 2021 | 7 | -25.7 | 3
3 Revenue Sufficiency | 2021 | 7 | -25.6 | 1
3 Revenue Sufficiency | 2021 | 7 | -25.5 | 1
3 Revenue Sufficiency | 2021 | 7 | -25.3 | 2
3 Revenue Sufficiency | 2021 | 7 | -25.2 | 4
3 Revenue Sufficiency | 2021 | 7 | -25.1 | 1
3 Revenue Sufficiency | 2021 | 7 | -24.8 | 2
3 Revenue Sufficiency | 2021 | 7 | -24.7 | 6
3 Revenue Sufficiency | 2021 | 7 | -24.6 | 1
3 Revenue Sufficiency | 2021 | 7 | -24.5 | 1
3 Revenue Sufficiency | 2021 | 7 | -24.4 | 4
3 Revenue Sufficiency | 2021 | 7 | -24.2 | 5
3 Revenue Sufficiency | 2021 | 7 | -24.1 | 2
3 Revenue Sufficiency | 2021 | 7 | -24 | 2
3 Revenue Sufficiency | 2021 | 7 | -23.9 | 2
3 Revenue Sufficiency | 2021 | 7 | -23.8 | 3
3 Revenue Sufficiency | 2021 | 7 | -23.7 | 2
3 Revenue Sufficiency | 2021 | 7 | -23.6 | 1
3 Revenue Sufficiency | 2021 | 7 | -23.5 | 3
3 Revenue Sufficiency | 2021 | 7 | -23.4 | 3
3 Revenue Sufficiency | 2021 | 7 | -23.3 | 1
3 Revenue Sufficiency | 2021 | 7 | -23.2 | 3
3 Revenue Sufficiency | 2021 | 7 | -23.1 | 3
3 Revenue Sufficiency | 2021 | 7 | -23 | 2
3 Revenue Sufficiency | 2021 | 7 | -22.9 | 1
3 Revenue Sufficiency | 2021 | 7 | -22.8 | 1
3 Revenue Sufficiency | 2021 | 7 | -22.7 | 1
3 Revenue Sufficiency | 2021 | 7 | -22.6 | 2
3 Revenue Sufficiency | 2021 | 7 | -22.5 | 1
3 Revenue Sufficiency | 2021 | 7 | -22.4 | 1
3 Revenue Sufficiency | 2021 | 7 | -22.3 | 3
3 Revenue Sufficiency | 2021 | 7 | -22.2 | 2
3 Revenue Sufficiency | 2021 | 7 | -22.1 | 3
3 Revenue Sufficiency | 2021 | 7 | -22 | 2
3 Revenue Sufficiency | 2021 | 7 | -21.9 | 4
3 Revenue Sufficiency | 2021 | 7 | -21.8 | 1
3 Revenue Sufficiency | 2021 | 7 | -21.7 | 3
3 Revenue Sufficiency | 2021 | 7 | -21.5 | 6
3 Revenue Sufficiency | 2021 | 7 | -21.4 | 4
3 Revenue Sufficiency | 2021 | 7 | -21.3 | 5
3 Revenue Sufficiency | 2021 | 7 | -21.2 | 1
3 Revenue Sufficiency | 2021 | 7 | -21.1 | 2
3 Revenue Sufficiency | 2021 | 7 | -21 | 2
3 Revenue Sufficiency | 2021 | 7 | -20.9 | 3
3 Revenue Sufficiency | 2021 | 7 | -20.8 | 3
3 Revenue Sufficiency | 2021 | 7 | -20.7 | 5
3 Revenue Sufficiency | 2021 | 7 | -20.6 | 3
3 Revenue Sufficiency | 2021 | 7 | -20.5 | 3
3 Revenue Sufficiency | 2021 | 7 | -20.4 | 2
3 Revenue Sufficiency | 2021 | 7 | -20.3 | 2
3 Revenue Sufficiency | 2021 | 7 | -20.1 | 1
3 Revenue Sufficiency | 2021 | 7 | -20 | 3
3 Revenue Sufficiency | 2021 | 7 | -19.9 | 1
3 Revenue Sufficiency | 2021 | 7 | -19.8 | 2
3 Revenue Sufficiency | 2021 | 7 | -19.6 | 2
3 Revenue Sufficiency | 2021 | 7 | -19.5 | 2
3 Revenue Sufficiency | 2021 | 7 | -19.4 | 2
3 Revenue Sufficiency | 2021 | 7 | -19.2 | 2
3 Revenue Sufficiency | 2021 | 7 | -19.1 | 4
3 Revenue Sufficiency | 2021 | 7 | -19 | 2
3 Revenue Sufficiency | 2021 | 7 | -18.9 | 1
3 Revenue Sufficiency | 2021 | 7 | -18.8 | 5
3 Revenue Sufficiency | 2021 | 7 | -18.7 | 2
3 Revenue Sufficiency | 2021 | 7 | -18.6 | 3
3 Revenue Sufficiency | 2021 | 7 | -18.5 | 5
3 Revenue Sufficiency | 2021 | 7 | -18.4 | 2
3 Revenue Sufficiency | 2021 | 7 | -18.3 | 2
3 Revenue Sufficiency | 2021 | 7 | -18.2 | 2
3 Revenue Sufficiency | 2021 | 7 | -18.1 | 1
3 Revenue Sufficiency | 2021 | 7 | -18 | 3
3 Revenue Sufficiency | 2021 | 7 | -17.9 | 1
3 Revenue Sufficiency | 2021 | 7 | -17.8 | 3
3 Revenue Sufficiency | 2021 | 7 | -17.7 | 1
3 Revenue Sufficiency | 2021 | 7 | -17.6 | 3
3 Revenue Sufficiency | 2021 | 7 | -17.5 | 5
3 Revenue Sufficiency | 2021 | 7 | -17.4 | 2
3 Revenue Sufficiency | 2021 | 7 | -17.3 | 4
3 Revenue Sufficiency | 2021 | 7 | -17.2 | 2
3 Revenue Sufficiency | 2021 | 7 | -17.1 | 1
3 Revenue Sufficiency | 2021 | 7 | -17 | 5
3 Revenue Sufficiency | 2021 | 7 | -16.9 | 5
3 Revenue Sufficiency | 2021 | 7 | -16.8 | 5
3 Revenue Sufficiency | 2021 | 7 | -16.7 | 4
3 Revenue Sufficiency | 2021 | 7 | -16.6 | 1
3 Revenue Sufficiency | 2021 | 7 | -16.5 | 1
3 Revenue Sufficiency | 2021 | 7 | -16.4 | 1
3 Revenue Sufficiency | 2021 | 7 | -16.3 | 3
3 Revenue Sufficiency | 2021 | 7 | -16.2 | 1
3 Revenue Sufficiency | 2021 | 7 | -16.1 | 4
3 Revenue Sufficiency | 2021 | 7 | -16 | 3
3 Revenue Sufficiency | 2021 | 7 | -15.9 | 3
3 Revenue Sufficiency | 2021 | 7 | -15.8 | 5
3 Revenue Sufficiency | 2021 | 7 | -15.7 | 3
3 Revenue Sufficiency | 2021 | 7 | -15.6 | 2
3 Revenue Sufficiency | 2021 | 7 | -15.5 | 2
3 Revenue Sufficiency | 2021 | 7 | -15.4 | 1
3 Revenue Sufficiency | 2021 | 7 | -15.3 | 3
3 Revenue Sufficiency | 2021 | 7 | -15.2 | 3
3 Revenue Sufficiency | 2021 | 7 | -15.1 | 2
3 Revenue Sufficiency | 2021 | 7 | -15 | 4
3 Revenue Sufficiency | 2021 | 7 | -14.9 | 2
3 Revenue Sufficiency | 2021 | 7 | -14.8 | 3
3 Revenue Sufficiency | 2021 | 7 | -14.7 | 3
3 Revenue Sufficiency | 2021 | 7 | -14.6 | 1
3 Revenue Sufficiency | 2021 | 7 | -14.5 | 1
3 Revenue Sufficiency | 2021 | 7 | -14.4 | 6
3 Revenue Sufficiency | 2021 | 7 | -14.3 | 3
3 Revenue Sufficiency | 2021 | 7 | -14.2 | 4
3 Revenue Sufficiency | 2021 | 7 | -14 | 1
3 Revenue Sufficiency | 2021 | 7 | -13.9 | 5
3 Revenue Sufficiency | 2021 | 7 | -13.8 | 4
3 Revenue Sufficiency | 2021 | 7 | -13.7 | 2
3 Revenue Sufficiency | 2021 | 7 | -13.6 | 3
3 Revenue Sufficiency | 2021 | 7 | -13.5 | 4
3 Revenue Sufficiency | 2021 | 7 | -13.4 | 4
3 Revenue Sufficiency | 2021 | 7 | -13.3 | 4
3 Revenue Sufficiency | 2021 | 7 | -13.2 | 2
3 Revenue Sufficiency | 2021 | 7 | -13 | 1
3 Revenue Sufficiency | 2021 | 7 | -12.9 | 7
3 Revenue Sufficiency | 2021 | 7 | -12.8 | 3
3 Revenue Sufficiency | 2021 | 7 | -12.7 | 2
3 Revenue Sufficiency | 2021 | 7 | -12.6 | 1
3 Revenue Sufficiency | 2021 | 7 | -12.5 | 2
3 Revenue Sufficiency | 2021 | 7 | -12.4 | 2
3 Revenue Sufficiency | 2021 | 7 | -12.3 | 1
3 Revenue Sufficiency | 2021 | 7 | -12.2 | 2
3 Revenue Sufficiency | 2021 | 7 | -12.1 | 1
3 Revenue Sufficiency | 2021 | 7 | -12 | 5
3 Revenue Sufficiency | 2021 | 7 | -11.9 | 3
3 Revenue Sufficiency | 2021 | 7 | -11.7 | 4
3 Revenue Sufficiency | 2021 | 7 | -11.6 | 2
3 Revenue Sufficiency | 2021 | 7 | -11.5 | 6
3 Revenue Sufficiency | 2021 | 7 | -11.3 | 2
3 Revenue Sufficiency | 2021 | 7 | -11.2 | 2
3 Revenue Sufficiency | 2021 | 7 | -11.1 | 1
3 Revenue Sufficiency | 2021 | 7 | -11 | 1
3 Revenue Sufficiency | 2021 | 7 | -10.9 | 2
3 Revenue Sufficiency | 2021 | 7 | -10.7 | 1
3 Revenue Sufficiency | 2021 | 7 | -10.5 | 1
3 Revenue Sufficiency | 2021 | 7 | -10.4 | 3
3 Revenue Sufficiency | 2021 | 7 | -10.3 | 1
3 Revenue Sufficiency | 2021 | 7 | -10.2 | 2
3 Revenue Sufficiency | 2021 | 7 | -10.1 | 4
3 Revenue Sufficiency | 2021 | 7 | -10 | 3
3 Revenue Sufficiency | 2021 | 7 | -9.8 | 1
3 Revenue Sufficiency | 2021 | 7 | -9.6 | 5
3 Revenue Sufficiency | 2021 | 7 | -9.4 | 2
3 Revenue Sufficiency | 2021 | 7 | -9.2 | 1
3 Revenue Sufficiency | 2021 | 7 | -9.1 | 2
3 Revenue Sufficiency | 2021 | 7 | -9 | 1
3 Revenue Sufficiency | 2021 | 7 | -8.9 | 1
3 Revenue Sufficiency | 2021 | 7 | -8.8 | 3
3 Revenue Sufficiency | 2021 | 7 | -8.7 | 1
3 Revenue Sufficiency | 2021 | 7 | -8.6 | 1
3 Revenue Sufficiency | 2021 | 7 | -8.5 | 2
3 Revenue Sufficiency | 2021 | 7 | -8.4 | 2
3 Revenue Sufficiency | 2021 | 7 | -8.2 | 1
3 Revenue Sufficiency | 2021 | 7 | -7.8 | 1
3 Revenue Sufficiency | 2021 | 7 | -7.6 | 1
3 Revenue Sufficiency | 2021 | 7 | -7.4 | 1
3 Revenue Sufficiency | 2021 | 7 | -7.3 | 1
3 Revenue Sufficiency | 2021 | 7 | -7.2 | 1
3 Revenue Sufficiency | 2021 | 7 | -7.1 | 1
3 Revenue Sufficiency | 2021 | 7 | -6.9 | 1
3 Revenue Sufficiency | 2021 | 7 | -6.8 | 1
3 Revenue Sufficiency | 2021 | 7 | -6.7 | 1
3 Revenue Sufficiency | 2021 | 7 | -6.6 | 3
3 Revenue Sufficiency | 2021 | 7 | -6.4 | 1
3 Revenue Sufficiency | 2021 | 7 | -6.2 | 1
3 Revenue Sufficiency | 2021 | 7 | -5.9 | 1
3 Revenue Sufficiency | 2021 | 7 | -5.2 | 1
3 Revenue Sufficiency | 2021 | 7 | -5.1 | 1
3 Revenue Sufficiency | 2021 | 7 | -5 | 1
3 Revenue Sufficiency | 2021 | 7 | -4.9 | 1
3 Revenue Sufficiency | 2021 | 7 | -4.8 | 1
3 Revenue Sufficiency | 2021 | 7 | -4.5 | 1
3 Revenue Sufficiency | 2021 | 7 | -4.4 | 1
3 Revenue Sufficiency | 2021 | 7 | -4.3 | 1
3 Revenue Sufficiency | 2021 | 7 | -4.2 | 1
3 Revenue Sufficiency | 2021 | 7 | -4.1 | 1
3 Revenue Sufficiency | 2021 | 7 | -3.8 | 1
3 Revenue Sufficiency | 2021 | 7 | -3.5 | 1
3 Revenue Sufficiency | 2021 | 7 | -3.4 | 2
3 Revenue Sufficiency | 2021 | 7 | -3.3 | 1
3 Revenue Sufficiency | 2021 | 7 | -3.1 | 2
3 Revenue Sufficiency | 2021 | 7 | -2.5 | 1
3 Revenue Sufficiency | 2021 | 7 | -2.2 | 1
3 Revenue Sufficiency | 2021 | 7 | -1.9 | 1
3 Revenue Sufficiency | 2021 | 7 | -1.5 | 1
3 Revenue Sufficiency | 2021 | 7 | 0 | 1
3 Revenue Sufficiency | 2021 | 7 | 0.3 | 1
3 Revenue Sufficiency | 2021 | 7 | 2.1 | 1
3 Revenue Sufficiency | 2021 | 7 | 2.3 | 1
3 Revenue Sufficiency | 2021 | 7 | 3.1 | 1
3 Revenue Sufficiency | 2021 | 7 | 4 | 1
3 Revenue Sufficiency | 2021 | 7 | 4.4 | 1
3 Revenue Sufficiency | 2021 | 7 | 4.5 | 1
3 Revenue Sufficiency | 2021 | 7 | 5 | 1
3 Revenue Sufficiency | 2021 | 7 | 5.1 | 1
3 Revenue Sufficiency | 2021 | 7 | 5.3 | 1
3 Revenue Sufficiency | 2021 | 7 | 5.4 | 1
3 Revenue Sufficiency | 2021 | 7 | 5.6 | 1
3 Revenue Sufficiency | 2021 | 7 | 6 | 1
3 Revenue Sufficiency | 2021 | 7 | 6.1 | 1
3 Revenue Sufficiency | 2021 | 7 | 6.4 | 2
3 Revenue Sufficiency | 2021 | 7 | 6.5 | 1
3 Revenue Sufficiency | 2021 | 7 | 6.8 | 1
3 Revenue Sufficiency | 2021 | 7 | 7 | 1
3 Revenue Sufficiency | 2021 | 7 | 7.1 | 2
3 Revenue Sufficiency | 2021 | 7 | 7.2 | 1
3 Revenue Sufficiency | 2021 | 7 | 7.3 | 1
3 Revenue Sufficiency | 2021 | 7 | 7.4 | 1
3 Revenue Sufficiency | 2021 | 7 | 7.5 | 1
3 Revenue Sufficiency | 2021 | 7 | 7.6 | 3
3 Revenue Sufficiency | 2021 | 7 | 7.7 | 1
3 Revenue Sufficiency | 2021 | 7 | 7.8 | 1
3 Revenue Sufficiency | 2021 | 7 | 7.9 | 1
3 Revenue Sufficiency | 2021 | 7 | 8 | 1
3 Revenue Sufficiency | 2021 | 7 | 8.1 | 3
3 Revenue Sufficiency | 2021 | 7 | 8.2 | 1
3 Revenue Sufficiency | 2021 | 7 | 8.4 | 1
3 Revenue Sufficiency | 2021 | 7 | 8.6 | 1
3 Revenue Sufficiency | 2021 | 7 | 8.7 | 1
3 Revenue Sufficiency | 2021 | 7 | 8.8 | 1
3 Revenue Sufficiency | 2021 | 7 | 8.9 | 1
3 Revenue Sufficiency | 2021 | 7 | 9 | 4
3 Revenue Sufficiency | 2021 | 7 | 9.1 | 1
3 Revenue Sufficiency | 2021 | 7 | 9.2 | 1
3 Revenue Sufficiency | 2021 | 7 | 9.3 | 4
3 Revenue Sufficiency | 2021 | 7 | 9.6 | 3
3 Revenue Sufficiency | 2021 | 7 | 9.7 | 3
3 Revenue Sufficiency | 2021 | 7 | 9.8 | 3
3 Revenue Sufficiency | 2021 | 7 | 9.9 | 1
3 Revenue Sufficiency | 2021 | 7 | 10 | 1
3 Revenue Sufficiency | 2021 | 7 | 10.1 | 1
3 Revenue Sufficiency | 2021 | 7 | 10.2 | 1
3 Revenue Sufficiency | 2021 | 7 | 10.3 | 2
3 Revenue Sufficiency | 2021 | 7 | 10.4 | 2
3 Revenue Sufficiency | 2021 | 7 | 10.5 | 1
3 Revenue Sufficiency | 2021 | 7 | 10.6 | 1
3 Revenue Sufficiency | 2021 | 7 | 10.7 | 1
3 Revenue Sufficiency | 2021 | 7 | 10.8 | 3
3 Revenue Sufficiency | 2021 | 7 | 10.9 | 6
3 Revenue Sufficiency | 2021 | 7 | 11 | 1
3 Revenue Sufficiency | 2021 | 7 | 11.1 | 7
3 Revenue Sufficiency | 2021 | 7 | 11.2 | 1
3 Revenue Sufficiency | 2021 | 7 | 11.3 | 4
3 Revenue Sufficiency | 2021 | 7 | 11.4 | 1
3 Revenue Sufficiency | 2021 | 7 | 11.5 | 3
3 Revenue Sufficiency | 2021 | 7 | 11.7 | 1
3 Revenue Sufficiency | 2021 | 7 | 11.8 | 1
3 Revenue Sufficiency | 2021 | 7 | 11.9 | 1
3 Revenue Sufficiency | 2021 | 7 | 12 | 4
3 Revenue Sufficiency | 2021 | 7 | 12.1 | 2
3 Revenue Sufficiency | 2021 | 7 | 12.2 | 5
3 Revenue Sufficiency | 2021 | 7 | 12.3 | 1
3 Revenue Sufficiency | 2021 | 7 | 12.5 | 4
3 Revenue Sufficiency | 2021 | 7 | 12.8 | 3
3 Revenue Sufficiency | 2021 | 7 | 13 | 3
3 Revenue Sufficiency | 2021 | 7 | 13.1 | 3
3 Revenue Sufficiency | 2021 | 7 | 13.2 | 2
3 Revenue Sufficiency | 2021 | 7 | 13.3 | 3
3 Revenue Sufficiency | 2021 | 7 | 13.4 | 1
3 Revenue Sufficiency | 2021 | 7 | 13.5 | 3
3 Revenue Sufficiency | 2021 | 7 | 13.6 | 3
3 Revenue Sufficiency | 2021 | 7 | 13.7 | 3
3 Revenue Sufficiency | 2021 | 7 | 13.8 | 4
3 Revenue Sufficiency | 2021 | 7 | 13.9 | 1
3 Revenue Sufficiency | 2021 | 7 | 14 | 1
3 Revenue Sufficiency | 2021 | 7 | 14.1 | 1
3 Revenue Sufficiency | 2021 | 7 | 14.2 | 3
3 Revenue Sufficiency | 2021 | 7 | 14.3 | 1
3 Revenue Sufficiency | 2021 | 7 | 14.4 | 1
3 Revenue Sufficiency | 2021 | 7 | 14.5 | 3
3 Revenue Sufficiency | 2021 | 7 | 14.6 | 1
3 Revenue Sufficiency | 2021 | 7 | 14.7 | 1
3 Revenue Sufficiency | 2021 | 7 | 14.8 | 3
3 Revenue Sufficiency | 2021 | 7 | 14.9 | 2
3 Revenue Sufficiency | 2021 | 7 | 15 | 5
3 Revenue Sufficiency | 2021 | 7 | 15.2 | 4
3 Revenue Sufficiency | 2021 | 7 | 15.3 | 4
3 Revenue Sufficiency | 2021 | 7 | 15.4 | 1
3 Revenue Sufficiency | 2021 | 7 | 15.5 | 1
3 Revenue Sufficiency | 2021 | 7 | 15.6 | 4
3 Revenue Sufficiency | 2021 | 7 | 15.7 | 4
3 Revenue Sufficiency | 2021 | 7 | 15.8 | 1
3 Revenue Sufficiency | 2021 | 7 | 15.9 | 3
3 Revenue Sufficiency | 2021 | 7 | 16 | 1
3 Revenue Sufficiency | 2021 | 7 | 16.1 | 1
3 Revenue Sufficiency | 2021 | 7 | 16.2 | 2
3 Revenue Sufficiency | 2021 | 7 | 16.3 | 6
3 Revenue Sufficiency | 2021 | 7 | 16.4 | 2
3 Revenue Sufficiency | 2021 | 7 | 16.5 | 3
3 Revenue Sufficiency | 2021 | 7 | 16.6 | 4
3 Revenue Sufficiency | 2021 | 7 | 16.7 | 1
3 Revenue Sufficiency | 2021 | 7 | 16.8 | 3
3 Revenue Sufficiency | 2021 | 7 | 16.9 | 1
3 Revenue Sufficiency | 2021 | 7 | 17 | 4
3 Revenue Sufficiency | 2021 | 7 | 17.1 | 1
3 Revenue Sufficiency | 2021 | 7 | 17.2 | 2
3 Revenue Sufficiency | 2021 | 7 | 17.3 | 2
3 Revenue Sufficiency | 2021 | 7 | 17.4 | 1
3 Revenue Sufficiency | 2021 | 7 | 17.5 | 4
3 Revenue Sufficiency | 2021 | 7 | 17.6 | 4
3 Revenue Sufficiency | 2021 | 7 | 17.7 | 2
3 Revenue Sufficiency | 2021 | 7 | 17.8 | 3
3 Revenue Sufficiency | 2021 | 7 | 17.9 | 4
3 Revenue Sufficiency | 2021 | 7 | 18 | 3
3 Revenue Sufficiency | 2021 | 7 | 18.1 | 5
3 Revenue Sufficiency | 2021 | 7 | 18.2 | 2
3 Revenue Sufficiency | 2021 | 7 | 18.4 | 4
3 Revenue Sufficiency | 2021 | 7 | 18.5 | 3
3 Revenue Sufficiency | 2021 | 7 | 18.6 | 1
3 Revenue Sufficiency | 2021 | 7 | 18.7 | 3
3 Revenue Sufficiency | 2021 | 7 | 18.8 | 3
3 Revenue Sufficiency | 2021 | 7 | 18.9 | 2
3 Revenue Sufficiency | 2021 | 7 | 19 | 4
3 Revenue Sufficiency | 2021 | 7 | 19.2 | 5
3 Revenue Sufficiency | 2021 | 7 | 19.3 | 3
3 Revenue Sufficiency | 2021 | 7 | 19.4 | 4
3 Revenue Sufficiency | 2021 | 7 | 19.5 | 3
3 Revenue Sufficiency | 2021 | 7 | 19.6 | 5
3 Revenue Sufficiency | 2021 | 7 | 19.7 | 1
3 Revenue Sufficiency | 2021 | 7 | 19.8 | 1
3 Revenue Sufficiency | 2021 | 7 | 19.9 | 3
3 Revenue Sufficiency | 2021 | 7 | 20 | 1
3 Revenue Sufficiency | 2021 | 7 | 20.1 | 3
3 Revenue Sufficiency | 2021 | 7 | 20.2 | 3
3 Revenue Sufficiency | 2021 | 7 | 20.3 | 3
3 Revenue Sufficiency | 2021 | 7 | 20.4 | 4
3 Revenue Sufficiency | 2021 | 7 | 20.5 | 1
3 Revenue Sufficiency | 2021 | 7 | 20.7 | 2
3 Revenue Sufficiency | 2021 | 7 | 20.8 | 4
3 Revenue Sufficiency | 2021 | 7 | 20.9 | 2
3 Revenue Sufficiency | 2021 | 7 | 21 | 1
3 Revenue Sufficiency | 2021 | 7 | 21.1 | 3
3 Revenue Sufficiency | 2021 | 7 | 21.2 | 2
3 Revenue Sufficiency | 2021 | 7 | 21.3 | 1
3 Revenue Sufficiency | 2021 | 7 | 21.4 | 9
3 Revenue Sufficiency | 2021 | 7 | 21.5 | 4
3 Revenue Sufficiency | 2021 | 7 | 21.7 | 3
3 Revenue Sufficiency | 2021 | 7 | 21.8 | 2
3 Revenue Sufficiency | 2021 | 7 | 21.9 | 4
3 Revenue Sufficiency | 2021 | 7 | 22 | 5
3 Revenue Sufficiency | 2021 | 7 | 22.1 | 8
3 Revenue Sufficiency | 2021 | 7 | 22.2 | 4
3 Revenue Sufficiency | 2021 | 7 | 22.3 | 3
3 Revenue Sufficiency | 2021 | 7 | 22.4 | 2
3 Revenue Sufficiency | 2021 | 7 | 22.5 | 4
3 Revenue Sufficiency | 2021 | 7 | 22.6 | 3
3 Revenue Sufficiency | 2021 | 7 | 22.7 | 2
3 Revenue Sufficiency | 2021 | 7 | 22.8 | 2
3 Revenue Sufficiency | 2021 | 7 | 22.9 | 2
3 Revenue Sufficiency | 2021 | 7 | 23 | 3
3 Revenue Sufficiency | 2021 | 7 | 23.2 | 1
3 Revenue Sufficiency | 2021 | 7 | 23.3 | 4
3 Revenue Sufficiency | 2021 | 7 | 23.5 | 2
3 Revenue Sufficiency | 2021 | 7 | 23.6 | 1
3 Revenue Sufficiency | 2021 | 7 | 23.7 | 1
3 Revenue Sufficiency | 2021 | 7 | 23.8 | 2
3 Revenue Sufficiency | 2021 | 7 | 23.9 | 3
3 Revenue Sufficiency | 2021 | 7 | 24 | 5
3 Revenue Sufficiency | 2021 | 7 | 24.1 | 1
3 Revenue Sufficiency | 2021 | 7 | 24.2 | 1
3 Revenue Sufficiency | 2021 | 7 | 24.3 | 4
3 Revenue Sufficiency | 2021 | 7 | 24.4 | 3
3 Revenue Sufficiency | 2021 | 7 | 24.5 | 2
3 Revenue Sufficiency | 2021 | 7 | 24.6 | 5
3 Revenue Sufficiency | 2021 | 7 | 24.7 | 3
3 Revenue Sufficiency | 2021 | 7 | 24.8 | 6
3 Revenue Sufficiency | 2021 | 7 | 24.9 | 3
3 Revenue Sufficiency | 2021 | 7 | 25 | 3
3 Revenue Sufficiency | 2021 | 7 | 25.1 | 4
3 Revenue Sufficiency | 2021 | 7 | 25.2 | 4
3 Revenue Sufficiency | 2021 | 7 | 25.4 | 4
3 Revenue Sufficiency | 2021 | 7 | 25.5 | 2
3 Revenue Sufficiency | 2021 | 7 | 25.6 | 4
3 Revenue Sufficiency | 2021 | 7 | 25.7 | 3
3 Revenue Sufficiency | 2021 | 7 | 25.8 | 1
3 Revenue Sufficiency | 2021 | 7 | 25.9 | 1
3 Revenue Sufficiency | 2021 | 7 | 26 | 2
3 Revenue Sufficiency | 2021 | 7 | 26.1 | 1
3 Revenue Sufficiency | 2021 | 7 | 26.2 | 2
3 Revenue Sufficiency | 2021 | 7 | 26.3 | 3
3 Revenue Sufficiency | 2021 | 7 | 26.4 | 1
3 Revenue Sufficiency | 2021 | 7 | 26.5 | 2
3 Revenue Sufficiency | 2021 | 7 | 26.6 | 1
3 Revenue Sufficiency | 2021 | 7 | 26.8 | 1
3 Revenue Sufficiency | 2021 | 7 | 26.9 | 3
3 Revenue Sufficiency | 2021 | 7 | 27 | 3
3 Revenue Sufficiency | 2021 | 7 | 27.1 | 3
3 Revenue Sufficiency | 2021 | 7 | 27.2 | 2
3 Revenue Sufficiency | 2021 | 7 | 27.3 | 1
3 Revenue Sufficiency | 2021 | 7 | 27.4 | 4
3 Revenue Sufficiency | 2021 | 7 | 27.5 | 2
3 Revenue Sufficiency | 2021 | 7 | 27.6 | 1
3 Revenue Sufficiency | 2021 | 7 | 27.7 | 2
3 Revenue Sufficiency | 2021 | 7 | 27.8 | 1
3 Revenue Sufficiency | 2021 | 7 | 28 | 5
3 Revenue Sufficiency | 2021 | 7 | 28.1 | 1
3 Revenue Sufficiency | 2021 | 7 | 28.2 | 3
3 Revenue Sufficiency | 2021 | 7 | 28.3 | 2
3 Revenue Sufficiency | 2021 | 7 | 28.4 | 2
3 Revenue Sufficiency | 2021 | 7 | 28.5 | 4
3 Revenue Sufficiency | 2021 | 7 | 28.6 | 2
3 Revenue Sufficiency | 2021 | 7 | 28.7 | 1
3 Revenue Sufficiency | 2021 | 7 | 28.8 | 1
3 Revenue Sufficiency | 2021 | 7 | 28.9 | 2
3 Revenue Sufficiency | 2021 | 7 | 29 | 2
3 Revenue Sufficiency | 2021 | 7 | 29.1 | 2
3 Revenue Sufficiency | 2021 | 7 | 29.2 | 2
3 Revenue Sufficiency | 2021 | 7 | 29.4 | 1
3 Revenue Sufficiency | 2021 | 7 | 29.5 | 1
3 Revenue Sufficiency | 2021 | 7 | 29.6 | 2
3 Revenue Sufficiency | 2021 | 7 | 29.7 | 1
3 Revenue Sufficiency | 2021 | 7 | 29.8 | 1
3 Revenue Sufficiency | 2021 | 7 | 29.9 | 2
3 Revenue Sufficiency | 2021 | 7 | 30 | 2
3 Revenue Sufficiency | 2021 | 7 | 30.2 | 2
3 Revenue Sufficiency | 2021 | 7 | 30.3 | 3
3 Revenue Sufficiency | 2021 | 7 | 30.4 | 2
3 Revenue Sufficiency | 2021 | 7 | 30.5 | 2
3 Revenue Sufficiency | 2021 | 7 | 30.6 | 2
3 Revenue Sufficiency | 2021 | 7 | 30.8 | 3
3 Revenue Sufficiency | 2021 | 7 | 30.9 | 4
3 Revenue Sufficiency | 2021 | 7 | 31 | 1
3 Revenue Sufficiency | 2021 | 7 | 31.1 | 2
3 Revenue Sufficiency | 2021 | 7 | 31.2 | 2
3 Revenue Sufficiency | 2021 | 7 | 31.3 | 1
3 Revenue Sufficiency | 2021 | 7 | 31.4 | 1
3 Revenue Sufficiency | 2021 | 7 | 31.5 | 2
3 Revenue Sufficiency | 2021 | 7 | 31.6 | 3
3 Revenue Sufficiency | 2021 | 7 | 31.7 | 1
3 Revenue Sufficiency | 2021 | 7 | 31.8 | 3
3 Revenue Sufficiency | 2021 | 7 | 31.9 | 1
3 Revenue Sufficiency | 2021 | 7 | 32 | 3
3 Revenue Sufficiency | 2021 | 7 | 32.1 | 2
3 Revenue Sufficiency | 2021 | 7 | 32.2 | 2
3 Revenue Sufficiency | 2021 | 7 | 32.3 | 2
3 Revenue Sufficiency | 2021 | 7 | 32.4 | 1
3 Revenue Sufficiency | 2021 | 7 | 32.6 | 1
3 Revenue Sufficiency | 2021 | 7 | 32.8 | 3
3 Revenue Sufficiency | 2021 | 7 | 33.3 | 1
3 Revenue Sufficiency | 2021 | 7 | 33.4 | 1
3 Revenue Sufficiency | 2021 | 7 | 33.6 | 2
3 Revenue Sufficiency | 2021 | 7 | 34.1 | 1
3 Revenue Sufficiency | 2021 | 7 | 34.3 | 1
3 Revenue Sufficiency | 2021 | 7 | 34.4 | 2
3 Revenue Sufficiency | 2021 | 7 | 34.5 | 2
3 Revenue Sufficiency | 2021 | 7 | 34.6 | 1
3 Revenue Sufficiency | 2021 | 7 | 34.7 | 4
3 Revenue Sufficiency | 2021 | 7 | 34.8 | 1
3 Revenue Sufficiency | 2021 | 7 | 34.9 | 1
3 Revenue Sufficiency | 2021 | 7 | 35.1 | 1
3 Revenue Sufficiency | 2021 | 7 | 35.6 | 1
3 Revenue Sufficiency | 2021 | 7 | 35.8 | 2
3 Revenue Sufficiency | 2021 | 7 | 36.1 | 2
3 Revenue Sufficiency | 2021 | 7 | 36.2 | 1
3 Revenue Sufficiency | 2021 | 7 | 36.3 | 3
3 Revenue Sufficiency | 2021 | 7 | 36.4 | 3
3 Revenue Sufficiency | 2021 | 7 | 36.5 | 1
3 Revenue Sufficiency | 2021 | 7 | 36.6 | 1
3 Revenue Sufficiency | 2021 | 7 | 36.7 | 1
3 Revenue Sufficiency | 2021 | 7 | 36.8 | 1
3 Revenue Sufficiency | 2021 | 7 | 37.1 | 2
3 Revenue Sufficiency | 2021 | 7 | 37.2 | 2
3 Revenue Sufficiency | 2021 | 7 | 37.6 | 3
3 Revenue Sufficiency | 2021 | 7 | 37.7 | 2
3 Revenue Sufficiency | 2021 | 7 | 38 | 2
3 Revenue Sufficiency | 2021 | 7 | 38.1 | 1
3 Revenue Sufficiency | 2021 | 7 | 38.2 | 1
3 Revenue Sufficiency | 2021 | 7 | 38.3 | 2
3 Revenue Sufficiency | 2021 | 7 | 38.4 | 1
3 Revenue Sufficiency | 2021 | 7 | 38.7 | 1
3 Revenue Sufficiency | 2021 | 7 | 38.9 | 1
3 Revenue Sufficiency | 2021 | 7 | 39 | 2
3 Revenue Sufficiency | 2021 | 7 | 39.1 | 1
3 Revenue Sufficiency | 2021 | 7 | 39.2 | 2
3 Revenue Sufficiency | 2021 | 7 | 39.4 | 3
3 Revenue Sufficiency | 2021 | 7 | 39.5 | 1
3 Revenue Sufficiency | 2021 | 7 | 39.6 | 3
3 Revenue Sufficiency | 2021 | 7 | 39.7 | 1
3 Revenue Sufficiency | 2021 | 7 | 39.8 | 3
3 Revenue Sufficiency | 2021 | 7 | 40.4 | 1
3 Revenue Sufficiency | 2021 | 7 | 40.6 | 1
3 Revenue Sufficiency | 2021 | 7 | 41 | 2
3 Revenue Sufficiency | 2021 | 7 | 41.1 | 2
3 Revenue Sufficiency | 2021 | 7 | 41.2 | 2
3 Revenue Sufficiency | 2021 | 7 | 41.3 | 1
3 Revenue Sufficiency | 2021 | 7 | 41.4 | 2
3 Revenue Sufficiency | 2021 | 7 | 41.5 | 1
3 Revenue Sufficiency | 2021 | 7 | 42 | 1
3 Revenue Sufficiency | 2021 | 7 | 42.2 | 2
3 Revenue Sufficiency | 2021 | 7 | 42.3 | 1
3 Revenue Sufficiency | 2021 | 7 | 42.4 | 2
3 Revenue Sufficiency | 2021 | 7 | 42.6 | 2
3 Revenue Sufficiency | 2021 | 7 | 42.7 | 1
3 Revenue Sufficiency | 2021 | 7 | 42.8 | 2
3 Revenue Sufficiency | 2021 | 7 | 43 | 1
3 Revenue Sufficiency | 2021 | 7 | 43.4 | 3
3 Revenue Sufficiency | 2021 | 7 | 43.6 | 1
3 Revenue Sufficiency | 2021 | 7 | 43.8 | 3
3 Revenue Sufficiency | 2021 | 7 | 44.3 | 1
3 Revenue Sufficiency | 2021 | 7 | 44.5 | 1
3 Revenue Sufficiency | 2021 | 7 | 44.6 | 1
3 Revenue Sufficiency | 2021 | 7 | 44.8 | 1
3 Revenue Sufficiency | 2021 | 7 | 44.9 | 1
3 Revenue Sufficiency | 2021 | 7 | 45 | 2
3 Revenue Sufficiency | 2021 | 7 | 45.4 | 1
3 Revenue Sufficiency | 2021 | 7 | 45.6 | 1
3 Revenue Sufficiency | 2021 | 7 | 45.8 | 1
3 Revenue Sufficiency | 2021 | 7 | 45.9 | 1
3 Revenue Sufficiency | 2021 | 7 | 46 | 1
3 Revenue Sufficiency | 2021 | 7 | 46.3 | 1
3 Revenue Sufficiency | 2021 | 7 | 46.5 | 1
3 Revenue Sufficiency | 2021 | 7 | 46.6 | 1
3 Revenue Sufficiency | 2021 | 7 | 46.8 | 1
3 Revenue Sufficiency | 2021 | 7 | 47.1 | 1
3 Revenue Sufficiency | 2021 | 7 | 47.7 | 1
3 Revenue Sufficiency | 2021 | 7 | 47.9 | 1
3 Revenue Sufficiency | 2021 | 7 | 48 | 1
3 Revenue Sufficiency | 2021 | 7 | 48.2 | 1
3 Revenue Sufficiency | 2021 | 7 | 48.5 | 1
3 Revenue Sufficiency | 2021 | 7 | 49.3 | 2
3 Revenue Sufficiency | 2021 | 7 | 49.6 | 1
3 Revenue Sufficiency | 2021 | 7 | 49.7 | 1
3 Revenue Sufficiency | 2021 | 7 | 50.7 | 1
3 Revenue Sufficiency | 2021 | 7 | 50.9 | 1
3 Revenue Sufficiency | 2021 | 7 | 51.2 | 1
3 Revenue Sufficiency | 2021 | 7 | 51.7 | 1
3 Revenue Sufficiency | 2021 | 7 | 51.8 | 1
3 Revenue Sufficiency | 2021 | 7 | 52 | 2
3 Revenue Sufficiency | 2021 | 7 | 52.3 | 1
3 Revenue Sufficiency | 2021 | 7 | 52.4 | 1
3 Revenue Sufficiency | 2021 | 7 | 53 | 1
3 Revenue Sufficiency | 2021 | 7 | 53.3 | 1
3 Revenue Sufficiency | 2021 | 7 | 54.1 | 1
3 Revenue Sufficiency | 2021 | 7 | 54.6 | 1
3 Revenue Sufficiency | 2021 | 7 | 55.1 | 1
3 Revenue Sufficiency | 2021 | 7 | 55.8 | 1
3 Revenue Sufficiency | 2021 | 7 | 56.4 | 1
3 Revenue Sufficiency | 2021 | 7 | 56.5 | 1
3 Revenue Sufficiency | 2021 | 7 | 58 | 1
3 Revenue Sufficiency | 2021 | 7 | 58.8 | 1
3 Revenue Sufficiency | 2021 | 7 | 62.9 | 1
3 Revenue Sufficiency | 2021 | 7 | 72.7 | 1
3 Revenue Sufficiency | 2021 | 7 | 73.4 | 1
3 Revenue Sufficiency | 2021 | 7 | 76.6 | 1
3 Revenue Sufficiency | 2021 | 7 | 88.3 | 1
3 Revenue Sufficiency | 2021 | 7 | 92.8 | 1
3 Revenue Sufficiency | 2021 | 7 | 95.9 | 1
3 Revenue Sufficiency | 2021 | 7 | 187.2 | 1
3 Revenue Sufficiency | 2021 | 7 | 237.6 | 1
3 Revenue Sufficiency | 2021 | 7 | 308.7 | 1
3 Revenue Sufficiency | 2021 | 7 | 565 | 1
3 Revenue Sufficiency | 2021 | 8 | -122.9 | 1
3 Revenue Sufficiency | 2021 | 8 | -82 | 1
3 Revenue Sufficiency | 2021 | 8 | -79.1 | 1
3 Revenue Sufficiency | 2021 | 8 | -77.6 | 1
3 Revenue Sufficiency | 2021 | 8 | -72.8 | 1
3 Revenue Sufficiency | 2021 | 8 | -70.2 | 1
3 Revenue Sufficiency | 2021 | 8 | -69.4 | 1
3 Revenue Sufficiency | 2021 | 8 | -64 | 1
3 Revenue Sufficiency | 2021 | 8 | -61.7 | 1
3 Revenue Sufficiency | 2021 | 8 | -61.3 | 1
3 Revenue Sufficiency | 2021 | 8 | -59.6 | 1
3 Revenue Sufficiency | 2021 | 8 | -57.1 | 1
3 Revenue Sufficiency | 2021 | 8 | -56 | 1
3 Revenue Sufficiency | 2021 | 8 | -55.4 | 1
3 Revenue Sufficiency | 2021 | 8 | -54.1 | 1
3 Revenue Sufficiency | 2021 | 8 | -53.9 | 1
3 Revenue Sufficiency | 2021 | 8 | -53.8 | 1
3 Revenue Sufficiency | 2021 | 8 | -53.5 | 1
3 Revenue Sufficiency | 2021 | 8 | -52.5 | 1
3 Revenue Sufficiency | 2021 | 8 | -52.2 | 1
3 Revenue Sufficiency | 2021 | 8 | -52.1 | 1
3 Revenue Sufficiency | 2021 | 8 | -51.7 | 1
3 Revenue Sufficiency | 2021 | 8 | -51.2 | 1
3 Revenue Sufficiency | 2021 | 8 | -50.7 | 1
3 Revenue Sufficiency | 2021 | 8 | -50.6 | 1
3 Revenue Sufficiency | 2021 | 8 | -50.5 | 1
3 Revenue Sufficiency | 2021 | 8 | -49.9 | 1
3 Revenue Sufficiency | 2021 | 8 | -49.2 | 1
3 Revenue Sufficiency | 2021 | 8 | -49 | 1
3 Revenue Sufficiency | 2021 | 8 | -48.5 | 2
3 Revenue Sufficiency | 2021 | 8 | -48 | 1
3 Revenue Sufficiency | 2021 | 8 | -47.7 | 1
3 Revenue Sufficiency | 2021 | 8 | -47.2 | 1
3 Revenue Sufficiency | 2021 | 8 | -47.1 | 1
3 Revenue Sufficiency | 2021 | 8 | -46.5 | 2
3 Revenue Sufficiency | 2021 | 8 | -46.3 | 2
3 Revenue Sufficiency | 2021 | 8 | -46.2 | 1
3 Revenue Sufficiency | 2021 | 8 | -45.9 | 1
3 Revenue Sufficiency | 2021 | 8 | -45.6 | 1
3 Revenue Sufficiency | 2021 | 8 | -45.1 | 1
3 Revenue Sufficiency | 2021 | 8 | -45 | 1
3 Revenue Sufficiency | 2021 | 8 | -44.3 | 2
3 Revenue Sufficiency | 2021 | 8 | -44 | 1
3 Revenue Sufficiency | 2021 | 8 | -43.6 | 1
3 Revenue Sufficiency | 2021 | 8 | -43.5 | 1
3 Revenue Sufficiency | 2021 | 8 | -42.4 | 1
3 Revenue Sufficiency | 2021 | 8 | -42.2 | 1
3 Revenue Sufficiency | 2021 | 8 | -42.1 | 2
3 Revenue Sufficiency | 2021 | 8 | -41 | 2
3 Revenue Sufficiency | 2021 | 8 | -40.6 | 1
3 Revenue Sufficiency | 2021 | 8 | -40.5 | 1
3 Revenue Sufficiency | 2021 | 8 | -40.2 | 1
3 Revenue Sufficiency | 2021 | 8 | -39.9 | 2
3 Revenue Sufficiency | 2021 | 8 | -39.6 | 4
3 Revenue Sufficiency | 2021 | 8 | -39.5 | 1
3 Revenue Sufficiency | 2021 | 8 | -38.9 | 1
3 Revenue Sufficiency | 2021 | 8 | -38.8 | 1
3 Revenue Sufficiency | 2021 | 8 | -38.7 | 1
3 Revenue Sufficiency | 2021 | 8 | -38.6 | 2
3 Revenue Sufficiency | 2021 | 8 | -38.5 | 2
3 Revenue Sufficiency | 2021 | 8 | -38.3 | 1
3 Revenue Sufficiency | 2021 | 8 | -38.2 | 3
3 Revenue Sufficiency | 2021 | 8 | -38.1 | 1
3 Revenue Sufficiency | 2021 | 8 | -38 | 1
3 Revenue Sufficiency | 2021 | 8 | -37.9 | 2
3 Revenue Sufficiency | 2021 | 8 | -37.6 | 1
3 Revenue Sufficiency | 2021 | 8 | -37.4 | 1
3 Revenue Sufficiency | 2021 | 8 | -37.3 | 1
3 Revenue Sufficiency | 2021 | 8 | -37.2 | 2
3 Revenue Sufficiency | 2021 | 8 | -36.8 | 1
3 Revenue Sufficiency | 2021 | 8 | -36.7 | 1
3 Revenue Sufficiency | 2021 | 8 | -36.5 | 2
3 Revenue Sufficiency | 2021 | 8 | -36.4 | 3
3 Revenue Sufficiency | 2021 | 8 | -36.3 | 1
3 Revenue Sufficiency | 2021 | 8 | -36.2 | 4
3 Revenue Sufficiency | 2021 | 8 | -35.9 | 1
3 Revenue Sufficiency | 2021 | 8 | -35.8 | 1
3 Revenue Sufficiency | 2021 | 8 | -35.5 | 2
3 Revenue Sufficiency | 2021 | 8 | -35.3 | 3
3 Revenue Sufficiency | 2021 | 8 | -35.2 | 1
3 Revenue Sufficiency | 2021 | 8 | -34.9 | 1
3 Revenue Sufficiency | 2021 | 8 | -34.6 | 1
3 Revenue Sufficiency | 2021 | 8 | -34.2 | 2
3 Revenue Sufficiency | 2021 | 8 | -34 | 1
3 Revenue Sufficiency | 2021 | 8 | -33.8 | 1
3 Revenue Sufficiency | 2021 | 8 | -33.6 | 3
3 Revenue Sufficiency | 2021 | 8 | -33.5 | 2
3 Revenue Sufficiency | 2021 | 8 | -33.4 | 1
3 Revenue Sufficiency | 2021 | 8 | -33.2 | 1
3 Revenue Sufficiency | 2021 | 8 | -33 | 2
3 Revenue Sufficiency | 2021 | 8 | -32.9 | 2
3 Revenue Sufficiency | 2021 | 8 | -32.8 | 1
3 Revenue Sufficiency | 2021 | 8 | -32.6 | 2
3 Revenue Sufficiency | 2021 | 8 | -32.5 | 2
3 Revenue Sufficiency | 2021 | 8 | -32.4 | 1
3 Revenue Sufficiency | 2021 | 8 | -32.3 | 1
3 Revenue Sufficiency | 2021 | 8 | -32 | 3
3 Revenue Sufficiency | 2021 | 8 | -31.7 | 1
3 Revenue Sufficiency | 2021 | 8 | -31.5 | 1
3 Revenue Sufficiency | 2021 | 8 | -31.4 | 2
3 Revenue Sufficiency | 2021 | 8 | -31.3 | 2
3 Revenue Sufficiency | 2021 | 8 | -31.2 | 3
3 Revenue Sufficiency | 2021 | 8 | -31 | 1
3 Revenue Sufficiency | 2021 | 8 | -30.9 | 2
3 Revenue Sufficiency | 2021 | 8 | -30.8 | 1
3 Revenue Sufficiency | 2021 | 8 | -30.6 | 1
3 Revenue Sufficiency | 2021 | 8 | -30.5 | 1
3 Revenue Sufficiency | 2021 | 8 | -30.4 | 1
3 Revenue Sufficiency | 2021 | 8 | -30.3 | 1
3 Revenue Sufficiency | 2021 | 8 | -30.2 | 2
3 Revenue Sufficiency | 2021 | 8 | -29.9 | 2
3 Revenue Sufficiency | 2021 | 8 | -29.8 | 1
3 Revenue Sufficiency | 2021 | 8 | -29.7 | 2
3 Revenue Sufficiency | 2021 | 8 | -29.6 | 1
3 Revenue Sufficiency | 2021 | 8 | -29.5 | 3
3 Revenue Sufficiency | 2021 | 8 | -29.4 | 1
3 Revenue Sufficiency | 2021 | 8 | -29.3 | 3
3 Revenue Sufficiency | 2021 | 8 | -29.1 | 3
3 Revenue Sufficiency | 2021 | 8 | -29 | 1
3 Revenue Sufficiency | 2021 | 8 | -28.9 | 1
3 Revenue Sufficiency | 2021 | 8 | -28.8 | 2
3 Revenue Sufficiency | 2021 | 8 | -28.7 | 3
3 Revenue Sufficiency | 2021 | 8 | -28.6 | 1
3 Revenue Sufficiency | 2021 | 8 | -28.5 | 2
3 Revenue Sufficiency | 2021 | 8 | -28.4 | 2
3 Revenue Sufficiency | 2021 | 8 | -28.3 | 2
3 Revenue Sufficiency | 2021 | 8 | -28.2 | 1
3 Revenue Sufficiency | 2021 | 8 | -28.1 | 1
3 Revenue Sufficiency | 2021 | 8 | -28 | 2
3 Revenue Sufficiency | 2021 | 8 | -27.9 | 5
3 Revenue Sufficiency | 2021 | 8 | -27.8 | 2
3 Revenue Sufficiency | 2021 | 8 | -27.7 | 2
3 Revenue Sufficiency | 2021 | 8 | -27.6 | 4
3 Revenue Sufficiency | 2021 | 8 | -27.5 | 2
3 Revenue Sufficiency | 2021 | 8 | -27.4 | 1
3 Revenue Sufficiency | 2021 | 8 | -27.2 | 3
3 Revenue Sufficiency | 2021 | 8 | -27.1 | 3
3 Revenue Sufficiency | 2021 | 8 | -27 | 1
3 Revenue Sufficiency | 2021 | 8 | -26.9 | 1
3 Revenue Sufficiency | 2021 | 8 | -26.7 | 1
3 Revenue Sufficiency | 2021 | 8 | -26.6 | 2
3 Revenue Sufficiency | 2021 | 8 | -26.5 | 1
3 Revenue Sufficiency | 2021 | 8 | -26.4 | 1
3 Revenue Sufficiency | 2021 | 8 | -26.3 | 3
3 Revenue Sufficiency | 2021 | 8 | -26.1 | 2
3 Revenue Sufficiency | 2021 | 8 | -26 | 1
3 Revenue Sufficiency | 2021 | 8 | -25.9 | 1
3 Revenue Sufficiency | 2021 | 8 | -25.8 | 2
3 Revenue Sufficiency | 2021 | 8 | -25.6 | 2
3 Revenue Sufficiency | 2021 | 8 | -25.5 | 1
3 Revenue Sufficiency | 2021 | 8 | -25.4 | 2
3 Revenue Sufficiency | 2021 | 8 | -25.3 | 3
3 Revenue Sufficiency | 2021 | 8 | -25.2 | 1
3 Revenue Sufficiency | 2021 | 8 | -25.1 | 2
3 Revenue Sufficiency | 2021 | 8 | -25 | 4
3 Revenue Sufficiency | 2021 | 8 | -24.9 | 2
3 Revenue Sufficiency | 2021 | 8 | -24.8 | 2
3 Revenue Sufficiency | 2021 | 8 | -24.6 | 2
3 Revenue Sufficiency | 2021 | 8 | -24.5 | 4
3 Revenue Sufficiency | 2021 | 8 | -24.3 | 1
3 Revenue Sufficiency | 2021 | 8 | -24.1 | 1
3 Revenue Sufficiency | 2021 | 8 | -24 | 2
3 Revenue Sufficiency | 2021 | 8 | -23.9 | 2
3 Revenue Sufficiency | 2021 | 8 | -23.8 | 2
3 Revenue Sufficiency | 2021 | 8 | -23.7 | 1
3 Revenue Sufficiency | 2021 | 8 | -23.6 | 3
3 Revenue Sufficiency | 2021 | 8 | -23.5 | 1
3 Revenue Sufficiency | 2021 | 8 | -23.4 | 2
3 Revenue Sufficiency | 2021 | 8 | -23.2 | 2
3 Revenue Sufficiency | 2021 | 8 | -23.1 | 1
3 Revenue Sufficiency | 2021 | 8 | -22.9 | 1
3 Revenue Sufficiency | 2021 | 8 | -22.8 | 1
3 Revenue Sufficiency | 2021 | 8 | -22.6 | 2
3 Revenue Sufficiency | 2021 | 8 | -22.5 | 1
3 Revenue Sufficiency | 2021 | 8 | -22.4 | 4
3 Revenue Sufficiency | 2021 | 8 | -22.3 | 1
3 Revenue Sufficiency | 2021 | 8 | -22.2 | 2
3 Revenue Sufficiency | 2021 | 8 | -22.1 | 4
3 Revenue Sufficiency | 2021 | 8 | -22 | 3
3 Revenue Sufficiency | 2021 | 8 | -21.9 | 2
3 Revenue Sufficiency | 2021 | 8 | -21.8 | 1
3 Revenue Sufficiency | 2021 | 8 | -21.7 | 1
3 Revenue Sufficiency | 2021 | 8 | -21.6 | 2
3 Revenue Sufficiency | 2021 | 8 | -21.5 | 2
3 Revenue Sufficiency | 2021 | 8 | -21.4 | 1
3 Revenue Sufficiency | 2021 | 8 | -21.1 | 4
3 Revenue Sufficiency | 2021 | 8 | -21 | 1
3 Revenue Sufficiency | 2021 | 8 | -20.9 | 2
3 Revenue Sufficiency | 2021 | 8 | -20.8 | 2
3 Revenue Sufficiency | 2021 | 8 | -20.6 | 2
3 Revenue Sufficiency | 2021 | 8 | -20.5 | 2
3 Revenue Sufficiency | 2021 | 8 | -20.4 | 2
3 Revenue Sufficiency | 2021 | 8 | -20.3 | 1
3 Revenue Sufficiency | 2021 | 8 | -20.2 | 4
3 Revenue Sufficiency | 2021 | 8 | -20.1 | 2
3 Revenue Sufficiency | 2021 | 8 | -20 | 2
3 Revenue Sufficiency | 2021 | 8 | -19.9 | 4
3 Revenue Sufficiency | 2021 | 8 | -19.8 | 1
3 Revenue Sufficiency | 2021 | 8 | -19.7 | 2
3 Revenue Sufficiency | 2021 | 8 | -19.6 | 2
3 Revenue Sufficiency | 2021 | 8 | -19.5 | 1
3 Revenue Sufficiency | 2021 | 8 | -19.4 | 2
3 Revenue Sufficiency | 2021 | 8 | -19.3 | 5
3 Revenue Sufficiency | 2021 | 8 | -19.2 | 4
3 Revenue Sufficiency | 2021 | 8 | -19.1 | 3
3 Revenue Sufficiency | 2021 | 8 | -19 | 2
3 Revenue Sufficiency | 2021 | 8 | -18.9 | 1
3 Revenue Sufficiency | 2021 | 8 | -18.8 | 6
3 Revenue Sufficiency | 2021 | 8 | -18.7 | 3
3 Revenue Sufficiency | 2021 | 8 | -18.6 | 1
3 Revenue Sufficiency | 2021 | 8 | -18.5 | 1
3 Revenue Sufficiency | 2021 | 8 | -18.4 | 3
3 Revenue Sufficiency | 2021 | 8 | -18 | 1
3 Revenue Sufficiency | 2021 | 8 | -17.9 | 1
3 Revenue Sufficiency | 2021 | 8 | -17.8 | 1
3 Revenue Sufficiency | 2021 | 8 | -17.7 | 2
3 Revenue Sufficiency | 2021 | 8 | -17.6 | 2
3 Revenue Sufficiency | 2021 | 8 | -17.5 | 2
3 Revenue Sufficiency | 2021 | 8 | -17.3 | 5
3 Revenue Sufficiency | 2021 | 8 | -17.2 | 2
3 Revenue Sufficiency | 2021 | 8 | -17.1 | 3
3 Revenue Sufficiency | 2021 | 8 | -17 | 1
3 Revenue Sufficiency | 2021 | 8 | -16.9 | 2
3 Revenue Sufficiency | 2021 | 8 | -16.8 | 3
3 Revenue Sufficiency | 2021 | 8 | -16.7 | 5
3 Revenue Sufficiency | 2021 | 8 | -16.6 | 3
3 Revenue Sufficiency | 2021 | 8 | -16.5 | 1
3 Revenue Sufficiency | 2021 | 8 | -16.4 | 2
3 Revenue Sufficiency | 2021 | 8 | -16.2 | 1
3 Revenue Sufficiency | 2021 | 8 | -16.1 | 2
3 Revenue Sufficiency | 2021 | 8 | -16 | 3
3 Revenue Sufficiency | 2021 | 8 | -15.9 | 1
3 Revenue Sufficiency | 2021 | 8 | -15.8 | 1
3 Revenue Sufficiency | 2021 | 8 | -15.7 | 2
3 Revenue Sufficiency | 2021 | 8 | -15.6 | 1
3 Revenue Sufficiency | 2021 | 8 | -15.4 | 2
3 Revenue Sufficiency | 2021 | 8 | -15.3 | 3
3 Revenue Sufficiency | 2021 | 8 | -15.2 | 1
3 Revenue Sufficiency | 2021 | 8 | -15.1 | 2
3 Revenue Sufficiency | 2021 | 8 | -15 | 2
3 Revenue Sufficiency | 2021 | 8 | -14.9 | 2
3 Revenue Sufficiency | 2021 | 8 | -14.8 | 3
3 Revenue Sufficiency | 2021 | 8 | -14.7 | 3
3 Revenue Sufficiency | 2021 | 8 | -14.5 | 1
3 Revenue Sufficiency | 2021 | 8 | -14.4 | 2
3 Revenue Sufficiency | 2021 | 8 | -14.3 | 2
3 Revenue Sufficiency | 2021 | 8 | -14.2 | 1
3 Revenue Sufficiency | 2021 | 8 | -14.1 | 4
3 Revenue Sufficiency | 2021 | 8 | -13.8 | 1
3 Revenue Sufficiency | 2021 | 8 | -13.7 | 3
3 Revenue Sufficiency | 2021 | 8 | -13.6 | 2
3 Revenue Sufficiency | 2021 | 8 | -13.5 | 4
3 Revenue Sufficiency | 2021 | 8 | -13.3 | 2
3 Revenue Sufficiency | 2021 | 8 | -13.2 | 1
3 Revenue Sufficiency | 2021 | 8 | -13.1 | 2
3 Revenue Sufficiency | 2021 | 8 | -13 | 4
3 Revenue Sufficiency | 2021 | 8 | -12.9 | 1
3 Revenue Sufficiency | 2021 | 8 | -12.8 | 1
3 Revenue Sufficiency | 2021 | 8 | -12.7 | 1
3 Revenue Sufficiency | 2021 | 8 | -12.6 | 1
3 Revenue Sufficiency | 2021 | 8 | -12.4 | 2
3 Revenue Sufficiency | 2021 | 8 | -12.3 | 1
3 Revenue Sufficiency | 2021 | 8 | -12.2 | 1
3 Revenue Sufficiency | 2021 | 8 | -12.1 | 1
3 Revenue Sufficiency | 2021 | 8 | -12 | 1
3 Revenue Sufficiency | 2021 | 8 | -11.9 | 1
3 Revenue Sufficiency | 2021 | 8 | -11.8 | 2
3 Revenue Sufficiency | 2021 | 8 | -11.7 | 1
3 Revenue Sufficiency | 2021 | 8 | -11.6 | 1
3 Revenue Sufficiency | 2021 | 8 | -11.5 | 4
3 Revenue Sufficiency | 2021 | 8 | -11.4 | 1
3 Revenue Sufficiency | 2021 | 8 | -11.3 | 2
3 Revenue Sufficiency | 2021 | 8 | -11.1 | 1
3 Revenue Sufficiency | 2021 | 8 | -10.8 | 1
3 Revenue Sufficiency | 2021 | 8 | -10.7 | 3
3 Revenue Sufficiency | 2021 | 8 | -10.6 | 3
3 Revenue Sufficiency | 2021 | 8 | -10.5 | 2
3 Revenue Sufficiency | 2021 | 8 | -10.4 | 1
3 Revenue Sufficiency | 2021 | 8 | -10.2 | 1
3 Revenue Sufficiency | 2021 | 8 | -10.1 | 1
3 Revenue Sufficiency | 2021 | 8 | -9.9 | 2
3 Revenue Sufficiency | 2021 | 8 | -9.8 | 2
3 Revenue Sufficiency | 2021 | 8 | -9.7 | 3
3 Revenue Sufficiency | 2021 | 8 | -9.6 | 1
3 Revenue Sufficiency | 2021 | 8 | -9.5 | 1
3 Revenue Sufficiency | 2021 | 8 | -9.3 | 1
3 Revenue Sufficiency | 2021 | 8 | -9.2 | 2
3 Revenue Sufficiency | 2021 | 8 | -9.1 | 1
3 Revenue Sufficiency | 2021 | 8 | -9 | 1
3 Revenue Sufficiency | 2021 | 8 | -8.9 | 1
3 Revenue Sufficiency | 2021 | 8 | -8.8 | 1
3 Revenue Sufficiency | 2021 | 8 | -8.3 | 2
3 Revenue Sufficiency | 2021 | 8 | -8.1 | 1
3 Revenue Sufficiency | 2021 | 8 | -8 | 3
3 Revenue Sufficiency | 2021 | 8 | -7.9 | 1
3 Revenue Sufficiency | 2021 | 8 | -7.7 | 1
3 Revenue Sufficiency | 2021 | 8 | -7.3 | 2
3 Revenue Sufficiency | 2021 | 8 | -7.2 | 1
3 Revenue Sufficiency | 2021 | 8 | -7.1 | 1
3 Revenue Sufficiency | 2021 | 8 | -6.4 | 1
3 Revenue Sufficiency | 2021 | 8 | -6.2 | 1
3 Revenue Sufficiency | 2021 | 8 | -6 | 1
3 Revenue Sufficiency | 2021 | 8 | -5.7 | 1
3 Revenue Sufficiency | 2021 | 8 | -5.5 | 1
3 Revenue Sufficiency | 2021 | 8 | -5.1 | 1
3 Revenue Sufficiency | 2021 | 8 | -4.5 | 1
3 Revenue Sufficiency | 2021 | 8 | -0.5 | 2
3 Revenue Sufficiency | 2021 | 8 | 2.2 | 1
3 Revenue Sufficiency | 2021 | 8 | 2.8 | 1
3 Revenue Sufficiency | 2021 | 8 | 2.9 | 1
3 Revenue Sufficiency | 2021 | 8 | 4.7 | 1
3 Revenue Sufficiency | 2021 | 8 | 5.4 | 1
3 Revenue Sufficiency | 2021 | 8 | 6.2 | 1
3 Revenue Sufficiency | 2021 | 8 | 6.5 | 1
3 Revenue Sufficiency | 2021 | 8 | 6.7 | 1
3 Revenue Sufficiency | 2021 | 8 | 7.4 | 1
3 Revenue Sufficiency | 2021 | 8 | 7.8 | 1
3 Revenue Sufficiency | 2021 | 8 | 8.3 | 2
3 Revenue Sufficiency | 2021 | 8 | 8.4 | 1
3 Revenue Sufficiency | 2021 | 8 | 8.5 | 2
3 Revenue Sufficiency | 2021 | 8 | 9.1 | 1
3 Revenue Sufficiency | 2021 | 8 | 9.2 | 2
3 Revenue Sufficiency | 2021 | 8 | 9.5 | 1
3 Revenue Sufficiency | 2021 | 8 | 9.7 | 1
3 Revenue Sufficiency | 2021 | 8 | 9.8 | 1
3 Revenue Sufficiency | 2021 | 8 | 9.9 | 2
3 Revenue Sufficiency | 2021 | 8 | 10.1 | 1
3 Revenue Sufficiency | 2021 | 8 | 10.3 | 1
3 Revenue Sufficiency | 2021 | 8 | 10.8 | 1
3 Revenue Sufficiency | 2021 | 8 | 10.9 | 1
3 Revenue Sufficiency | 2021 | 8 | 11.1 | 1
3 Revenue Sufficiency | 2021 | 8 | 11.3 | 1
3 Revenue Sufficiency | 2021 | 8 | 11.5 | 2
3 Revenue Sufficiency | 2021 | 8 | 11.7 | 2
3 Revenue Sufficiency | 2021 | 8 | 11.9 | 1
3 Revenue Sufficiency | 2021 | 8 | 12.1 | 1
3 Revenue Sufficiency | 2021 | 8 | 12.2 | 2
3 Revenue Sufficiency | 2021 | 8 | 12.3 | 1
3 Revenue Sufficiency | 2021 | 8 | 12.4 | 1
3 Revenue Sufficiency | 2021 | 8 | 12.6 | 4
3 Revenue Sufficiency | 2021 | 8 | 12.7 | 1
3 Revenue Sufficiency | 2021 | 8 | 12.8 | 1
3 Revenue Sufficiency | 2021 | 8 | 12.9 | 3
3 Revenue Sufficiency | 2021 | 8 | 13 | 2
3 Revenue Sufficiency | 2021 | 8 | 13.1 | 2
3 Revenue Sufficiency | 2021 | 8 | 13.3 | 3
3 Revenue Sufficiency | 2021 | 8 | 13.4 | 5
3 Revenue Sufficiency | 2021 | 8 | 13.5 | 1
3 Revenue Sufficiency | 2021 | 8 | 13.6 | 2
3 Revenue Sufficiency | 2021 | 8 | 13.7 | 1
3 Revenue Sufficiency | 2021 | 8 | 14 | 2
3 Revenue Sufficiency | 2021 | 8 | 14.1 | 3
3 Revenue Sufficiency | 2021 | 8 | 14.2 | 2
3 Revenue Sufficiency | 2021 | 8 | 14.4 | 1
3 Revenue Sufficiency | 2021 | 8 | 14.5 | 2
3 Revenue Sufficiency | 2021 | 8 | 14.6 | 2
3 Revenue Sufficiency | 2021 | 8 | 14.7 | 2
3 Revenue Sufficiency | 2021 | 8 | 14.8 | 1
3 Revenue Sufficiency | 2021 | 8 | 14.9 | 1
3 Revenue Sufficiency | 2021 | 8 | 15.1 | 2
3 Revenue Sufficiency | 2021 | 8 | 15.2 | 2
3 Revenue Sufficiency | 2021 | 8 | 15.3 | 1
3 Revenue Sufficiency | 2021 | 8 | 15.5 | 1
3 Revenue Sufficiency | 2021 | 8 | 15.6 | 2
3 Revenue Sufficiency | 2021 | 8 | 15.7 | 3
3 Revenue Sufficiency | 2021 | 8 | 15.8 | 1
3 Revenue Sufficiency | 2021 | 8 | 15.9 | 1
3 Revenue Sufficiency | 2021 | 8 | 16.1 | 3
3 Revenue Sufficiency | 2021 | 8 | 16.2 | 1
3 Revenue Sufficiency | 2021 | 8 | 16.4 | 2
3 Revenue Sufficiency | 2021 | 8 | 16.5 | 1
3 Revenue Sufficiency | 2021 | 8 | 16.6 | 1
3 Revenue Sufficiency | 2021 | 8 | 16.7 | 1
3 Revenue Sufficiency | 2021 | 8 | 16.8 | 2
3 Revenue Sufficiency | 2021 | 8 | 16.9 | 2
3 Revenue Sufficiency | 2021 | 8 | 17 | 2
3 Revenue Sufficiency | 2021 | 8 | 17.1 | 2
3 Revenue Sufficiency | 2021 | 8 | 17.2 | 1
3 Revenue Sufficiency | 2021 | 8 | 17.3 | 1
3 Revenue Sufficiency | 2021 | 8 | 17.4 | 1
3 Revenue Sufficiency | 2021 | 8 | 17.6 | 1
3 Revenue Sufficiency | 2021 | 8 | 17.7 | 2
3 Revenue Sufficiency | 2021 | 8 | 17.8 | 3
3 Revenue Sufficiency | 2021 | 8 | 17.9 | 2
3 Revenue Sufficiency | 2021 | 8 | 18 | 3
3 Revenue Sufficiency | 2021 | 8 | 18.1 | 1
3 Revenue Sufficiency | 2021 | 8 | 18.3 | 1
3 Revenue Sufficiency | 2021 | 8 | 18.4 | 3
3 Revenue Sufficiency | 2021 | 8 | 18.5 | 2
3 Revenue Sufficiency | 2021 | 8 | 18.6 | 4
3 Revenue Sufficiency | 2021 | 8 | 18.8 | 3
3 Revenue Sufficiency | 2021 | 8 | 19 | 1
3 Revenue Sufficiency | 2021 | 8 | 19.1 | 4
3 Revenue Sufficiency | 2021 | 8 | 19.2 | 5
3 Revenue Sufficiency | 2021 | 8 | 19.3 | 2
3 Revenue Sufficiency | 2021 | 8 | 19.4 | 3
3 Revenue Sufficiency | 2021 | 8 | 19.5 | 2
3 Revenue Sufficiency | 2021 | 8 | 19.6 | 2
3 Revenue Sufficiency | 2021 | 8 | 19.8 | 2
3 Revenue Sufficiency | 2021 | 8 | 19.9 | 1
3 Revenue Sufficiency | 2021 | 8 | 20.1 | 2
3 Revenue Sufficiency | 2021 | 8 | 20.2 | 4
3 Revenue Sufficiency | 2021 | 8 | 20.3 | 3
3 Revenue Sufficiency | 2021 | 8 | 20.4 | 2
3 Revenue Sufficiency | 2021 | 8 | 20.5 | 7
3 Revenue Sufficiency | 2021 | 8 | 20.6 | 2
3 Revenue Sufficiency | 2021 | 8 | 20.7 | 1
3 Revenue Sufficiency | 2021 | 8 | 20.8 | 1
3 Revenue Sufficiency | 2021 | 8 | 20.9 | 1
3 Revenue Sufficiency | 2021 | 8 | 21 | 4
3 Revenue Sufficiency | 2021 | 8 | 21.1 | 2
3 Revenue Sufficiency | 2021 | 8 | 21.2 | 3
3 Revenue Sufficiency | 2021 | 8 | 21.3 | 2
3 Revenue Sufficiency | 2021 | 8 | 21.4 | 2
3 Revenue Sufficiency | 2021 | 8 | 21.5 | 4
3 Revenue Sufficiency | 2021 | 8 | 21.6 | 3
3 Revenue Sufficiency | 2021 | 8 | 21.7 | 1
3 Revenue Sufficiency | 2021 | 8 | 21.8 | 2
3 Revenue Sufficiency | 2021 | 8 | 21.9 | 3
3 Revenue Sufficiency | 2021 | 8 | 22 | 2
3 Revenue Sufficiency | 2021 | 8 | 22.1 | 1
3 Revenue Sufficiency | 2021 | 8 | 22.3 | 2
3 Revenue Sufficiency | 2021 | 8 | 22.4 | 3
3 Revenue Sufficiency | 2021 | 8 | 22.5 | 3
3 Revenue Sufficiency | 2021 | 8 | 22.6 | 4
3 Revenue Sufficiency | 2021 | 8 | 22.7 | 1
3 Revenue Sufficiency | 2021 | 8 | 22.8 | 3
3 Revenue Sufficiency | 2021 | 8 | 22.9 | 2
3 Revenue Sufficiency | 2021 | 8 | 23 | 2
3 Revenue Sufficiency | 2021 | 8 | 23.1 | 3
3 Revenue Sufficiency | 2021 | 8 | 23.2 | 1
3 Revenue Sufficiency | 2021 | 8 | 23.3 | 3
3 Revenue Sufficiency | 2021 | 8 | 23.5 | 2
3 Revenue Sufficiency | 2021 | 8 | 23.6 | 1
3 Revenue Sufficiency | 2021 | 8 | 23.7 | 5
3 Revenue Sufficiency | 2021 | 8 | 23.9 | 2
3 Revenue Sufficiency | 2021 | 8 | 24 | 3
3 Revenue Sufficiency | 2021 | 8 | 24.1 | 1
3 Revenue Sufficiency | 2021 | 8 | 24.2 | 2
3 Revenue Sufficiency | 2021 | 8 | 24.3 | 1
3 Revenue Sufficiency | 2021 | 8 | 24.4 | 4
3 Revenue Sufficiency | 2021 | 8 | 24.5 | 2
3 Revenue Sufficiency | 2021 | 8 | 24.6 | 3
3 Revenue Sufficiency | 2021 | 8 | 24.7 | 2
3 Revenue Sufficiency | 2021 | 8 | 24.8 | 4
3 Revenue Sufficiency | 2021 | 8 | 24.9 | 1
3 Revenue Sufficiency | 2021 | 8 | 25 | 4
3 Revenue Sufficiency | 2021 | 8 | 25.2 | 1
3 Revenue Sufficiency | 2021 | 8 | 25.3 | 1
3 Revenue Sufficiency | 2021 | 8 | 25.4 | 2
3 Revenue Sufficiency | 2021 | 8 | 25.5 | 1
3 Revenue Sufficiency | 2021 | 8 | 25.6 | 1
3 Revenue Sufficiency | 2021 | 8 | 25.7 | 1
3 Revenue Sufficiency | 2021 | 8 | 25.9 | 1
3 Revenue Sufficiency | 2021 | 8 | 26 | 1
3 Revenue Sufficiency | 2021 | 8 | 26.1 | 2
3 Revenue Sufficiency | 2021 | 8 | 26.2 | 1
3 Revenue Sufficiency | 2021 | 8 | 26.4 | 1
3 Revenue Sufficiency | 2021 | 8 | 26.6 | 1
3 Revenue Sufficiency | 2021 | 8 | 26.7 | 1
3 Revenue Sufficiency | 2021 | 8 | 26.8 | 3
3 Revenue Sufficiency | 2021 | 8 | 26.9 | 1
3 Revenue Sufficiency | 2021 | 8 | 27 | 1
3 Revenue Sufficiency | 2021 | 8 | 27.1 | 1
3 Revenue Sufficiency | 2021 | 8 | 27.2 | 4
3 Revenue Sufficiency | 2021 | 8 | 27.3 | 1
3 Revenue Sufficiency | 2021 | 8 | 27.5 | 3
3 Revenue Sufficiency | 2021 | 8 | 27.6 | 3
3 Revenue Sufficiency | 2021 | 8 | 27.7 | 1
3 Revenue Sufficiency | 2021 | 8 | 27.8 | 2
3 Revenue Sufficiency | 2021 | 8 | 28 | 1
3 Revenue Sufficiency | 2021 | 8 | 28.1 | 1
3 Revenue Sufficiency | 2021 | 8 | 28.4 | 3
3 Revenue Sufficiency | 2021 | 8 | 28.6 | 1
3 Revenue Sufficiency | 2021 | 8 | 28.7 | 4
3 Revenue Sufficiency | 2021 | 8 | 28.8 | 5
3 Revenue Sufficiency | 2021 | 8 | 28.9 | 2
3 Revenue Sufficiency | 2021 | 8 | 29.2 | 2
3 Revenue Sufficiency | 2021 | 8 | 29.4 | 1
3 Revenue Sufficiency | 2021 | 8 | 29.6 | 1
3 Revenue Sufficiency | 2021 | 8 | 29.8 | 4
3 Revenue Sufficiency | 2021 | 8 | 29.9 | 2
3 Revenue Sufficiency | 2021 | 8 | 30 | 3
3 Revenue Sufficiency | 2021 | 8 | 30.2 | 1
3 Revenue Sufficiency | 2021 | 8 | 30.3 | 2
3 Revenue Sufficiency | 2021 | 8 | 30.4 | 1
3 Revenue Sufficiency | 2021 | 8 | 30.5 | 1
3 Revenue Sufficiency | 2021 | 8 | 30.7 | 3
3 Revenue Sufficiency | 2021 | 8 | 30.9 | 1
3 Revenue Sufficiency | 2021 | 8 | 31.1 | 3
3 Revenue Sufficiency | 2021 | 8 | 31.2 | 2
3 Revenue Sufficiency | 2021 | 8 | 31.3 | 3
3 Revenue Sufficiency | 2021 | 8 | 31.4 | 1
3 Revenue Sufficiency | 2021 | 8 | 31.5 | 1
3 Revenue Sufficiency | 2021 | 8 | 31.6 | 1
3 Revenue Sufficiency | 2021 | 8 | 31.7 | 1
3 Revenue Sufficiency | 2021 | 8 | 31.8 | 3
3 Revenue Sufficiency | 2021 | 8 | 31.9 | 2
3 Revenue Sufficiency | 2021 | 8 | 32 | 2
3 Revenue Sufficiency | 2021 | 8 | 32.1 | 1
3 Revenue Sufficiency | 2021 | 8 | 32.4 | 2
3 Revenue Sufficiency | 2021 | 8 | 32.5 | 1
3 Revenue Sufficiency | 2021 | 8 | 32.6 | 2
3 Revenue Sufficiency | 2021 | 8 | 32.7 | 1
3 Revenue Sufficiency | 2021 | 8 | 32.8 | 2
3 Revenue Sufficiency | 2021 | 8 | 33 | 2
3 Revenue Sufficiency | 2021 | 8 | 33.1 | 2
3 Revenue Sufficiency | 2021 | 8 | 33.3 | 1
3 Revenue Sufficiency | 2021 | 8 | 33.4 | 2
3 Revenue Sufficiency | 2021 | 8 | 33.5 | 3
3 Revenue Sufficiency | 2021 | 8 | 33.7 | 2
3 Revenue Sufficiency | 2021 | 8 | 33.8 | 3
3 Revenue Sufficiency | 2021 | 8 | 33.9 | 3
3 Revenue Sufficiency | 2021 | 8 | 34.1 | 1
3 Revenue Sufficiency | 2021 | 8 | 34.2 | 3
3 Revenue Sufficiency | 2021 | 8 | 34.3 | 1
3 Revenue Sufficiency | 2021 | 8 | 34.5 | 1
3 Revenue Sufficiency | 2021 | 8 | 34.7 | 2
3 Revenue Sufficiency | 2021 | 8 | 34.8 | 3
3 Revenue Sufficiency | 2021 | 8 | 34.9 | 2
3 Revenue Sufficiency | 2021 | 8 | 35.1 | 1
3 Revenue Sufficiency | 2021 | 8 | 35.2 | 2
3 Revenue Sufficiency | 2021 | 8 | 35.4 | 1
3 Revenue Sufficiency | 2021 | 8 | 35.5 | 1
3 Revenue Sufficiency | 2021 | 8 | 35.6 | 2
3 Revenue Sufficiency | 2021 | 8 | 35.8 | 3
3 Revenue Sufficiency | 2021 | 8 | 35.9 | 1
3 Revenue Sufficiency | 2021 | 8 | 36 | 1
3 Revenue Sufficiency | 2021 | 8 | 36.1 | 1
3 Revenue Sufficiency | 2021 | 8 | 36.3 | 3
3 Revenue Sufficiency | 2021 | 8 | 36.4 | 1
3 Revenue Sufficiency | 2021 | 8 | 36.7 | 1
3 Revenue Sufficiency | 2021 | 8 | 36.9 | 2
3 Revenue Sufficiency | 2021 | 8 | 37.1 | 1
3 Revenue Sufficiency | 2021 | 8 | 37.5 | 1
3 Revenue Sufficiency | 2021 | 8 | 37.8 | 1
3 Revenue Sufficiency | 2021 | 8 | 37.9 | 3
3 Revenue Sufficiency | 2021 | 8 | 38.5 | 1
3 Revenue Sufficiency | 2021 | 8 | 38.9 | 2
3 Revenue Sufficiency | 2021 | 8 | 39.1 | 2
3 Revenue Sufficiency | 2021 | 8 | 39.2 | 1
3 Revenue Sufficiency | 2021 | 8 | 39.5 | 1
3 Revenue Sufficiency | 2021 | 8 | 39.8 | 2
3 Revenue Sufficiency | 2021 | 8 | 39.9 | 1
3 Revenue Sufficiency | 2021 | 8 | 40.1 | 1
3 Revenue Sufficiency | 2021 | 8 | 40.2 | 1
3 Revenue Sufficiency | 2021 | 8 | 40.3 | 1
3 Revenue Sufficiency | 2021 | 8 | 40.4 | 2
3 Revenue Sufficiency | 2021 | 8 | 40.6 | 1
3 Revenue Sufficiency | 2021 | 8 | 40.7 | 1
3 Revenue Sufficiency | 2021 | 8 | 41 | 1
3 Revenue Sufficiency | 2021 | 8 | 41.6 | 1
3 Revenue Sufficiency | 2021 | 8 | 41.8 | 1
3 Revenue Sufficiency | 2021 | 8 | 41.9 | 2
3 Revenue Sufficiency | 2021 | 8 | 42.1 | 1
3 Revenue Sufficiency | 2021 | 8 | 42.3 | 1
3 Revenue Sufficiency | 2021 | 8 | 42.7 | 2
3 Revenue Sufficiency | 2021 | 8 | 42.9 | 1
3 Revenue Sufficiency | 2021 | 8 | 43.3 | 1
3 Revenue Sufficiency | 2021 | 8 | 43.4 | 1
3 Revenue Sufficiency | 2021 | 8 | 43.7 | 2
3 Revenue Sufficiency | 2021 | 8 | 43.9 | 1
3 Revenue Sufficiency | 2021 | 8 | 44.1 | 1
3 Revenue Sufficiency | 2021 | 8 | 44.3 | 1
3 Revenue Sufficiency | 2021 | 8 | 44.4 | 1
3 Revenue Sufficiency | 2021 | 8 | 45.3 | 1
3 Revenue Sufficiency | 2021 | 8 | 45.5 | 1
3 Revenue Sufficiency | 2021 | 8 | 45.8 | 1
3 Revenue Sufficiency | 2021 | 8 | 45.9 | 1
3 Revenue Sufficiency | 2021 | 8 | 46.5 | 1
3 Revenue Sufficiency | 2021 | 8 | 47.2 | 1
3 Revenue Sufficiency | 2021 | 8 | 47.5 | 1
3 Revenue Sufficiency | 2021 | 8 | 47.6 | 1
3 Revenue Sufficiency | 2021 | 8 | 47.7 | 1
3 Revenue Sufficiency | 2021 | 8 | 48 | 1
3 Revenue Sufficiency | 2021 | 8 | 48.9 | 1
3 Revenue Sufficiency | 2021 | 8 | 49.5 | 2
3 Revenue Sufficiency | 2021 | 8 | 49.6 | 1
3 Revenue Sufficiency | 2021 | 8 | 49.9 | 1
3 Revenue Sufficiency | 2021 | 8 | 51 | 1
3 Revenue Sufficiency | 2021 | 8 | 51.1 | 2
3 Revenue Sufficiency | 2021 | 8 | 51.6 | 1
3 Revenue Sufficiency | 2021 | 8 | 52 | 1
3 Revenue Sufficiency | 2021 | 8 | 52.4 | 1
3 Revenue Sufficiency | 2021 | 8 | 53.4 | 1
3 Revenue Sufficiency | 2021 | 8 | 54 | 1
3 Revenue Sufficiency | 2021 | 8 | 54.1 | 2
3 Revenue Sufficiency | 2021 | 8 | 54.3 | 1
3 Revenue Sufficiency | 2021 | 8 | 54.4 | 1
3 Revenue Sufficiency | 2021 | 8 | 54.7 | 1
3 Revenue Sufficiency | 2021 | 8 | 55.1 | 1
3 Revenue Sufficiency | 2021 | 8 | 55.6 | 1
3 Revenue Sufficiency | 2021 | 8 | 55.7 | 1
3 Revenue Sufficiency | 2021 | 8 | 57.3 | 1
3 Revenue Sufficiency | 2021 | 8 | 57.7 | 2
3 Revenue Sufficiency | 2021 | 8 | 58.2 | 1
3 Revenue Sufficiency | 2021 | 8 | 58.3 | 1
3 Revenue Sufficiency | 2021 | 8 | 59 | 1
3 Revenue Sufficiency | 2021 | 8 | 59.3 | 1
3 Revenue Sufficiency | 2021 | 8 | 59.8 | 1
3 Revenue Sufficiency | 2021 | 8 | 61.1 | 1
3 Revenue Sufficiency | 2021 | 8 | 65.2 | 1
3 Revenue Sufficiency | 2021 | 8 | 67.2 | 1
3 Revenue Sufficiency | 2021 | 8 | 68.2 | 1
3 Revenue Sufficiency | 2021 | 8 | 68.7 | 1
3 Revenue Sufficiency | 2021 | 8 | 69.3 | 1
3 Revenue Sufficiency | 2021 | 8 | 70.7 | 1
3 Revenue Sufficiency | 2021 | 9 | -93 | 1
3 Revenue Sufficiency | 2021 | 9 | -86.5 | 1
3 Revenue Sufficiency | 2021 | 9 | -86.4 | 1
3 Revenue Sufficiency | 2021 | 9 | -83.8 | 1
3 Revenue Sufficiency | 2021 | 9 | -83.5 | 1
3 Revenue Sufficiency | 2021 | 9 | -81.4 | 1
3 Revenue Sufficiency | 2021 | 9 | -78.5 | 1
3 Revenue Sufficiency | 2021 | 9 | -74.4 | 1
3 Revenue Sufficiency | 2021 | 9 | -68.7 | 1
3 Revenue Sufficiency | 2021 | 9 | -67.7 | 1
3 Revenue Sufficiency | 2021 | 9 | -67.2 | 1
3 Revenue Sufficiency | 2021 | 9 | -66.2 | 1
3 Revenue Sufficiency | 2021 | 9 | -64 | 1
3 Revenue Sufficiency | 2021 | 9 | -61.9 | 1
3 Revenue Sufficiency | 2021 | 9 | -60.9 | 2
3 Revenue Sufficiency | 2021 | 9 | -60.3 | 1
3 Revenue Sufficiency | 2021 | 9 | -60.1 | 1
3 Revenue Sufficiency | 2021 | 9 | -57.8 | 1
3 Revenue Sufficiency | 2021 | 9 | -56.8 | 1
3 Revenue Sufficiency | 2021 | 9 | -56.7 | 1
3 Revenue Sufficiency | 2021 | 9 | -55.9 | 1
3 Revenue Sufficiency | 2021 | 9 | -54.8 | 1
3 Revenue Sufficiency | 2021 | 9 | -54.4 | 1
3 Revenue Sufficiency | 2021 | 9 | -54.2 | 1
3 Revenue Sufficiency | 2021 | 9 | -53.1 | 1
3 Revenue Sufficiency | 2021 | 9 | -52.3 | 2
3 Revenue Sufficiency | 2021 | 9 | -51.7 | 1
3 Revenue Sufficiency | 2021 | 9 | -50.5 | 1
3 Revenue Sufficiency | 2021 | 9 | -50.2 | 1
3 Revenue Sufficiency | 2021 | 9 | -49.3 | 1
3 Revenue Sufficiency | 2021 | 9 | -47.2 | 1
3 Revenue Sufficiency | 2021 | 9 | -46.9 | 1
3 Revenue Sufficiency | 2021 | 9 | -46.8 | 1
3 Revenue Sufficiency | 2021 | 9 | -46.5 | 1
3 Revenue Sufficiency | 2021 | 9 | -46.3 | 2
3 Revenue Sufficiency | 2021 | 9 | -44.5 | 1
3 Revenue Sufficiency | 2021 | 9 | -44.4 | 1
3 Revenue Sufficiency | 2021 | 9 | -44.2 | 2
3 Revenue Sufficiency | 2021 | 9 | -43.9 | 1
3 Revenue Sufficiency | 2021 | 9 | -43.7 | 2
3 Revenue Sufficiency | 2021 | 9 | -43.5 | 1
3 Revenue Sufficiency | 2021 | 9 | -43.1 | 2
3 Revenue Sufficiency | 2021 | 9 | -42.9 | 1
3 Revenue Sufficiency | 2021 | 9 | -42.7 | 1
3 Revenue Sufficiency | 2021 | 9 | -41.8 | 2
3 Revenue Sufficiency | 2021 | 9 | -41.3 | 2
3 Revenue Sufficiency | 2021 | 9 | -41.1 | 1
3 Revenue Sufficiency | 2021 | 9 | -40.9 | 3
3 Revenue Sufficiency | 2021 | 9 | -40.6 | 2
3 Revenue Sufficiency | 2021 | 9 | -40.4 | 1
3 Revenue Sufficiency | 2021 | 9 | -40.2 | 2
3 Revenue Sufficiency | 2021 | 9 | -39.9 | 1
3 Revenue Sufficiency | 2021 | 9 | -39.8 | 1
3 Revenue Sufficiency | 2021 | 9 | -39.6 | 2
3 Revenue Sufficiency | 2021 | 9 | -39.3 | 1
3 Revenue Sufficiency | 2021 | 9 | -38.8 | 1
3 Revenue Sufficiency | 2021 | 9 | -38.6 | 1
3 Revenue Sufficiency | 2021 | 9 | -38.4 | 1
3 Revenue Sufficiency | 2021 | 9 | -38.3 | 1
3 Revenue Sufficiency | 2021 | 9 | -38 | 3
3 Revenue Sufficiency | 2021 | 9 | -37.9 | 1
3 Revenue Sufficiency | 2021 | 9 | -37.5 | 1
3 Revenue Sufficiency | 2021 | 9 | -37.2 | 2
3 Revenue Sufficiency | 2021 | 9 | -36.6 | 1
3 Revenue Sufficiency | 2021 | 9 | -36.5 | 1
3 Revenue Sufficiency | 2021 | 9 | -36.1 | 1
3 Revenue Sufficiency | 2021 | 9 | -35.9 | 1
3 Revenue Sufficiency | 2021 | 9 | -35.8 | 1
3 Revenue Sufficiency | 2021 | 9 | -35.7 | 1
3 Revenue Sufficiency | 2021 | 9 | -35.6 | 3
3 Revenue Sufficiency | 2021 | 9 | -35.5 | 1
3 Revenue Sufficiency | 2021 | 9 | -35.4 | 2
3 Revenue Sufficiency | 2021 | 9 | -35.3 | 1
3 Revenue Sufficiency | 2021 | 9 | -35.1 | 1
3 Revenue Sufficiency | 2021 | 9 | -35 | 1
3 Revenue Sufficiency | 2021 | 9 | -34.7 | 1
3 Revenue Sufficiency | 2021 | 9 | -34.6 | 1
3 Revenue Sufficiency | 2021 | 9 | -34.3 | 1
3 Revenue Sufficiency | 2021 | 9 | -34.1 | 2
3 Revenue Sufficiency | 2021 | 9 | -34 | 2
3 Revenue Sufficiency | 2021 | 9 | -33.7 | 3
3 Revenue Sufficiency | 2021 | 9 | -33.6 | 1
3 Revenue Sufficiency | 2021 | 9 | -33.3 | 1
3 Revenue Sufficiency | 2021 | 9 | -33.2 | 2
3 Revenue Sufficiency | 2021 | 9 | -33.1 | 2
3 Revenue Sufficiency | 2021 | 9 | -33 | 1
3 Revenue Sufficiency | 2021 | 9 | -32.9 | 3
3 Revenue Sufficiency | 2021 | 9 | -32.7 | 2
3 Revenue Sufficiency | 2021 | 9 | -32.6 | 1
3 Revenue Sufficiency | 2021 | 9 | -32.5 | 1
3 Revenue Sufficiency | 2021 | 9 | -32.3 | 1
3 Revenue Sufficiency | 2021 | 9 | -32.1 | 1
3 Revenue Sufficiency | 2021 | 9 | -31.9 | 1
3 Revenue Sufficiency | 2021 | 9 | -31.8 | 2
3 Revenue Sufficiency | 2021 | 9 | -31.3 | 1
3 Revenue Sufficiency | 2021 | 9 | -31.1 | 2
3 Revenue Sufficiency | 2021 | 9 | -30.8 | 1
3 Revenue Sufficiency | 2021 | 9 | -30.4 | 1
3 Revenue Sufficiency | 2021 | 9 | -30.2 | 1
3 Revenue Sufficiency | 2021 | 9 | -29.9 | 4
3 Revenue Sufficiency | 2021 | 9 | -29.8 | 1
3 Revenue Sufficiency | 2021 | 9 | -29.6 | 1
3 Revenue Sufficiency | 2021 | 9 | -29.5 | 2
3 Revenue Sufficiency | 2021 | 9 | -29.4 | 1
3 Revenue Sufficiency | 2021 | 9 | -29.3 | 3
3 Revenue Sufficiency | 2021 | 9 | -29.1 | 3
3 Revenue Sufficiency | 2021 | 9 | -28.9 | 1
3 Revenue Sufficiency | 2021 | 9 | -28.8 | 1
3 Revenue Sufficiency | 2021 | 9 | -28.6 | 2
3 Revenue Sufficiency | 2021 | 9 | -28.5 | 1
3 Revenue Sufficiency | 2021 | 9 | -28.3 | 1
3 Revenue Sufficiency | 2021 | 9 | -27.9 | 1
3 Revenue Sufficiency | 2021 | 9 | -27.8 | 1
3 Revenue Sufficiency | 2021 | 9 | -27.7 | 1
3 Revenue Sufficiency | 2021 | 9 | -27.5 | 3
3 Revenue Sufficiency | 2021 | 9 | -27.4 | 1
3 Revenue Sufficiency | 2021 | 9 | -27.2 | 4
3 Revenue Sufficiency | 2021 | 9 | -27.1 | 3
3 Revenue Sufficiency | 2021 | 9 | -27 | 2
3 Revenue Sufficiency | 2021 | 9 | -26.4 | 3
3 Revenue Sufficiency | 2021 | 9 | -26.3 | 1
3 Revenue Sufficiency | 2021 | 9 | -26.2 | 3
3 Revenue Sufficiency | 2021 | 9 | -26.1 | 1
3 Revenue Sufficiency | 2021 | 9 | -26 | 1
3 Revenue Sufficiency | 2021 | 9 | -25.9 | 1
3 Revenue Sufficiency | 2021 | 9 | -25.7 | 1
3 Revenue Sufficiency | 2021 | 9 | -25.6 | 1
3 Revenue Sufficiency | 2021 | 9 | -25.5 | 1
3 Revenue Sufficiency | 2021 | 9 | -25.4 | 1
3 Revenue Sufficiency | 2021 | 9 | -25.3 | 2
3 Revenue Sufficiency | 2021 | 9 | -25 | 1
3 Revenue Sufficiency | 2021 | 9 | -24.9 | 2
3 Revenue Sufficiency | 2021 | 9 | -24.8 | 2
3 Revenue Sufficiency | 2021 | 9 | -24.7 | 2
3 Revenue Sufficiency | 2021 | 9 | -24.5 | 1
3 Revenue Sufficiency | 2021 | 9 | -24.4 | 1
3 Revenue Sufficiency | 2021 | 9 | -24.3 | 1
3 Revenue Sufficiency | 2021 | 9 | -24.2 | 2
3 Revenue Sufficiency | 2021 | 9 | -24.1 | 2
3 Revenue Sufficiency | 2021 | 9 | -23.8 | 1
3 Revenue Sufficiency | 2021 | 9 | -23.6 | 2
3 Revenue Sufficiency | 2021 | 9 | -23.5 | 1
3 Revenue Sufficiency | 2021 | 9 | -23.3 | 1
3 Revenue Sufficiency | 2021 | 9 | -23.2 | 2
3 Revenue Sufficiency | 2021 | 9 | -23.1 | 2
3 Revenue Sufficiency | 2021 | 9 | -22.9 | 1
3 Revenue Sufficiency | 2021 | 9 | -22.8 | 1
3 Revenue Sufficiency | 2021 | 9 | -22.7 | 1
3 Revenue Sufficiency | 2021 | 9 | -22.6 | 1
3 Revenue Sufficiency | 2021 | 9 | -22.5 | 1
3 Revenue Sufficiency | 2021 | 9 | -22.3 | 4
3 Revenue Sufficiency | 2021 | 9 | -22.2 | 1
3 Revenue Sufficiency | 2021 | 9 | -22.1 | 1
3 Revenue Sufficiency | 2021 | 9 | -22 | 1
3 Revenue Sufficiency | 2021 | 9 | -21.9 | 2
3 Revenue Sufficiency | 2021 | 9 | -21.8 | 1
3 Revenue Sufficiency | 2021 | 9 | -21.7 | 2
3 Revenue Sufficiency | 2021 | 9 | -21.5 | 1
3 Revenue Sufficiency | 2021 | 9 | -21.3 | 3
3 Revenue Sufficiency | 2021 | 9 | -21.2 | 1
3 Revenue Sufficiency | 2021 | 9 | -21.1 | 4
3 Revenue Sufficiency | 2021 | 9 | -21 | 1
3 Revenue Sufficiency | 2021 | 9 | -20.8 | 1
3 Revenue Sufficiency | 2021 | 9 | -20.7 | 1
3 Revenue Sufficiency | 2021 | 9 | -20.6 | 6
3 Revenue Sufficiency | 2021 | 9 | -20.5 | 1
3 Revenue Sufficiency | 2021 | 9 | -20.4 | 4
3 Revenue Sufficiency | 2021 | 9 | -20.3 | 3
3 Revenue Sufficiency | 2021 | 9 | -20.1 | 1
3 Revenue Sufficiency | 2021 | 9 | -19.9 | 2
3 Revenue Sufficiency | 2021 | 9 | -19.8 | 2
3 Revenue Sufficiency | 2021 | 9 | -19.7 | 1
3 Revenue Sufficiency | 2021 | 9 | -19.5 | 3
3 Revenue Sufficiency | 2021 | 9 | -19.4 | 3
3 Revenue Sufficiency | 2021 | 9 | -19.3 | 1
3 Revenue Sufficiency | 2021 | 9 | -19.2 | 3
3 Revenue Sufficiency | 2021 | 9 | -19 | 2
3 Revenue Sufficiency | 2021 | 9 | -18.8 | 2
3 Revenue Sufficiency | 2021 | 9 | -18.6 | 1
3 Revenue Sufficiency | 2021 | 9 | -18.2 | 3
3 Revenue Sufficiency | 2021 | 9 | -18.1 | 2
3 Revenue Sufficiency | 2021 | 9 | -17.9 | 3
3 Revenue Sufficiency | 2021 | 9 | -17.7 | 3
3 Revenue Sufficiency | 2021 | 9 | -17.4 | 2
3 Revenue Sufficiency | 2021 | 9 | -17.2 | 2
3 Revenue Sufficiency | 2021 | 9 | -17 | 1
3 Revenue Sufficiency | 2021 | 9 | -16.9 | 1
3 Revenue Sufficiency | 2021 | 9 | -16.6 | 1
3 Revenue Sufficiency | 2021 | 9 | -16.5 | 2
3 Revenue Sufficiency | 2021 | 9 | -16.4 | 3
3 Revenue Sufficiency | 2021 | 9 | -16.2 | 1
3 Revenue Sufficiency | 2021 | 9 | -16.1 | 1
3 Revenue Sufficiency | 2021 | 9 | -16 | 2
3 Revenue Sufficiency | 2021 | 9 | -15.7 | 1
3 Revenue Sufficiency | 2021 | 9 | -15.6 | 3
3 Revenue Sufficiency | 2021 | 9 | -15.5 | 2
3 Revenue Sufficiency | 2021 | 9 | -15.2 | 1
3 Revenue Sufficiency | 2021 | 9 | -15.1 | 1
3 Revenue Sufficiency | 2021 | 9 | -14.9 | 2
3 Revenue Sufficiency | 2021 | 9 | -14.7 | 1
3 Revenue Sufficiency | 2021 | 9 | -14.5 | 2
3 Revenue Sufficiency | 2021 | 9 | -14.4 | 1
3 Revenue Sufficiency | 2021 | 9 | -14.3 | 3
3 Revenue Sufficiency | 2021 | 9 | -14.2 | 1
3 Revenue Sufficiency | 2021 | 9 | -13.9 | 1
3 Revenue Sufficiency | 2021 | 9 | -13.8 | 1
3 Revenue Sufficiency | 2021 | 9 | -13.7 | 2
3 Revenue Sufficiency | 2021 | 9 | -13.6 | 1
3 Revenue Sufficiency | 2021 | 9 | -13.4 | 3
3 Revenue Sufficiency | 2021 | 9 | -13.2 | 1
3 Revenue Sufficiency | 2021 | 9 | -13.1 | 2
3 Revenue Sufficiency | 2021 | 9 | -12.8 | 2
3 Revenue Sufficiency | 2021 | 9 | -12.6 | 1
3 Revenue Sufficiency | 2021 | 9 | -12.5 | 1
3 Revenue Sufficiency | 2021 | 9 | -11.8 | 2
3 Revenue Sufficiency | 2021 | 9 | -11.7 | 2
3 Revenue Sufficiency | 2021 | 9 | -11.6 | 3
3 Revenue Sufficiency | 2021 | 9 | -11.5 | 1
3 Revenue Sufficiency | 2021 | 9 | -11.4 | 1
3 Revenue Sufficiency | 2021 | 9 | -11.3 | 1
3 Revenue Sufficiency | 2021 | 9 | -11.2 | 1
3 Revenue Sufficiency | 2021 | 9 | -11.1 | 1
3 Revenue Sufficiency | 2021 | 9 | -11 | 1
3 Revenue Sufficiency | 2021 | 9 | -10.8 | 1
3 Revenue Sufficiency | 2021 | 9 | -10.7 | 1
3 Revenue Sufficiency | 2021 | 9 | -10.6 | 1
3 Revenue Sufficiency | 2021 | 9 | -10.4 | 1
3 Revenue Sufficiency | 2021 | 9 | -10 | 1
3 Revenue Sufficiency | 2021 | 9 | -9.6 | 2
3 Revenue Sufficiency | 2021 | 9 | -9.3 | 1
3 Revenue Sufficiency | 2021 | 9 | -8.8 | 1
3 Revenue Sufficiency | 2021 | 9 | -8.6 | 1
3 Revenue Sufficiency | 2021 | 9 | -8.5 | 1
3 Revenue Sufficiency | 2021 | 9 | -8.4 | 1
3 Revenue Sufficiency | 2021 | 9 | -8 | 1
3 Revenue Sufficiency | 2021 | 9 | -7.6 | 1
3 Revenue Sufficiency | 2021 | 9 | -7.5 | 1
3 Revenue Sufficiency | 2021 | 9 | -7.4 | 1
3 Revenue Sufficiency | 2021 | 9 | -6.6 | 1
3 Revenue Sufficiency | 2021 | 9 | -6.5 | 1
3 Revenue Sufficiency | 2021 | 9 | -5.1 | 1
3 Revenue Sufficiency | 2021 | 9 | -3.5 | 1
3 Revenue Sufficiency | 2021 | 9 | -1.1 | 1
3 Revenue Sufficiency | 2021 | 9 | 3.1 | 1
3 Revenue Sufficiency | 2021 | 9 | 3.8 | 1
3 Revenue Sufficiency | 2021 | 9 | 4.8 | 1
3 Revenue Sufficiency | 2021 | 9 | 5.7 | 1
3 Revenue Sufficiency | 2021 | 9 | 5.8 | 1
3 Revenue Sufficiency | 2021 | 9 | 6.6 | 1
3 Revenue Sufficiency | 2021 | 9 | 7.3 | 1
3 Revenue Sufficiency | 2021 | 9 | 7.8 | 1
3 Revenue Sufficiency | 2021 | 9 | 8 | 1
3 Revenue Sufficiency | 2021 | 9 | 8.2 | 1
3 Revenue Sufficiency | 2021 | 9 | 8.3 | 1
3 Revenue Sufficiency | 2021 | 9 | 8.4 | 1
3 Revenue Sufficiency | 2021 | 9 | 8.5 | 2
3 Revenue Sufficiency | 2021 | 9 | 9.5 | 1
3 Revenue Sufficiency | 2021 | 9 | 9.7 | 1
3 Revenue Sufficiency | 2021 | 9 | 9.8 | 1
3 Revenue Sufficiency | 2021 | 9 | 10.5 | 2
3 Revenue Sufficiency | 2021 | 9 | 10.8 | 1
3 Revenue Sufficiency | 2021 | 9 | 11 | 1
3 Revenue Sufficiency | 2021 | 9 | 11.3 | 1
3 Revenue Sufficiency | 2021 | 9 | 11.5 | 1
3 Revenue Sufficiency | 2021 | 9 | 11.8 | 1
3 Revenue Sufficiency | 2021 | 9 | 11.9 | 1
3 Revenue Sufficiency | 2021 | 9 | 12.5 | 2
3 Revenue Sufficiency | 2021 | 9 | 12.8 | 1
3 Revenue Sufficiency | 2021 | 9 | 12.9 | 1
3 Revenue Sufficiency | 2021 | 9 | 13 | 1
3 Revenue Sufficiency | 2021 | 9 | 13.4 | 2
3 Revenue Sufficiency | 2021 | 9 | 13.5 | 1
3 Revenue Sufficiency | 2021 | 9 | 13.6 | 3
3 Revenue Sufficiency | 2021 | 9 | 13.7 | 2
3 Revenue Sufficiency | 2021 | 9 | 13.8 | 1
3 Revenue Sufficiency | 2021 | 9 | 14 | 1
3 Revenue Sufficiency | 2021 | 9 | 14.1 | 3
3 Revenue Sufficiency | 2021 | 9 | 14.4 | 1
3 Revenue Sufficiency | 2021 | 9 | 14.5 | 1
3 Revenue Sufficiency | 2021 | 9 | 14.7 | 3
3 Revenue Sufficiency | 2021 | 9 | 14.9 | 2
3 Revenue Sufficiency | 2021 | 9 | 15 | 1
3 Revenue Sufficiency | 2021 | 9 | 15.1 | 1
3 Revenue Sufficiency | 2021 | 9 | 15.3 | 4
3 Revenue Sufficiency | 2021 | 9 | 15.5 | 1
3 Revenue Sufficiency | 2021 | 9 | 15.6 | 1
3 Revenue Sufficiency | 2021 | 9 | 15.9 | 1
3 Revenue Sufficiency | 2021 | 9 | 16.1 | 1
3 Revenue Sufficiency | 2021 | 9 | 16.2 | 2
3 Revenue Sufficiency | 2021 | 9 | 16.3 | 3
3 Revenue Sufficiency | 2021 | 9 | 16.4 | 1
3 Revenue Sufficiency | 2021 | 9 | 16.6 | 2
3 Revenue Sufficiency | 2021 | 9 | 16.8 | 2
3 Revenue Sufficiency | 2021 | 9 | 17 | 1
3 Revenue Sufficiency | 2021 | 9 | 17.1 | 2
3 Revenue Sufficiency | 2021 | 9 | 17.4 | 1
3 Revenue Sufficiency | 2021 | 9 | 17.5 | 1
3 Revenue Sufficiency | 2021 | 9 | 17.6 | 1
3 Revenue Sufficiency | 2021 | 9 | 17.7 | 3
3 Revenue Sufficiency | 2021 | 9 | 17.8 | 1
3 Revenue Sufficiency | 2021 | 9 | 17.9 | 1
3 Revenue Sufficiency | 2021 | 9 | 18 | 3
3 Revenue Sufficiency | 2021 | 9 | 18.3 | 1
3 Revenue Sufficiency | 2021 | 9 | 18.4 | 2
3 Revenue Sufficiency | 2021 | 9 | 18.5 | 2
3 Revenue Sufficiency | 2021 | 9 | 18.7 | 3
3 Revenue Sufficiency | 2021 | 9 | 18.9 | 2
3 Revenue Sufficiency | 2021 | 9 | 19 | 1
3 Revenue Sufficiency | 2021 | 9 | 19.2 | 2
3 Revenue Sufficiency | 2021 | 9 | 19.3 | 1
3 Revenue Sufficiency | 2021 | 9 | 19.4 | 1
3 Revenue Sufficiency | 2021 | 9 | 19.6 | 2
3 Revenue Sufficiency | 2021 | 9 | 19.8 | 2
3 Revenue Sufficiency | 2021 | 9 | 19.9 | 2
3 Revenue Sufficiency | 2021 | 9 | 20 | 2
3 Revenue Sufficiency | 2021 | 9 | 20.1 | 1
3 Revenue Sufficiency | 2021 | 9 | 20.2 | 1
3 Revenue Sufficiency | 2021 | 9 | 20.3 | 1
3 Revenue Sufficiency | 2021 | 9 | 20.4 | 2
3 Revenue Sufficiency | 2021 | 9 | 20.6 | 2
3 Revenue Sufficiency | 2021 | 9 | 20.7 | 5
3 Revenue Sufficiency | 2021 | 9 | 20.9 | 1
3 Revenue Sufficiency | 2021 | 9 | 21.1 | 3
3 Revenue Sufficiency | 2021 | 9 | 21.3 | 1
3 Revenue Sufficiency | 2021 | 9 | 21.4 | 1
3 Revenue Sufficiency | 2021 | 9 | 21.5 | 1
3 Revenue Sufficiency | 2021 | 9 | 21.6 | 5
3 Revenue Sufficiency | 2021 | 9 | 21.9 | 1
3 Revenue Sufficiency | 2021 | 9 | 22.1 | 2
3 Revenue Sufficiency | 2021 | 9 | 22.3 | 1
3 Revenue Sufficiency | 2021 | 9 | 22.4 | 1
3 Revenue Sufficiency | 2021 | 9 | 22.5 | 3
3 Revenue Sufficiency | 2021 | 9 | 22.6 | 2
3 Revenue Sufficiency | 2021 | 9 | 22.7 | 3
3 Revenue Sufficiency | 2021 | 9 | 22.8 | 2
3 Revenue Sufficiency | 2021 | 9 | 22.9 | 2
3 Revenue Sufficiency | 2021 | 9 | 23 | 2
3 Revenue Sufficiency | 2021 | 9 | 23.1 | 2
3 Revenue Sufficiency | 2021 | 9 | 23.2 | 2
3 Revenue Sufficiency | 2021 | 9 | 23.3 | 3
3 Revenue Sufficiency | 2021 | 9 | 23.4 | 4
3 Revenue Sufficiency | 2021 | 9 | 23.5 | 1
3 Revenue Sufficiency | 2021 | 9 | 23.6 | 1
3 Revenue Sufficiency | 2021 | 9 | 23.7 | 1
3 Revenue Sufficiency | 2021 | 9 | 23.9 | 2
3 Revenue Sufficiency | 2021 | 9 | 24.1 | 1
3 Revenue Sufficiency | 2021 | 9 | 24.2 | 1
3 Revenue Sufficiency | 2021 | 9 | 24.3 | 1
3 Revenue Sufficiency | 2021 | 9 | 24.4 | 3
3 Revenue Sufficiency | 2021 | 9 | 24.6 | 1
3 Revenue Sufficiency | 2021 | 9 | 24.7 | 1
3 Revenue Sufficiency | 2021 | 9 | 24.8 | 1
3 Revenue Sufficiency | 2021 | 9 | 24.9 | 1
3 Revenue Sufficiency | 2021 | 9 | 25 | 2
3 Revenue Sufficiency | 2021 | 9 | 25.1 | 1
3 Revenue Sufficiency | 2021 | 9 | 25.2 | 2
3 Revenue Sufficiency | 2021 | 9 | 25.3 | 1
3 Revenue Sufficiency | 2021 | 9 | 25.8 | 2
3 Revenue Sufficiency | 2021 | 9 | 25.9 | 2
3 Revenue Sufficiency | 2021 | 9 | 26 | 1
3 Revenue Sufficiency | 2021 | 9 | 26.2 | 2
3 Revenue Sufficiency | 2021 | 9 | 26.3 | 1
3 Revenue Sufficiency | 2021 | 9 | 26.6 | 2
3 Revenue Sufficiency | 2021 | 9 | 26.8 | 1
3 Revenue Sufficiency | 2021 | 9 | 26.9 | 1
3 Revenue Sufficiency | 2021 | 9 | 27 | 1
3 Revenue Sufficiency | 2021 | 9 | 27.1 | 2
3 Revenue Sufficiency | 2021 | 9 | 27.2 | 1
3 Revenue Sufficiency | 2021 | 9 | 27.3 | 1
3 Revenue Sufficiency | 2021 | 9 | 27.4 | 2
3 Revenue Sufficiency | 2021 | 9 | 27.5 | 1
3 Revenue Sufficiency | 2021 | 9 | 27.6 | 2
3 Revenue Sufficiency | 2021 | 9 | 27.8 | 4
3 Revenue Sufficiency | 2021 | 9 | 27.9 | 1
3 Revenue Sufficiency | 2021 | 9 | 28.1 | 3
3 Revenue Sufficiency | 2021 | 9 | 28.2 | 1
3 Revenue Sufficiency | 2021 | 9 | 28.3 | 1
3 Revenue Sufficiency | 2021 | 9 | 28.4 | 1
3 Revenue Sufficiency | 2021 | 9 | 28.7 | 1
3 Revenue Sufficiency | 2021 | 9 | 28.9 | 1
3 Revenue Sufficiency | 2021 | 9 | 29 | 1
3 Revenue Sufficiency | 2021 | 9 | 29.1 | 1
3 Revenue Sufficiency | 2021 | 9 | 29.3 | 3
3 Revenue Sufficiency | 2021 | 9 | 29.5 | 1
3 Revenue Sufficiency | 2021 | 9 | 29.6 | 1
3 Revenue Sufficiency | 2021 | 9 | 29.7 | 1
3 Revenue Sufficiency | 2021 | 9 | 30.4 | 2
3 Revenue Sufficiency | 2021 | 9 | 30.5 | 1
3 Revenue Sufficiency | 2021 | 9 | 30.6 | 1
3 Revenue Sufficiency | 2021 | 9 | 30.8 | 3
3 Revenue Sufficiency | 2021 | 9 | 31 | 1
3 Revenue Sufficiency | 2021 | 9 | 31.1 | 1
3 Revenue Sufficiency | 2021 | 9 | 31.2 | 2
3 Revenue Sufficiency | 2021 | 9 | 31.4 | 2
3 Revenue Sufficiency | 2021 | 9 | 31.7 | 1
3 Revenue Sufficiency | 2021 | 9 | 31.9 | 1
3 Revenue Sufficiency | 2021 | 9 | 32.2 | 1
3 Revenue Sufficiency | 2021 | 9 | 32.4 | 2
3 Revenue Sufficiency | 2021 | 9 | 33.1 | 1
3 Revenue Sufficiency | 2021 | 9 | 33.2 | 1
3 Revenue Sufficiency | 2021 | 9 | 33.4 | 3
3 Revenue Sufficiency | 2021 | 9 | 33.5 | 1
3 Revenue Sufficiency | 2021 | 9 | 33.6 | 1
3 Revenue Sufficiency | 2021 | 9 | 33.7 | 1
3 Revenue Sufficiency | 2021 | 9 | 33.9 | 1
3 Revenue Sufficiency | 2021 | 9 | 34 | 1
3 Revenue Sufficiency | 2021 | 9 | 34.2 | 1
3 Revenue Sufficiency | 2021 | 9 | 34.3 | 1
3 Revenue Sufficiency | 2021 | 9 | 34.7 | 4
3 Revenue Sufficiency | 2021 | 9 | 34.8 | 1
3 Revenue Sufficiency | 2021 | 9 | 35.1 | 2
3 Revenue Sufficiency | 2021 | 9 | 35.2 | 2
3 Revenue Sufficiency | 2021 | 9 | 35.4 | 1
3 Revenue Sufficiency | 2021 | 9 | 35.6 | 1
3 Revenue Sufficiency | 2021 | 9 | 35.7 | 1
3 Revenue Sufficiency | 2021 | 9 | 35.8 | 1
3 Revenue Sufficiency | 2021 | 9 | 36 | 2
3 Revenue Sufficiency | 2021 | 9 | 36.1 | 1
3 Revenue Sufficiency | 2021 | 9 | 36.5 | 2
3 Revenue Sufficiency | 2021 | 9 | 36.9 | 2
3 Revenue Sufficiency | 2021 | 9 | 37.1 | 1
3 Revenue Sufficiency | 2021 | 9 | 37.2 | 1
3 Revenue Sufficiency | 2021 | 9 | 37.3 | 1
3 Revenue Sufficiency | 2021 | 9 | 37.4 | 3
3 Revenue Sufficiency | 2021 | 9 | 37.5 | 1
3 Revenue Sufficiency | 2021 | 9 | 37.7 | 1
3 Revenue Sufficiency | 2021 | 9 | 37.8 | 2
3 Revenue Sufficiency | 2021 | 9 | 37.9 | 2
3 Revenue Sufficiency | 2021 | 9 | 38.1 | 1
3 Revenue Sufficiency | 2021 | 9 | 38.2 | 2
3 Revenue Sufficiency | 2021 | 9 | 38.3 | 1
3 Revenue Sufficiency | 2021 | 9 | 38.5 | 1
3 Revenue Sufficiency | 2021 | 9 | 38.6 | 2
3 Revenue Sufficiency | 2021 | 9 | 38.7 | 1
3 Revenue Sufficiency | 2021 | 9 | 39 | 1
3 Revenue Sufficiency | 2021 | 9 | 39.5 | 1
3 Revenue Sufficiency | 2021 | 9 | 39.6 | 1
3 Revenue Sufficiency | 2021 | 9 | 40 | 1
3 Revenue Sufficiency | 2021 | 9 | 40.2 | 1
3 Revenue Sufficiency | 2021 | 9 | 40.3 | 1
3 Revenue Sufficiency | 2021 | 9 | 40.4 | 1
3 Revenue Sufficiency | 2021 | 9 | 40.9 | 2
3 Revenue Sufficiency | 2021 | 9 | 41 | 1
3 Revenue Sufficiency | 2021 | 9 | 41.1 | 2
3 Revenue Sufficiency | 2021 | 9 | 41.2 | 1
3 Revenue Sufficiency | 2021 | 9 | 41.3 | 1
3 Revenue Sufficiency | 2021 | 9 | 41.7 | 2
3 Revenue Sufficiency | 2021 | 9 | 41.8 | 2
3 Revenue Sufficiency | 2021 | 9 | 42.6 | 1
3 Revenue Sufficiency | 2021 | 9 | 42.9 | 1
3 Revenue Sufficiency | 2021 | 9 | 43 | 1
3 Revenue Sufficiency | 2021 | 9 | 43.6 | 1
3 Revenue Sufficiency | 2021 | 9 | 44.6 | 1
3 Revenue Sufficiency | 2021 | 9 | 45.1 | 1
3 Revenue Sufficiency | 2021 | 9 | 45.5 | 1
3 Revenue Sufficiency | 2021 | 9 | 45.9 | 1
3 Revenue Sufficiency | 2021 | 9 | 46 | 1
3 Revenue Sufficiency | 2021 | 9 | 46.1 | 2
3 Revenue Sufficiency | 2021 | 9 | 46.3 | 1
3 Revenue Sufficiency | 2021 | 9 | 48.2 | 1
3 Revenue Sufficiency | 2021 | 9 | 48.8 | 1
3 Revenue Sufficiency | 2021 | 9 | 50.2 | 1
3 Revenue Sufficiency | 2021 | 9 | 50.3 | 1
3 Revenue Sufficiency | 2021 | 9 | 51.7 | 1
3 Revenue Sufficiency | 2021 | 9 | 51.8 | 2
3 Revenue Sufficiency | 2021 | 9 | 52.9 | 1
3 Revenue Sufficiency | 2021 | 9 | 53.6 | 1
3 Revenue Sufficiency | 2021 | 9 | 54.7 | 1
3 Revenue Sufficiency | 2021 | 9 | 56.2 | 1
3 Revenue Sufficiency | 2021 | 9 | 57.5 | 1
3 Revenue Sufficiency | 2021 | 9 | 59.4 | 1
3 Revenue Sufficiency | 2021 | 9 | 59.6 | 1
3 Revenue Sufficiency | 2021 | 9 | 60.1 | 1
3 Revenue Sufficiency | 2021 | 9 | 60.6 | 1
3 Revenue Sufficiency | 2021 | 9 | 63.3 | 1
3 Revenue Sufficiency | 2021 | 9 | 68.1 | 1
3 Revenue Sufficiency | 2021 | 9 | 72.8 | 1
3 Revenue Sufficiency | 2021 | 9 | 81.3 | 1
3 Revenue Sufficiency | 2021 | 9 | 85.8 | 2
3 Revenue Sufficiency | 2021 | 9 | 86.2 | 1
3 Revenue Sufficiency | 2021 | 9 | 87.1 | 1
3 Revenue Sufficiency | 2021 | 9 | 88.5 | 1
3 Revenue Sufficiency | 2021 | 9 | 108.3 | 1
3 Revenue Sufficiency | 2021 | 10 | -86 | 1
3 Revenue Sufficiency | 2021 | 10 | -80.1 | 1
3 Revenue Sufficiency | 2021 | 10 | -72 | 1
3 Revenue Sufficiency | 2021 | 10 | -70.4 | 1
3 Revenue Sufficiency | 2021 | 10 | -64.6 | 1
3 Revenue Sufficiency | 2021 | 10 | -64.1 | 1
3 Revenue Sufficiency | 2021 | 10 | -63.7 | 1
3 Revenue Sufficiency | 2021 | 10 | -61.7 | 1
3 Revenue Sufficiency | 2021 | 10 | -61.2 | 1
3 Revenue Sufficiency | 2021 | 10 | -60.7 | 1
3 Revenue Sufficiency | 2021 | 10 | -60.1 | 2
3 Revenue Sufficiency | 2021 | 10 | -59.8 | 1
3 Revenue Sufficiency | 2021 | 10 | -59.7 | 1
3 Revenue Sufficiency | 2021 | 10 | -59.2 | 1
3 Revenue Sufficiency | 2021 | 10 | -56 | 1
3 Revenue Sufficiency | 2021 | 10 | -55.9 | 1
3 Revenue Sufficiency | 2021 | 10 | -55.2 | 1
3 Revenue Sufficiency | 2021 | 10 | -55.1 | 1
3 Revenue Sufficiency | 2021 | 10 | -54.4 | 1
3 Revenue Sufficiency | 2021 | 10 | -54.3 | 2
3 Revenue Sufficiency | 2021 | 10 | -53.7 | 2
3 Revenue Sufficiency | 2021 | 10 | -53.5 | 1
3 Revenue Sufficiency | 2021 | 10 | -53.2 | 2
3 Revenue Sufficiency | 2021 | 10 | -52.9 | 1
3 Revenue Sufficiency | 2021 | 10 | -52.4 | 1
3 Revenue Sufficiency | 2021 | 10 | -52.2 | 1
3 Revenue Sufficiency | 2021 | 10 | -51 | 1
3 Revenue Sufficiency | 2021 | 10 | -50.6 | 1
3 Revenue Sufficiency | 2021 | 10 | -50.1 | 1
3 Revenue Sufficiency | 2021 | 10 | -50 | 1
3 Revenue Sufficiency | 2021 | 10 | -49.8 | 2
3 Revenue Sufficiency | 2021 | 10 | -49.4 | 2
3 Revenue Sufficiency | 2021 | 10 | -48.6 | 1
3 Revenue Sufficiency | 2021 | 10 | -48.2 | 1
3 Revenue Sufficiency | 2021 | 10 | -47.8 | 1
3 Revenue Sufficiency | 2021 | 10 | -47.3 | 1
3 Revenue Sufficiency | 2021 | 10 | -46.9 | 1
3 Revenue Sufficiency | 2021 | 10 | -44.6 | 1
3 Revenue Sufficiency | 2021 | 10 | -44.5 | 1
3 Revenue Sufficiency | 2021 | 10 | -44.3 | 1
3 Revenue Sufficiency | 2021 | 10 | -44.2 | 1
3 Revenue Sufficiency | 2021 | 10 | -44.1 | 1
3 Revenue Sufficiency | 2021 | 10 | -44 | 1
3 Revenue Sufficiency | 2021 | 10 | -43.1 | 2
3 Revenue Sufficiency | 2021 | 10 | -42.8 | 1
3 Revenue Sufficiency | 2021 | 10 | -42.7 | 1
3 Revenue Sufficiency | 2021 | 10 | -41.7 | 1
3 Revenue Sufficiency | 2021 | 10 | -41.3 | 1
3 Revenue Sufficiency | 2021 | 10 | -41.2 | 1
3 Revenue Sufficiency | 2021 | 10 | -41.1 | 1
3 Revenue Sufficiency | 2021 | 10 | -41 | 1
3 Revenue Sufficiency | 2021 | 10 | -40.7 | 1
3 Revenue Sufficiency | 2021 | 10 | -40.5 | 1
3 Revenue Sufficiency | 2021 | 10 | -39.8 | 1
3 Revenue Sufficiency | 2021 | 10 | -39.6 | 1
3 Revenue Sufficiency | 2021 | 10 | -39.3 | 2
3 Revenue Sufficiency | 2021 | 10 | -39 | 2
3 Revenue Sufficiency | 2021 | 10 | -38.9 | 1
3 Revenue Sufficiency | 2021 | 10 | -38.6 | 1
3 Revenue Sufficiency | 2021 | 10 | -38.4 | 1
3 Revenue Sufficiency | 2021 | 10 | -38.1 | 1
3 Revenue Sufficiency | 2021 | 10 | -38 | 2
3 Revenue Sufficiency | 2021 | 10 | -37.8 | 1
3 Revenue Sufficiency | 2021 | 10 | -37.6 | 1
3 Revenue Sufficiency | 2021 | 10 | -37.5 | 2
3 Revenue Sufficiency | 2021 | 10 | -37 | 2
3 Revenue Sufficiency | 2021 | 10 | -36.9 | 1
3 Revenue Sufficiency | 2021 | 10 | -36.6 | 1
3 Revenue Sufficiency | 2021 | 10 | -36.3 | 1
3 Revenue Sufficiency | 2021 | 10 | -36 | 2
3 Revenue Sufficiency | 2021 | 10 | -35.8 | 1
3 Revenue Sufficiency | 2021 | 10 | -35.4 | 1
3 Revenue Sufficiency | 2021 | 10 | -35.1 | 1
3 Revenue Sufficiency | 2021 | 10 | -35 | 1
3 Revenue Sufficiency | 2021 | 10 | -34.7 | 1
3 Revenue Sufficiency | 2021 | 10 | -34.5 | 1
3 Revenue Sufficiency | 2021 | 10 | -34.4 | 1
3 Revenue Sufficiency | 2021 | 10 | -34.1 | 2
3 Revenue Sufficiency | 2021 | 10 | -34 | 2
3 Revenue Sufficiency | 2021 | 10 | -33.9 | 2
3 Revenue Sufficiency | 2021 | 10 | -33.8 | 1
3 Revenue Sufficiency | 2021 | 10 | -33.7 | 1
3 Revenue Sufficiency | 2021 | 10 | -33.3 | 1
3 Revenue Sufficiency | 2021 | 10 | -33.2 | 2
3 Revenue Sufficiency | 2021 | 10 | -33.1 | 1
3 Revenue Sufficiency | 2021 | 10 | -32.6 | 1
3 Revenue Sufficiency | 2021 | 10 | -31.7 | 1
3 Revenue Sufficiency | 2021 | 10 | -31.5 | 1
3 Revenue Sufficiency | 2021 | 10 | -31.2 | 1
3 Revenue Sufficiency | 2021 | 10 | -31.1 | 2
3 Revenue Sufficiency | 2021 | 10 | -30.8 | 1
3 Revenue Sufficiency | 2021 | 10 | -30.7 | 1
3 Revenue Sufficiency | 2021 | 10 | -30.6 | 1
3 Revenue Sufficiency | 2021 | 10 | -30.5 | 2
3 Revenue Sufficiency | 2021 | 10 | -30.4 | 1
3 Revenue Sufficiency | 2021 | 10 | -30.3 | 2
3 Revenue Sufficiency | 2021 | 10 | -30.1 | 1
3 Revenue Sufficiency | 2021 | 10 | -30 | 3
3 Revenue Sufficiency | 2021 | 10 | -29.9 | 1
3 Revenue Sufficiency | 2021 | 10 | -29.8 | 1
3 Revenue Sufficiency | 2021 | 10 | -29.7 | 1
3 Revenue Sufficiency | 2021 | 10 | -29.5 | 3
3 Revenue Sufficiency | 2021 | 10 | -29.2 | 2
3 Revenue Sufficiency | 2021 | 10 | -29 | 2
3 Revenue Sufficiency | 2021 | 10 | -28.9 | 1
3 Revenue Sufficiency | 2021 | 10 | -28.7 | 1
3 Revenue Sufficiency | 2021 | 10 | -28.5 | 2
3 Revenue Sufficiency | 2021 | 10 | -28.4 | 2
3 Revenue Sufficiency | 2021 | 10 | -28.2 | 1
3 Revenue Sufficiency | 2021 | 10 | -28.1 | 1
3 Revenue Sufficiency | 2021 | 10 | -27.9 | 2
3 Revenue Sufficiency | 2021 | 10 | -27.7 | 2
3 Revenue Sufficiency | 2021 | 10 | -27.6 | 3
3 Revenue Sufficiency | 2021 | 10 | -27.5 | 2
3 Revenue Sufficiency | 2021 | 10 | -27.4 | 1
3 Revenue Sufficiency | 2021 | 10 | -27.2 | 1
3 Revenue Sufficiency | 2021 | 10 | -26.9 | 2
3 Revenue Sufficiency | 2021 | 10 | -26.5 | 3
3 Revenue Sufficiency | 2021 | 10 | -26.3 | 1
3 Revenue Sufficiency | 2021 | 10 | -26.2 | 3
3 Revenue Sufficiency | 2021 | 10 | -25.8 | 1
3 Revenue Sufficiency | 2021 | 10 | -25.7 | 1
3 Revenue Sufficiency | 2021 | 10 | -25.1 | 1
3 Revenue Sufficiency | 2021 | 10 | -25 | 2
3 Revenue Sufficiency | 2021 | 10 | -24.9 | 3
3 Revenue Sufficiency | 2021 | 10 | -24.8 | 1
3 Revenue Sufficiency | 2021 | 10 | -24.7 | 1
3 Revenue Sufficiency | 2021 | 10 | -24.5 | 1
3 Revenue Sufficiency | 2021 | 10 | -24 | 1
3 Revenue Sufficiency | 2021 | 10 | -23.9 | 2
3 Revenue Sufficiency | 2021 | 10 | -23.8 | 1
3 Revenue Sufficiency | 2021 | 10 | -23.7 | 1
3 Revenue Sufficiency | 2021 | 10 | -23.5 | 1
3 Revenue Sufficiency | 2021 | 10 | -23.4 | 2
3 Revenue Sufficiency | 2021 | 10 | -23.1 | 2
3 Revenue Sufficiency | 2021 | 10 | -22.9 | 1
3 Revenue Sufficiency | 2021 | 10 | -22.3 | 2
3 Revenue Sufficiency | 2021 | 10 | -22.2 | 2
3 Revenue Sufficiency | 2021 | 10 | -22.1 | 1
3 Revenue Sufficiency | 2021 | 10 | -22 | 1
3 Revenue Sufficiency | 2021 | 10 | -21.9 | 1
3 Revenue Sufficiency | 2021 | 10 | -21.8 | 1
3 Revenue Sufficiency | 2021 | 10 | -21.7 | 1
3 Revenue Sufficiency | 2021 | 10 | -21.5 | 1
3 Revenue Sufficiency | 2021 | 10 | -21.4 | 1
3 Revenue Sufficiency | 2021 | 10 | -21 | 1
3 Revenue Sufficiency | 2021 | 10 | -20.9 | 2
3 Revenue Sufficiency | 2021 | 10 | -20.6 | 1
3 Revenue Sufficiency | 2021 | 10 | -20.5 | 2
3 Revenue Sufficiency | 2021 | 10 | -20.4 | 1
3 Revenue Sufficiency | 2021 | 10 | -20.2 | 3
3 Revenue Sufficiency | 2021 | 10 | -20.1 | 2
3 Revenue Sufficiency | 2021 | 10 | -19.8 | 1
3 Revenue Sufficiency | 2021 | 10 | -19.6 | 1
3 Revenue Sufficiency | 2021 | 10 | -19.5 | 2
3 Revenue Sufficiency | 2021 | 10 | -19.4 | 3
3 Revenue Sufficiency | 2021 | 10 | -19.3 | 1
3 Revenue Sufficiency | 2021 | 10 | -19.2 | 2
3 Revenue Sufficiency | 2021 | 10 | -19.1 | 1
3 Revenue Sufficiency | 2021 | 10 | -19 | 1
3 Revenue Sufficiency | 2021 | 10 | -18.8 | 2
3 Revenue Sufficiency | 2021 | 10 | -18.7 | 2
3 Revenue Sufficiency | 2021 | 10 | -18.6 | 1
3 Revenue Sufficiency | 2021 | 10 | -18.5 | 1
3 Revenue Sufficiency | 2021 | 10 | -18.3 | 1
3 Revenue Sufficiency | 2021 | 10 | -18.2 | 1
3 Revenue Sufficiency | 2021 | 10 | -18 | 2
3 Revenue Sufficiency | 2021 | 10 | -17.9 | 1
3 Revenue Sufficiency | 2021 | 10 | -17.8 | 2
3 Revenue Sufficiency | 2021 | 10 | -17.5 | 3
3 Revenue Sufficiency | 2021 | 10 | -17.4 | 1
3 Revenue Sufficiency | 2021 | 10 | -17.3 | 1
3 Revenue Sufficiency | 2021 | 10 | -17.1 | 1
3 Revenue Sufficiency | 2021 | 10 | -16.9 | 3
3 Revenue Sufficiency | 2021 | 10 | -16.7 | 1
3 Revenue Sufficiency | 2021 | 10 | -16.6 | 1
3 Revenue Sufficiency | 2021 | 10 | -16.5 | 2
3 Revenue Sufficiency | 2021 | 10 | -16.4 | 2
3 Revenue Sufficiency | 2021 | 10 | -16.3 | 1
3 Revenue Sufficiency | 2021 | 10 | -16.2 | 1
3 Revenue Sufficiency | 2021 | 10 | -16 | 1
3 Revenue Sufficiency | 2021 | 10 | -15.9 | 1
3 Revenue Sufficiency | 2021 | 10 | -15.8 | 1
3 Revenue Sufficiency | 2021 | 10 | -15.7 | 1
3 Revenue Sufficiency | 2021 | 10 | -15.5 | 1
3 Revenue Sufficiency | 2021 | 10 | -15.1 | 2
3 Revenue Sufficiency | 2021 | 10 | -14.9 | 1
3 Revenue Sufficiency | 2021 | 10 | -14.8 | 3
3 Revenue Sufficiency | 2021 | 10 | -14.7 | 1
3 Revenue Sufficiency | 2021 | 10 | -14.6 | 2
3 Revenue Sufficiency | 2021 | 10 | -14.4 | 1
3 Revenue Sufficiency | 2021 | 10 | -14.3 | 1
3 Revenue Sufficiency | 2021 | 10 | -14.2 | 1
3 Revenue Sufficiency | 2021 | 10 | -14.1 | 1
3 Revenue Sufficiency | 2021 | 10 | -13.8 | 2
3 Revenue Sufficiency | 2021 | 10 | -13.4 | 2
3 Revenue Sufficiency | 2021 | 10 | -13.1 | 1
3 Revenue Sufficiency | 2021 | 10 | -12.8 | 1
3 Revenue Sufficiency | 2021 | 10 | -12.7 | 1
3 Revenue Sufficiency | 2021 | 10 | -11.9 | 1
3 Revenue Sufficiency | 2021 | 10 | -11.8 | 1
3 Revenue Sufficiency | 2021 | 10 | -11.2 | 1
3 Revenue Sufficiency | 2021 | 10 | -11 | 1
3 Revenue Sufficiency | 2021 | 10 | -10.8 | 1
3 Revenue Sufficiency | 2021 | 10 | -10.4 | 1
3 Revenue Sufficiency | 2021 | 10 | -10 | 1
3 Revenue Sufficiency | 2021 | 10 | -9.8 | 1
3 Revenue Sufficiency | 2021 | 10 | -9.3 | 1
3 Revenue Sufficiency | 2021 | 10 | -9.1 | 2
3 Revenue Sufficiency | 2021 | 10 | -9 | 1
3 Revenue Sufficiency | 2021 | 10 | -8.8 | 1
3 Revenue Sufficiency | 2021 | 10 | -8.5 | 1
3 Revenue Sufficiency | 2021 | 10 | -6.8 | 1
3 Revenue Sufficiency | 2021 | 10 | -3.8 | 1
3 Revenue Sufficiency | 2021 | 10 | 0 | 2
3 Revenue Sufficiency | 2021 | 10 | 0.2 | 1
3 Revenue Sufficiency | 2021 | 10 | 5.9 | 1
3 Revenue Sufficiency | 2021 | 10 | 6.1 | 1
3 Revenue Sufficiency | 2021 | 10 | 8.5 | 1
3 Revenue Sufficiency | 2021 | 10 | 8.8 | 1
3 Revenue Sufficiency | 2021 | 10 | 9.9 | 1
3 Revenue Sufficiency | 2021 | 10 | 10.2 | 1
3 Revenue Sufficiency | 2021 | 10 | 10.3 | 1
3 Revenue Sufficiency | 2021 | 10 | 10.6 | 1
3 Revenue Sufficiency | 2021 | 10 | 10.7 | 1
3 Revenue Sufficiency | 2021 | 10 | 11.7 | 1
3 Revenue Sufficiency | 2021 | 10 | 11.9 | 1
3 Revenue Sufficiency | 2021 | 10 | 12 | 1
3 Revenue Sufficiency | 2021 | 10 | 12.3 | 1
3 Revenue Sufficiency | 2021 | 10 | 12.5 | 1
3 Revenue Sufficiency | 2021 | 10 | 12.6 | 1
3 Revenue Sufficiency | 2021 | 10 | 12.8 | 1
3 Revenue Sufficiency | 2021 | 10 | 12.9 | 1
3 Revenue Sufficiency | 2021 | 10 | 13.1 | 1
3 Revenue Sufficiency | 2021 | 10 | 13.2 | 1
3 Revenue Sufficiency | 2021 | 10 | 13.4 | 2
3 Revenue Sufficiency | 2021 | 10 | 13.6 | 2
3 Revenue Sufficiency | 2021 | 10 | 14 | 1
3 Revenue Sufficiency | 2021 | 10 | 14.1 | 1
3 Revenue Sufficiency | 2021 | 10 | 14.5 | 3
3 Revenue Sufficiency | 2021 | 10 | 14.6 | 1
3 Revenue Sufficiency | 2021 | 10 | 14.7 | 1
3 Revenue Sufficiency | 2021 | 10 | 14.8 | 1
3 Revenue Sufficiency | 2021 | 10 | 14.9 | 1
3 Revenue Sufficiency | 2021 | 10 | 15 | 2
3 Revenue Sufficiency | 2021 | 10 | 15.1 | 1
3 Revenue Sufficiency | 2021 | 10 | 15.5 | 3
3 Revenue Sufficiency | 2021 | 10 | 15.6 | 2
3 Revenue Sufficiency | 2021 | 10 | 15.7 | 1
3 Revenue Sufficiency | 2021 | 10 | 16 | 1
3 Revenue Sufficiency | 2021 | 10 | 16.1 | 1
3 Revenue Sufficiency | 2021 | 10 | 16.4 | 3
3 Revenue Sufficiency | 2021 | 10 | 16.5 | 3
3 Revenue Sufficiency | 2021 | 10 | 16.6 | 2
3 Revenue Sufficiency | 2021 | 10 | 16.7 | 1
3 Revenue Sufficiency | 2021 | 10 | 17 | 1
3 Revenue Sufficiency | 2021 | 10 | 17.1 | 3
3 Revenue Sufficiency | 2021 | 10 | 17.2 | 1
3 Revenue Sufficiency | 2021 | 10 | 17.3 | 2
3 Revenue Sufficiency | 2021 | 10 | 17.4 | 1
3 Revenue Sufficiency | 2021 | 10 | 17.6 | 1
3 Revenue Sufficiency | 2021 | 10 | 17.7 | 2
3 Revenue Sufficiency | 2021 | 10 | 17.9 | 2
3 Revenue Sufficiency | 2021 | 10 | 18.1 | 1
3 Revenue Sufficiency | 2021 | 10 | 18.2 | 1
3 Revenue Sufficiency | 2021 | 10 | 18.3 | 1
3 Revenue Sufficiency | 2021 | 10 | 18.4 | 1
3 Revenue Sufficiency | 2021 | 10 | 18.5 | 1
3 Revenue Sufficiency | 2021 | 10 | 18.6 | 1
3 Revenue Sufficiency | 2021 | 10 | 18.7 | 1
3 Revenue Sufficiency | 2021 | 10 | 19.2 | 2
3 Revenue Sufficiency | 2021 | 10 | 19.3 | 1
3 Revenue Sufficiency | 2021 | 10 | 19.4 | 1
3 Revenue Sufficiency | 2021 | 10 | 19.5 | 1
3 Revenue Sufficiency | 2021 | 10 | 19.8 | 1
3 Revenue Sufficiency | 2021 | 10 | 19.9 | 1
3 Revenue Sufficiency | 2021 | 10 | 20 | 1
3 Revenue Sufficiency | 2021 | 10 | 20.1 | 2
3 Revenue Sufficiency | 2021 | 10 | 20.6 | 2
3 Revenue Sufficiency | 2021 | 10 | 20.9 | 2
3 Revenue Sufficiency | 2021 | 10 | 21 | 2
3 Revenue Sufficiency | 2021 | 10 | 21.2 | 2
3 Revenue Sufficiency | 2021 | 10 | 21.3 | 1
3 Revenue Sufficiency | 2021 | 10 | 21.5 | 2
3 Revenue Sufficiency | 2021 | 10 | 21.7 | 2
3 Revenue Sufficiency | 2021 | 10 | 21.8 | 1
3 Revenue Sufficiency | 2021 | 10 | 21.9 | 2
3 Revenue Sufficiency | 2021 | 10 | 22 | 1
3 Revenue Sufficiency | 2021 | 10 | 22.1 | 2
3 Revenue Sufficiency | 2021 | 10 | 22.5 | 1
3 Revenue Sufficiency | 2021 | 10 | 22.7 | 1
3 Revenue Sufficiency | 2021 | 10 | 22.8 | 2
3 Revenue Sufficiency | 2021 | 10 | 23 | 4
3 Revenue Sufficiency | 2021 | 10 | 23.1 | 2
3 Revenue Sufficiency | 2021 | 10 | 23.2 | 2
3 Revenue Sufficiency | 2021 | 10 | 23.4 | 1
3 Revenue Sufficiency | 2021 | 10 | 23.5 | 2
3 Revenue Sufficiency | 2021 | 10 | 23.6 | 1
3 Revenue Sufficiency | 2021 | 10 | 23.8 | 2
3 Revenue Sufficiency | 2021 | 10 | 24.1 | 1
3 Revenue Sufficiency | 2021 | 10 | 24.3 | 1
3 Revenue Sufficiency | 2021 | 10 | 24.4 | 1
3 Revenue Sufficiency | 2021 | 10 | 24.5 | 1
3 Revenue Sufficiency | 2021 | 10 | 24.8 | 3
3 Revenue Sufficiency | 2021 | 10 | 25 | 1
3 Revenue Sufficiency | 2021 | 10 | 25.5 | 4
3 Revenue Sufficiency | 2021 | 10 | 25.6 | 1
3 Revenue Sufficiency | 2021 | 10 | 25.7 | 1
3 Revenue Sufficiency | 2021 | 10 | 25.8 | 1
3 Revenue Sufficiency | 2021 | 10 | 26 | 1
3 Revenue Sufficiency | 2021 | 10 | 26.2 | 1
3 Revenue Sufficiency | 2021 | 10 | 26.4 | 1
3 Revenue Sufficiency | 2021 | 10 | 26.5 | 1
3 Revenue Sufficiency | 2021 | 10 | 26.7 | 3
3 Revenue Sufficiency | 2021 | 10 | 26.8 | 1
3 Revenue Sufficiency | 2021 | 10 | 26.9 | 2
3 Revenue Sufficiency | 2021 | 10 | 27 | 1
3 Revenue Sufficiency | 2021 | 10 | 27.1 | 1
3 Revenue Sufficiency | 2021 | 10 | 27.2 | 1
3 Revenue Sufficiency | 2021 | 10 | 27.3 | 1
3 Revenue Sufficiency | 2021 | 10 | 27.4 | 1
3 Revenue Sufficiency | 2021 | 10 | 27.9 | 1
3 Revenue Sufficiency | 2021 | 10 | 28.4 | 1
3 Revenue Sufficiency | 2021 | 10 | 28.5 | 2
3 Revenue Sufficiency | 2021 | 10 | 28.6 | 2
3 Revenue Sufficiency | 2021 | 10 | 28.7 | 1
3 Revenue Sufficiency | 2021 | 10 | 28.8 | 2
3 Revenue Sufficiency | 2021 | 10 | 29.2 | 2
3 Revenue Sufficiency | 2021 | 10 | 29.3 | 1
3 Revenue Sufficiency | 2021 | 10 | 29.4 | 3
3 Revenue Sufficiency | 2021 | 10 | 29.5 | 2
3 Revenue Sufficiency | 2021 | 10 | 29.6 | 1
3 Revenue Sufficiency | 2021 | 10 | 29.7 | 1
3 Revenue Sufficiency | 2021 | 10 | 30 | 1
3 Revenue Sufficiency | 2021 | 10 | 30.1 | 1
3 Revenue Sufficiency | 2021 | 10 | 30.3 | 1
3 Revenue Sufficiency | 2021 | 10 | 30.5 | 1
3 Revenue Sufficiency | 2021 | 10 | 30.6 | 1
3 Revenue Sufficiency | 2021 | 10 | 30.8 | 3
3 Revenue Sufficiency | 2021 | 10 | 31.1 | 1
3 Revenue Sufficiency | 2021 | 10 | 31.2 | 2
3 Revenue Sufficiency | 2021 | 10 | 31.4 | 1
3 Revenue Sufficiency | 2021 | 10 | 31.5 | 1
3 Revenue Sufficiency | 2021 | 10 | 31.6 | 1
3 Revenue Sufficiency | 2021 | 10 | 31.9 | 1
3 Revenue Sufficiency | 2021 | 10 | 32.1 | 2
3 Revenue Sufficiency | 2021 | 10 | 32.5 | 1
3 Revenue Sufficiency | 2021 | 10 | 32.6 | 1
3 Revenue Sufficiency | 2021 | 10 | 32.7 | 1
3 Revenue Sufficiency | 2021 | 10 | 32.8 | 2
3 Revenue Sufficiency | 2021 | 10 | 32.9 | 1
3 Revenue Sufficiency | 2021 | 10 | 33 | 2
3 Revenue Sufficiency | 2021 | 10 | 33.2 | 1
3 Revenue Sufficiency | 2021 | 10 | 33.3 | 2
3 Revenue Sufficiency | 2021 | 10 | 33.4 | 3
3 Revenue Sufficiency | 2021 | 10 | 33.5 | 2
3 Revenue Sufficiency | 2021 | 10 | 33.6 | 1
3 Revenue Sufficiency | 2021 | 10 | 33.8 | 1
3 Revenue Sufficiency | 2021 | 10 | 33.9 | 2
3 Revenue Sufficiency | 2021 | 10 | 34 | 1
3 Revenue Sufficiency | 2021 | 10 | 34.2 | 1
3 Revenue Sufficiency | 2021 | 10 | 34.7 | 3
3 Revenue Sufficiency | 2021 | 10 | 34.8 | 1
3 Revenue Sufficiency | 2021 | 10 | 35 | 1
3 Revenue Sufficiency | 2021 | 10 | 35.2 | 2
3 Revenue Sufficiency | 2021 | 10 | 35.5 | 2
3 Revenue Sufficiency | 2021 | 10 | 35.6 | 1
3 Revenue Sufficiency | 2021 | 10 | 36.4 | 2
3 Revenue Sufficiency | 2021 | 10 | 36.5 | 1
3 Revenue Sufficiency | 2021 | 10 | 36.7 | 1
3 Revenue Sufficiency | 2021 | 10 | 36.9 | 1
3 Revenue Sufficiency | 2021 | 10 | 37 | 1
3 Revenue Sufficiency | 2021 | 10 | 37.3 | 1
3 Revenue Sufficiency | 2021 | 10 | 37.4 | 1
3 Revenue Sufficiency | 2021 | 10 | 37.8 | 1
3 Revenue Sufficiency | 2021 | 10 | 37.9 | 2
3 Revenue Sufficiency | 2021 | 10 | 38.1 | 2
3 Revenue Sufficiency | 2021 | 10 | 38.4 | 1
3 Revenue Sufficiency | 2021 | 10 | 38.5 | 1
3 Revenue Sufficiency | 2021 | 10 | 38.6 | 1
3 Revenue Sufficiency | 2021 | 10 | 38.7 | 1
3 Revenue Sufficiency | 2021 | 10 | 39 | 1
3 Revenue Sufficiency | 2021 | 10 | 39.2 | 1
3 Revenue Sufficiency | 2021 | 10 | 39.5 | 1
3 Revenue Sufficiency | 2021 | 10 | 39.6 | 2
3 Revenue Sufficiency | 2021 | 10 | 39.7 | 1
3 Revenue Sufficiency | 2021 | 10 | 40 | 1
3 Revenue Sufficiency | 2021 | 10 | 40.1 | 1
3 Revenue Sufficiency | 2021 | 10 | 40.3 | 1
3 Revenue Sufficiency | 2021 | 10 | 40.5 | 1
3 Revenue Sufficiency | 2021 | 10 | 40.9 | 1
3 Revenue Sufficiency | 2021 | 10 | 41.1 | 1
3 Revenue Sufficiency | 2021 | 10 | 41.2 | 2
3 Revenue Sufficiency | 2021 | 10 | 41.3 | 2
3 Revenue Sufficiency | 2021 | 10 | 41.7 | 1
3 Revenue Sufficiency | 2021 | 10 | 41.9 | 2
3 Revenue Sufficiency | 2021 | 10 | 42.1 | 1
3 Revenue Sufficiency | 2021 | 10 | 42.6 | 3
3 Revenue Sufficiency | 2021 | 10 | 42.8 | 1
3 Revenue Sufficiency | 2021 | 10 | 43.4 | 1
3 Revenue Sufficiency | 2021 | 10 | 44.5 | 1
3 Revenue Sufficiency | 2021 | 10 | 45 | 3
3 Revenue Sufficiency | 2021 | 10 | 45.3 | 1
3 Revenue Sufficiency | 2021 | 10 | 45.8 | 1
3 Revenue Sufficiency | 2021 | 10 | 45.9 | 1
3 Revenue Sufficiency | 2021 | 10 | 46.6 | 2
3 Revenue Sufficiency | 2021 | 10 | 47.3 | 1
3 Revenue Sufficiency | 2021 | 10 | 48.1 | 1
3 Revenue Sufficiency | 2021 | 10 | 48.5 | 2
3 Revenue Sufficiency | 2021 | 10 | 49.4 | 1
3 Revenue Sufficiency | 2021 | 10 | 49.7 | 1
3 Revenue Sufficiency | 2021 | 10 | 50.2 | 1
3 Revenue Sufficiency | 2021 | 10 | 52.7 | 2
3 Revenue Sufficiency | 2021 | 10 | 53 | 1
3 Revenue Sufficiency | 2021 | 10 | 53.4 | 1
3 Revenue Sufficiency | 2021 | 10 | 53.5 | 1
3 Revenue Sufficiency | 2021 | 10 | 53.6 | 1
3 Revenue Sufficiency | 2021 | 10 | 54.4 | 1
3 Revenue Sufficiency | 2021 | 10 | 55.3 | 1
3 Revenue Sufficiency | 2021 | 10 | 56.1 | 1
3 Revenue Sufficiency | 2021 | 10 | 57.1 | 1
3 Revenue Sufficiency | 2021 | 10 | 57.8 | 1
3 Revenue Sufficiency | 2021 | 10 | 58.4 | 2
3 Revenue Sufficiency | 2021 | 10 | 58.7 | 1
3 Revenue Sufficiency | 2021 | 10 | 60.7 | 1
3 Revenue Sufficiency | 2021 | 10 | 60.8 | 1
3 Revenue Sufficiency | 2021 | 10 | 61.5 | 1
3 Revenue Sufficiency | 2021 | 10 | 64.9 | 1
3 Revenue Sufficiency | 2021 | 10 | 67.3 | 1
3 Revenue Sufficiency | 2021 | 10 | 68.1 | 1
3 Revenue Sufficiency | 2021 | 10 | 70.9 | 1
3 Revenue Sufficiency | 2021 | 10 | 75.6 | 1
3 Revenue Sufficiency | 2021 | 10 | 80.6 | 1
3 Revenue Sufficiency | 2021 | 10 | 81.6 | 1
3 Revenue Sufficiency | 2021 | 10 | 86.5 | 1
3 Revenue Sufficiency | 2021 | 10 | 89.8 | 1
3 Revenue Sufficiency | 2021 | 10 | 129.2 | 1
3 Revenue Sufficiency | 2021 | 10 | 348.3 | 1
3 Revenue Sufficiency | 2021 | 11 | -104.2 | 1
3 Revenue Sufficiency | 2021 | 11 | -78.9 | 1
3 Revenue Sufficiency | 2021 | 11 | -78.3 | 1
3 Revenue Sufficiency | 2021 | 11 | -74 | 1
3 Revenue Sufficiency | 2021 | 11 | -72.9 | 1
3 Revenue Sufficiency | 2021 | 11 | -68.7 | 1
3 Revenue Sufficiency | 2021 | 11 | -66.9 | 2
3 Revenue Sufficiency | 2021 | 11 | -66.4 | 1
3 Revenue Sufficiency | 2021 | 11 | -65.7 | 1
3 Revenue Sufficiency | 2021 | 11 | -64.8 | 1
3 Revenue Sufficiency | 2021 | 11 | -64.3 | 1
3 Revenue Sufficiency | 2021 | 11 | -62.4 | 1
3 Revenue Sufficiency | 2021 | 11 | -61.6 | 1
3 Revenue Sufficiency | 2021 | 11 | -59.4 | 1
3 Revenue Sufficiency | 2021 | 11 | -57.8 | 1
3 Revenue Sufficiency | 2021 | 11 | -56.7 | 1
3 Revenue Sufficiency | 2021 | 11 | -55.7 | 1
3 Revenue Sufficiency | 2021 | 11 | -55.3 | 1
3 Revenue Sufficiency | 2021 | 11 | -54.2 | 1
3 Revenue Sufficiency | 2021 | 11 | -53.7 | 2
3 Revenue Sufficiency | 2021 | 11 | -53.2 | 1
3 Revenue Sufficiency | 2021 | 11 | -51.8 | 1
3 Revenue Sufficiency | 2021 | 11 | -51.7 | 1
3 Revenue Sufficiency | 2021 | 11 | -50.3 | 1
3 Revenue Sufficiency | 2021 | 11 | -49.5 | 1
3 Revenue Sufficiency | 2021 | 11 | -49.1 | 1
3 Revenue Sufficiency | 2021 | 11 | -48.2 | 2
3 Revenue Sufficiency | 2021 | 11 | -48 | 1
3 Revenue Sufficiency | 2021 | 11 | -47.2 | 1
3 Revenue Sufficiency | 2021 | 11 | -46 | 1
3 Revenue Sufficiency | 2021 | 11 | -45.9 | 1
3 Revenue Sufficiency | 2021 | 11 | -45.7 | 1
3 Revenue Sufficiency | 2021 | 11 | -44.5 | 1
3 Revenue Sufficiency | 2021 | 11 | -43.6 | 1
3 Revenue Sufficiency | 2021 | 11 | -43.5 | 1
3 Revenue Sufficiency | 2021 | 11 | -43.1 | 1
3 Revenue Sufficiency | 2021 | 11 | -43 | 1
3 Revenue Sufficiency | 2021 | 11 | -42.7 | 1
3 Revenue Sufficiency | 2021 | 11 | -42.1 | 2
3 Revenue Sufficiency | 2021 | 11 | -42 | 1
3 Revenue Sufficiency | 2021 | 11 | -41.9 | 1
3 Revenue Sufficiency | 2021 | 11 | -41.7 | 2
3 Revenue Sufficiency | 2021 | 11 | -41.6 | 2
3 Revenue Sufficiency | 2021 | 11 | -41.5 | 1
3 Revenue Sufficiency | 2021 | 11 | -41.3 | 1
3 Revenue Sufficiency | 2021 | 11 | -40.6 | 1
3 Revenue Sufficiency | 2021 | 11 | -40.4 | 1
3 Revenue Sufficiency | 2021 | 11 | -40.2 | 1
3 Revenue Sufficiency | 2021 | 11 | -39.8 | 2
3 Revenue Sufficiency | 2021 | 11 | -39.4 | 2
3 Revenue Sufficiency | 2021 | 11 | -39.1 | 1
3 Revenue Sufficiency | 2021 | 11 | -39 | 2
3 Revenue Sufficiency | 2021 | 11 | -38.8 | 3
3 Revenue Sufficiency | 2021 | 11 | -38.7 | 1
3 Revenue Sufficiency | 2021 | 11 | -37.5 | 2
3 Revenue Sufficiency | 2021 | 11 | -37.4 | 1
3 Revenue Sufficiency | 2021 | 11 | -36.8 | 2
3 Revenue Sufficiency | 2021 | 11 | -36.7 | 1
3 Revenue Sufficiency | 2021 | 11 | -36.6 | 2
3 Revenue Sufficiency | 2021 | 11 | -36.5 | 1
3 Revenue Sufficiency | 2021 | 11 | -36.4 | 2
3 Revenue Sufficiency | 2021 | 11 | -36 | 1
3 Revenue Sufficiency | 2021 | 11 | -35.8 | 3
3 Revenue Sufficiency | 2021 | 11 | -35.6 | 2
3 Revenue Sufficiency | 2021 | 11 | -35.3 | 1
3 Revenue Sufficiency | 2021 | 11 | -34.5 | 1
3 Revenue Sufficiency | 2021 | 11 | -34.2 | 1
3 Revenue Sufficiency | 2021 | 11 | -34.1 | 2
3 Revenue Sufficiency | 2021 | 11 | -33.9 | 1
3 Revenue Sufficiency | 2021 | 11 | -33.8 | 1
3 Revenue Sufficiency | 2021 | 11 | -33.7 | 1
3 Revenue Sufficiency | 2021 | 11 | -33.6 | 1
3 Revenue Sufficiency | 2021 | 11 | -33.2 | 2
3 Revenue Sufficiency | 2021 | 11 | -33.1 | 1
3 Revenue Sufficiency | 2021 | 11 | -33 | 2
3 Revenue Sufficiency | 2021 | 11 | -32.7 | 1
3 Revenue Sufficiency | 2021 | 11 | -32.5 | 1
3 Revenue Sufficiency | 2021 | 11 | -32.4 | 1
3 Revenue Sufficiency | 2021 | 11 | -32.3 | 1
3 Revenue Sufficiency | 2021 | 11 | -32.1 | 3
3 Revenue Sufficiency | 2021 | 11 | -31.9 | 1
3 Revenue Sufficiency | 2021 | 11 | -31.8 | 2
3 Revenue Sufficiency | 2021 | 11 | -31.6 | 1
3 Revenue Sufficiency | 2021 | 11 | -31.5 | 2
3 Revenue Sufficiency | 2021 | 11 | -31.1 | 1
3 Revenue Sufficiency | 2021 | 11 | -30.9 | 1
3 Revenue Sufficiency | 2021 | 11 | -30.6 | 2
3 Revenue Sufficiency | 2021 | 11 | -30.4 | 1
3 Revenue Sufficiency | 2021 | 11 | -30.3 | 1
3 Revenue Sufficiency | 2021 | 11 | -30.2 | 2
3 Revenue Sufficiency | 2021 | 11 | -30 | 2
3 Revenue Sufficiency | 2021 | 11 | -29.6 | 1
3 Revenue Sufficiency | 2021 | 11 | -29.5 | 1
3 Revenue Sufficiency | 2021 | 11 | -29.4 | 1
3 Revenue Sufficiency | 2021 | 11 | -29.3 | 1
3 Revenue Sufficiency | 2021 | 11 | -29.2 | 2
3 Revenue Sufficiency | 2021 | 11 | -29 | 2
3 Revenue Sufficiency | 2021 | 11 | -28.7 | 1
3 Revenue Sufficiency | 2021 | 11 | -28.6 | 2
3 Revenue Sufficiency | 2021 | 11 | -28.5 | 1
3 Revenue Sufficiency | 2021 | 11 | -28.3 | 2
3 Revenue Sufficiency | 2021 | 11 | -28.2 | 2
3 Revenue Sufficiency | 2021 | 11 | -28.1 | 3
3 Revenue Sufficiency | 2021 | 11 | -28 | 2
3 Revenue Sufficiency | 2021 | 11 | -27.8 | 1
3 Revenue Sufficiency | 2021 | 11 | -27.7 | 1
3 Revenue Sufficiency | 2021 | 11 | -27.6 | 2
3 Revenue Sufficiency | 2021 | 11 | -27.2 | 1
3 Revenue Sufficiency | 2021 | 11 | -26.8 | 1
3 Revenue Sufficiency | 2021 | 11 | -26.7 | 1
3 Revenue Sufficiency | 2021 | 11 | -26.4 | 2
3 Revenue Sufficiency | 2021 | 11 | -25.9 | 1
3 Revenue Sufficiency | 2021 | 11 | -25.6 | 1
3 Revenue Sufficiency | 2021 | 11 | -24.8 | 1
3 Revenue Sufficiency | 2021 | 11 | -24.7 | 2
3 Revenue Sufficiency | 2021 | 11 | -24.6 | 1
3 Revenue Sufficiency | 2021 | 11 | -24.5 | 2
3 Revenue Sufficiency | 2021 | 11 | -24.4 | 2
3 Revenue Sufficiency | 2021 | 11 | -24.3 | 1
3 Revenue Sufficiency | 2021 | 11 | -24.2 | 1
3 Revenue Sufficiency | 2021 | 11 | -24.1 | 1
3 Revenue Sufficiency | 2021 | 11 | -24 | 1
3 Revenue Sufficiency | 2021 | 11 | -23.8 | 1
3 Revenue Sufficiency | 2021 | 11 | -23.5 | 2
3 Revenue Sufficiency | 2021 | 11 | -23.4 | 2
3 Revenue Sufficiency | 2021 | 11 | -23.3 | 1
3 Revenue Sufficiency | 2021 | 11 | -23 | 1
3 Revenue Sufficiency | 2021 | 11 | -22.7 | 1
3 Revenue Sufficiency | 2021 | 11 | -22.2 | 2
3 Revenue Sufficiency | 2021 | 11 | -21.9 | 1
3 Revenue Sufficiency | 2021 | 11 | -21.7 | 1
3 Revenue Sufficiency | 2021 | 11 | -21.6 | 2
3 Revenue Sufficiency | 2021 | 11 | -21.3 | 1
3 Revenue Sufficiency | 2021 | 11 | -21.1 | 1
3 Revenue Sufficiency | 2021 | 11 | -21 | 1
3 Revenue Sufficiency | 2021 | 11 | -20.6 | 2
3 Revenue Sufficiency | 2021 | 11 | -20.2 | 2
3 Revenue Sufficiency | 2021 | 11 | -20.1 | 2
3 Revenue Sufficiency | 2021 | 11 | -19.9 | 1
3 Revenue Sufficiency | 2021 | 11 | -19.8 | 2
3 Revenue Sufficiency | 2021 | 11 | -19.4 | 1
3 Revenue Sufficiency | 2021 | 11 | -19 | 2
3 Revenue Sufficiency | 2021 | 11 | -18.9 | 1
3 Revenue Sufficiency | 2021 | 11 | -18.7 | 1
3 Revenue Sufficiency | 2021 | 11 | -18.6 | 1
3 Revenue Sufficiency | 2021 | 11 | -18.5 | 1
3 Revenue Sufficiency | 2021 | 11 | -18.4 | 1
3 Revenue Sufficiency | 2021 | 11 | -18.1 | 2
3 Revenue Sufficiency | 2021 | 11 | -17.7 | 2
3 Revenue Sufficiency | 2021 | 11 | -17.4 | 2
3 Revenue Sufficiency | 2021 | 11 | -16.8 | 2
3 Revenue Sufficiency | 2021 | 11 | -16.4 | 2
3 Revenue Sufficiency | 2021 | 11 | -16.2 | 2
3 Revenue Sufficiency | 2021 | 11 | -16 | 1
3 Revenue Sufficiency | 2021 | 11 | -15.8 | 1
3 Revenue Sufficiency | 2021 | 11 | -15.5 | 1
3 Revenue Sufficiency | 2021 | 11 | -15.3 | 1
3 Revenue Sufficiency | 2021 | 11 | -14.5 | 1
3 Revenue Sufficiency | 2021 | 11 | -14.4 | 1
3 Revenue Sufficiency | 2021 | 11 | -14.2 | 2
3 Revenue Sufficiency | 2021 | 11 | -13.4 | 2
3 Revenue Sufficiency | 2021 | 11 | -12.3 | 1
3 Revenue Sufficiency | 2021 | 11 | -11.9 | 1
3 Revenue Sufficiency | 2021 | 11 | -11.8 | 1
3 Revenue Sufficiency | 2021 | 11 | -10.9 | 1
3 Revenue Sufficiency | 2021 | 11 | -10.5 | 1
3 Revenue Sufficiency | 2021 | 11 | -8.5 | 1
3 Revenue Sufficiency | 2021 | 11 | -5.6 | 1
3 Revenue Sufficiency | 2021 | 11 | -4.9 | 1
3 Revenue Sufficiency | 2021 | 11 | -0.5 | 1
3 Revenue Sufficiency | 2021 | 11 | 7.8 | 1
3 Revenue Sufficiency | 2021 | 11 | 8.7 | 1
3 Revenue Sufficiency | 2021 | 11 | 10.2 | 1
3 Revenue Sufficiency | 2021 | 11 | 11.5 | 1
3 Revenue Sufficiency | 2021 | 11 | 11.6 | 1
3 Revenue Sufficiency | 2021 | 11 | 12.3 | 1
3 Revenue Sufficiency | 2021 | 11 | 12.5 | 1
3 Revenue Sufficiency | 2021 | 11 | 13.1 | 1
3 Revenue Sufficiency | 2021 | 11 | 13.2 | 1
3 Revenue Sufficiency | 2021 | 11 | 13.6 | 1
3 Revenue Sufficiency | 2021 | 11 | 13.7 | 1
3 Revenue Sufficiency | 2021 | 11 | 14.6 | 1
3 Revenue Sufficiency | 2021 | 11 | 15 | 1
3 Revenue Sufficiency | 2021 | 11 | 15.1 | 1
3 Revenue Sufficiency | 2021 | 11 | 15.5 | 2
3 Revenue Sufficiency | 2021 | 11 | 15.7 | 1
3 Revenue Sufficiency | 2021 | 11 | 16.1 | 1
3 Revenue Sufficiency | 2021 | 11 | 16.2 | 1
3 Revenue Sufficiency | 2021 | 11 | 16.4 | 1
3 Revenue Sufficiency | 2021 | 11 | 16.8 | 1
3 Revenue Sufficiency | 2021 | 11 | 17.5 | 1
3 Revenue Sufficiency | 2021 | 11 | 17.9 | 1
3 Revenue Sufficiency | 2021 | 11 | 18.1 | 1
3 Revenue Sufficiency | 2021 | 11 | 18.7 | 1
3 Revenue Sufficiency | 2021 | 11 | 18.9 | 2
3 Revenue Sufficiency | 2021 | 11 | 19.3 | 1
3 Revenue Sufficiency | 2021 | 11 | 19.5 | 3
3 Revenue Sufficiency | 2021 | 11 | 19.7 | 1
3 Revenue Sufficiency | 2021 | 11 | 20.1 | 1
3 Revenue Sufficiency | 2021 | 11 | 20.3 | 1
3 Revenue Sufficiency | 2021 | 11 | 20.4 | 2
3 Revenue Sufficiency | 2021 | 11 | 20.5 | 1
3 Revenue Sufficiency | 2021 | 11 | 20.6 | 3
3 Revenue Sufficiency | 2021 | 11 | 20.9 | 1
3 Revenue Sufficiency | 2021 | 11 | 21 | 1
3 Revenue Sufficiency | 2021 | 11 | 21.2 | 1
3 Revenue Sufficiency | 2021 | 11 | 21.4 | 1
3 Revenue Sufficiency | 2021 | 11 | 21.5 | 2
3 Revenue Sufficiency | 2021 | 11 | 21.7 | 2
3 Revenue Sufficiency | 2021 | 11 | 22.2 | 3
3 Revenue Sufficiency | 2021 | 11 | 22.7 | 1
3 Revenue Sufficiency | 2021 | 11 | 22.9 | 2
3 Revenue Sufficiency | 2021 | 11 | 23.1 | 1
3 Revenue Sufficiency | 2021 | 11 | 23.2 | 1
3 Revenue Sufficiency | 2021 | 11 | 23.3 | 1
3 Revenue Sufficiency | 2021 | 11 | 23.5 | 1
3 Revenue Sufficiency | 2021 | 11 | 23.7 | 1
3 Revenue Sufficiency | 2021 | 11 | 23.8 | 2
3 Revenue Sufficiency | 2021 | 11 | 23.9 | 2
3 Revenue Sufficiency | 2021 | 11 | 24.1 | 1
3 Revenue Sufficiency | 2021 | 11 | 24.2 | 1
3 Revenue Sufficiency | 2021 | 11 | 24.3 | 2
3 Revenue Sufficiency | 2021 | 11 | 25 | 2
3 Revenue Sufficiency | 2021 | 11 | 25.2 | 3
3 Revenue Sufficiency | 2021 | 11 | 25.3 | 1
3 Revenue Sufficiency | 2021 | 11 | 25.4 | 2
3 Revenue Sufficiency | 2021 | 11 | 25.5 | 1
3 Revenue Sufficiency | 2021 | 11 | 25.6 | 1
3 Revenue Sufficiency | 2021 | 11 | 25.7 | 1
3 Revenue Sufficiency | 2021 | 11 | 25.9 | 1
3 Revenue Sufficiency | 2021 | 11 | 26 | 3
3 Revenue Sufficiency | 2021 | 11 | 26.2 | 1
3 Revenue Sufficiency | 2021 | 11 | 26.3 | 1
3 Revenue Sufficiency | 2021 | 11 | 26.4 | 1
3 Revenue Sufficiency | 2021 | 11 | 26.5 | 1
3 Revenue Sufficiency | 2021 | 11 | 26.6 | 1
3 Revenue Sufficiency | 2021 | 11 | 26.7 | 1
3 Revenue Sufficiency | 2021 | 11 | 27.5 | 1
3 Revenue Sufficiency | 2021 | 11 | 27.6 | 1
3 Revenue Sufficiency | 2021 | 11 | 27.7 | 1
3 Revenue Sufficiency | 2021 | 11 | 28 | 3
3 Revenue Sufficiency | 2021 | 11 | 28.1 | 1
3 Revenue Sufficiency | 2021 | 11 | 28.2 | 2
3 Revenue Sufficiency | 2021 | 11 | 28.3 | 2
3 Revenue Sufficiency | 2021 | 11 | 28.5 | 1
3 Revenue Sufficiency | 2021 | 11 | 28.7 | 1
3 Revenue Sufficiency | 2021 | 11 | 29 | 3
3 Revenue Sufficiency | 2021 | 11 | 29.5 | 1
3 Revenue Sufficiency | 2021 | 11 | 29.6 | 1
3 Revenue Sufficiency | 2021 | 11 | 29.8 | 4
3 Revenue Sufficiency | 2021 | 11 | 29.9 | 1
3 Revenue Sufficiency | 2021 | 11 | 30 | 1
3 Revenue Sufficiency | 2021 | 11 | 30.3 | 1
3 Revenue Sufficiency | 2021 | 11 | 30.7 | 1
3 Revenue Sufficiency | 2021 | 11 | 30.9 | 1
3 Revenue Sufficiency | 2021 | 11 | 31 | 3
3 Revenue Sufficiency | 2021 | 11 | 31.2 | 1
3 Revenue Sufficiency | 2021 | 11 | 31.4 | 1
3 Revenue Sufficiency | 2021 | 11 | 31.6 | 1
3 Revenue Sufficiency | 2021 | 11 | 31.9 | 1
3 Revenue Sufficiency | 2021 | 11 | 32.6 | 1
3 Revenue Sufficiency | 2021 | 11 | 32.8 | 1
3 Revenue Sufficiency | 2021 | 11 | 32.9 | 2
3 Revenue Sufficiency | 2021 | 11 | 33.1 | 1
3 Revenue Sufficiency | 2021 | 11 | 33.2 | 1
3 Revenue Sufficiency | 2021 | 11 | 33.3 | 1
3 Revenue Sufficiency | 2021 | 11 | 33.7 | 2
3 Revenue Sufficiency | 2021 | 11 | 34.1 | 1
3 Revenue Sufficiency | 2021 | 11 | 34.2 | 1
3 Revenue Sufficiency | 2021 | 11 | 34.3 | 2
3 Revenue Sufficiency | 2021 | 11 | 34.4 | 3
3 Revenue Sufficiency | 2021 | 11 | 34.6 | 1
3 Revenue Sufficiency | 2021 | 11 | 34.8 | 2
3 Revenue Sufficiency | 2021 | 11 | 35.2 | 1
3 Revenue Sufficiency | 2021 | 11 | 35.5 | 2
3 Revenue Sufficiency | 2021 | 11 | 35.7 | 1
3 Revenue Sufficiency | 2021 | 11 | 35.9 | 1
3 Revenue Sufficiency | 2021 | 11 | 36.3 | 1
3 Revenue Sufficiency | 2021 | 11 | 36.4 | 2
3 Revenue Sufficiency | 2021 | 11 | 36.6 | 1
3 Revenue Sufficiency | 2021 | 11 | 36.7 | 1
3 Revenue Sufficiency | 2021 | 11 | 37.2 | 1
3 Revenue Sufficiency | 2021 | 11 | 37.4 | 1
3 Revenue Sufficiency | 2021 | 11 | 37.6 | 1
3 Revenue Sufficiency | 2021 | 11 | 37.8 | 1
3 Revenue Sufficiency | 2021 | 11 | 37.9 | 1
3 Revenue Sufficiency | 2021 | 11 | 38 | 1
3 Revenue Sufficiency | 2021 | 11 | 38.2 | 1
3 Revenue Sufficiency | 2021 | 11 | 39 | 1
3 Revenue Sufficiency | 2021 | 11 | 39.4 | 2
3 Revenue Sufficiency | 2021 | 11 | 39.5 | 1
3 Revenue Sufficiency | 2021 | 11 | 40.4 | 2
3 Revenue Sufficiency | 2021 | 11 | 40.8 | 1
3 Revenue Sufficiency | 2021 | 11 | 41.2 | 1
3 Revenue Sufficiency | 2021 | 11 | 41.9 | 1
3 Revenue Sufficiency | 2021 | 11 | 42.2 | 1
3 Revenue Sufficiency | 2021 | 11 | 42.9 | 1
3 Revenue Sufficiency | 2021 | 11 | 43.9 | 2
3 Revenue Sufficiency | 2021 | 11 | 44.1 | 1
3 Revenue Sufficiency | 2021 | 11 | 44.3 | 1
3 Revenue Sufficiency | 2021 | 11 | 44.6 | 1
3 Revenue Sufficiency | 2021 | 11 | 44.7 | 2
3 Revenue Sufficiency | 2021 | 11 | 44.8 | 1
3 Revenue Sufficiency | 2021 | 11 | 45.1 | 1
3 Revenue Sufficiency | 2021 | 11 | 45.4 | 1
3 Revenue Sufficiency | 2021 | 11 | 45.8 | 2
3 Revenue Sufficiency | 2021 | 11 | 48.4 | 1
3 Revenue Sufficiency | 2021 | 11 | 49.1 | 1
3 Revenue Sufficiency | 2021 | 11 | 49.3 | 1
3 Revenue Sufficiency | 2021 | 11 | 49.8 | 1
3 Revenue Sufficiency | 2021 | 11 | 50.2 | 1
3 Revenue Sufficiency | 2021 | 11 | 50.4 | 1
3 Revenue Sufficiency | 2021 | 11 | 50.8 | 1
3 Revenue Sufficiency | 2021 | 11 | 51.9 | 1
3 Revenue Sufficiency | 2021 | 11 | 52.6 | 1
3 Revenue Sufficiency | 2021 | 11 | 52.9 | 1
3 Revenue Sufficiency | 2021 | 11 | 53.4 | 1
3 Revenue Sufficiency | 2021 | 11 | 53.6 | 1
3 Revenue Sufficiency | 2021 | 11 | 54 | 1
3 Revenue Sufficiency | 2021 | 11 | 55.7 | 1
3 Revenue Sufficiency | 2021 | 11 | 56.8 | 1
3 Revenue Sufficiency | 2021 | 11 | 57.2 | 1
3 Revenue Sufficiency | 2021 | 11 | 57.4 | 1
3 Revenue Sufficiency | 2021 | 11 | 58.2 | 1
3 Revenue Sufficiency | 2021 | 11 | 59 | 1
3 Revenue Sufficiency | 2021 | 11 | 59.4 | 1
3 Revenue Sufficiency | 2021 | 11 | 60.7 | 1
3 Revenue Sufficiency | 2021 | 11 | 62 | 1
3 Revenue Sufficiency | 2021 | 11 | 62.5 | 1
3 Revenue Sufficiency | 2021 | 11 | 64 | 1
3 Revenue Sufficiency | 2021 | 11 | 64.5 | 1
3 Revenue Sufficiency | 2021 | 11 | 64.9 | 1
3 Revenue Sufficiency | 2021 | 11 | 69.6 | 1
3 Revenue Sufficiency | 2021 | 11 | 71.3 | 1
3 Revenue Sufficiency | 2021 | 11 | 72.9 | 1
3 Revenue Sufficiency | 2021 | 11 | 85.7 | 1
3 Revenue Sufficiency | 2021 | 11 | 105.4 | 1
3 Revenue Sufficiency | 2021 | 11 | 128.9 | 1
3 Revenue Sufficiency | 2021 | 12 | -108.4 | 1
3 Revenue Sufficiency | 2021 | 12 | -80.8 | 1
3 Revenue Sufficiency | 2021 | 12 | -76.9 | 1
3 Revenue Sufficiency | 2021 | 12 | -76.4 | 1
3 Revenue Sufficiency | 2021 | 12 | -71.9 | 1
3 Revenue Sufficiency | 2021 | 12 | -68.7 | 1
3 Revenue Sufficiency | 2021 | 12 | -66.8 | 1
3 Revenue Sufficiency | 2021 | 12 | -65.7 | 1
3 Revenue Sufficiency | 2021 | 12 | -63.2 | 1
3 Revenue Sufficiency | 2021 | 12 | -61.5 | 1
3 Revenue Sufficiency | 2021 | 12 | -61.2 | 1
3 Revenue Sufficiency | 2021 | 12 | -60.3 | 1
3 Revenue Sufficiency | 2021 | 12 | -57.2 | 1
3 Revenue Sufficiency | 2021 | 12 | -57 | 1
3 Revenue Sufficiency | 2021 | 12 | -56 | 1
3 Revenue Sufficiency | 2021 | 12 | -55.3 | 1
3 Revenue Sufficiency | 2021 | 12 | -54.9 | 1
3 Revenue Sufficiency | 2021 | 12 | -53.4 | 1
3 Revenue Sufficiency | 2021 | 12 | -53 | 1
3 Revenue Sufficiency | 2021 | 12 | -52 | 1
3 Revenue Sufficiency | 2021 | 12 | -51.9 | 1
3 Revenue Sufficiency | 2021 | 12 | -51.8 | 1
3 Revenue Sufficiency | 2021 | 12 | -51.7 | 1
3 Revenue Sufficiency | 2021 | 12 | -51.2 | 1
3 Revenue Sufficiency | 2021 | 12 | -51.1 | 1
3 Revenue Sufficiency | 2021 | 12 | -50.6 | 2
3 Revenue Sufficiency | 2021 | 12 | -50.5 | 1
3 Revenue Sufficiency | 2021 | 12 | -50 | 1
3 Revenue Sufficiency | 2021 | 12 | -49.9 | 1
3 Revenue Sufficiency | 2021 | 12 | -49.5 | 1
3 Revenue Sufficiency | 2021 | 12 | -49.3 | 1
3 Revenue Sufficiency | 2021 | 12 | -48.7 | 1
3 Revenue Sufficiency | 2021 | 12 | -48.3 | 1
3 Revenue Sufficiency | 2021 | 12 | -47.7 | 1
3 Revenue Sufficiency | 2021 | 12 | -47.6 | 1
3 Revenue Sufficiency | 2021 | 12 | -47.5 | 1
3 Revenue Sufficiency | 2021 | 12 | -47.4 | 1
3 Revenue Sufficiency | 2021 | 12 | -46.4 | 1
3 Revenue Sufficiency | 2021 | 12 | -46.1 | 1
3 Revenue Sufficiency | 2021 | 12 | -46 | 1
3 Revenue Sufficiency | 2021 | 12 | -45.8 | 1
3 Revenue Sufficiency | 2021 | 12 | -45.7 | 1
3 Revenue Sufficiency | 2021 | 12 | -44.9 | 1
3 Revenue Sufficiency | 2021 | 12 | -44.5 | 1
3 Revenue Sufficiency | 2021 | 12 | -43.8 | 1
3 Revenue Sufficiency | 2021 | 12 | -43.5 | 1
3 Revenue Sufficiency | 2021 | 12 | -43.3 | 1
3 Revenue Sufficiency | 2021 | 12 | -42.7 | 1
3 Revenue Sufficiency | 2021 | 12 | -42.3 | 1
3 Revenue Sufficiency | 2021 | 12 | -42.1 | 1
3 Revenue Sufficiency | 2021 | 12 | -41.6 | 1
3 Revenue Sufficiency | 2021 | 12 | -41.2 | 1
3 Revenue Sufficiency | 2021 | 12 | -40.9 | 1
3 Revenue Sufficiency | 2021 | 12 | -40.8 | 1
3 Revenue Sufficiency | 2021 | 12 | -40.6 | 1
3 Revenue Sufficiency | 2021 | 12 | -40.5 | 2
3 Revenue Sufficiency | 2021 | 12 | -40 | 1
3 Revenue Sufficiency | 2021 | 12 | -39.7 | 1
3 Revenue Sufficiency | 2021 | 12 | -38.9 | 1
3 Revenue Sufficiency | 2021 | 12 | -38.6 | 1
3 Revenue Sufficiency | 2021 | 12 | -38.2 | 1
3 Revenue Sufficiency | 2021 | 12 | -37.9 | 1
3 Revenue Sufficiency | 2021 | 12 | -37.8 | 1
3 Revenue Sufficiency | 2021 | 12 | -36.6 | 2
3 Revenue Sufficiency | 2021 | 12 | -36.2 | 1
3 Revenue Sufficiency | 2021 | 12 | -36.1 | 1
3 Revenue Sufficiency | 2021 | 12 | -35.8 | 2
3 Revenue Sufficiency | 2021 | 12 | -35.7 | 1
3 Revenue Sufficiency | 2021 | 12 | -35.6 | 1
3 Revenue Sufficiency | 2021 | 12 | -35.3 | 1
3 Revenue Sufficiency | 2021 | 12 | -35.2 | 2
3 Revenue Sufficiency | 2021 | 12 | -34.6 | 1
3 Revenue Sufficiency | 2021 | 12 | -34.5 | 1
3 Revenue Sufficiency | 2021 | 12 | -34.3 | 1
3 Revenue Sufficiency | 2021 | 12 | -34 | 1
3 Revenue Sufficiency | 2021 | 12 | -33.8 | 1
3 Revenue Sufficiency | 2021 | 12 | -33.6 | 1
3 Revenue Sufficiency | 2021 | 12 | -33 | 1
3 Revenue Sufficiency | 2021 | 12 | -32.7 | 2
3 Revenue Sufficiency | 2021 | 12 | -32.6 | 1
3 Revenue Sufficiency | 2021 | 12 | -32.5 | 2
3 Revenue Sufficiency | 2021 | 12 | -32.3 | 2
3 Revenue Sufficiency | 2021 | 12 | -32 | 1
3 Revenue Sufficiency | 2021 | 12 | -31.8 | 1
3 Revenue Sufficiency | 2021 | 12 | -31.5 | 1
3 Revenue Sufficiency | 2021 | 12 | -31.4 | 1
3 Revenue Sufficiency | 2021 | 12 | -31.1 | 1
3 Revenue Sufficiency | 2021 | 12 | -31 | 1
3 Revenue Sufficiency | 2021 | 12 | -30.8 | 1
3 Revenue Sufficiency | 2021 | 12 | -30.5 | 3
3 Revenue Sufficiency | 2021 | 12 | -30.3 | 2
3 Revenue Sufficiency | 2021 | 12 | -30.2 | 1
3 Revenue Sufficiency | 2021 | 12 | -30.1 | 1
3 Revenue Sufficiency | 2021 | 12 | -29.9 | 1
3 Revenue Sufficiency | 2021 | 12 | -29.8 | 1
3 Revenue Sufficiency | 2021 | 12 | -29.4 | 2
3 Revenue Sufficiency | 2021 | 12 | -29.3 | 1
3 Revenue Sufficiency | 2021 | 12 | -29 | 2
3 Revenue Sufficiency | 2021 | 12 | -28.8 | 1
3 Revenue Sufficiency | 2021 | 12 | -28.6 | 1
3 Revenue Sufficiency | 2021 | 12 | -28.5 | 1
3 Revenue Sufficiency | 2021 | 12 | -28.2 | 1
3 Revenue Sufficiency | 2021 | 12 | -28 | 1
3 Revenue Sufficiency | 2021 | 12 | -27.5 | 1
3 Revenue Sufficiency | 2021 | 12 | -26.9 | 1
3 Revenue Sufficiency | 2021 | 12 | -26.7 | 1
3 Revenue Sufficiency | 2021 | 12 | -26.4 | 1
3 Revenue Sufficiency | 2021 | 12 | -26.2 | 1
3 Revenue Sufficiency | 2021 | 12 | -26.1 | 1
3 Revenue Sufficiency | 2021 | 12 | -25.4 | 3
3 Revenue Sufficiency | 2021 | 12 | -24.7 | 3
3 Revenue Sufficiency | 2021 | 12 | -24.6 | 2
3 Revenue Sufficiency | 2021 | 12 | -24.3 | 2
3 Revenue Sufficiency | 2021 | 12 | -23.9 | 1
3 Revenue Sufficiency | 2021 | 12 | -23.8 | 1
3 Revenue Sufficiency | 2021 | 12 | -23.5 | 2
3 Revenue Sufficiency | 2021 | 12 | -23.4 | 1
3 Revenue Sufficiency | 2021 | 12 | -23.2 | 1
3 Revenue Sufficiency | 2021 | 12 | -23 | 1
3 Revenue Sufficiency | 2021 | 12 | -22.6 | 1
3 Revenue Sufficiency | 2021 | 12 | -22.4 | 1
3 Revenue Sufficiency | 2021 | 12 | -22.3 | 1
3 Revenue Sufficiency | 2021 | 12 | -21.7 | 1
3 Revenue Sufficiency | 2021 | 12 | -21.3 | 2
3 Revenue Sufficiency | 2021 | 12 | -21.2 | 1
3 Revenue Sufficiency | 2021 | 12 | -21.1 | 1
3 Revenue Sufficiency | 2021 | 12 | -20.9 | 1
3 Revenue Sufficiency | 2021 | 12 | -20.6 | 1
3 Revenue Sufficiency | 2021 | 12 | -20.4 | 2
3 Revenue Sufficiency | 2021 | 12 | -20.1 | 1
3 Revenue Sufficiency | 2021 | 12 | -19.5 | 1
3 Revenue Sufficiency | 2021 | 12 | -19.4 | 1
3 Revenue Sufficiency | 2021 | 12 | -18.8 | 2
3 Revenue Sufficiency | 2021 | 12 | -18.7 | 1
3 Revenue Sufficiency | 2021 | 12 | -18.2 | 1
3 Revenue Sufficiency | 2021 | 12 | -18.1 | 1
3 Revenue Sufficiency | 2021 | 12 | -17.9 | 1
3 Revenue Sufficiency | 2021 | 12 | -17.8 | 1
3 Revenue Sufficiency | 2021 | 12 | -17.4 | 1
3 Revenue Sufficiency | 2021 | 12 | -17 | 2
3 Revenue Sufficiency | 2021 | 12 | -16.5 | 1
3 Revenue Sufficiency | 2021 | 12 | -16.1 | 1
3 Revenue Sufficiency | 2021 | 12 | -15.9 | 1
3 Revenue Sufficiency | 2021 | 12 | -15 | 2
3 Revenue Sufficiency | 2021 | 12 | -14.5 | 2
3 Revenue Sufficiency | 2021 | 12 | -14.4 | 1
3 Revenue Sufficiency | 2021 | 12 | -14 | 1
3 Revenue Sufficiency | 2021 | 12 | -13.9 | 1
3 Revenue Sufficiency | 2021 | 12 | -13.8 | 1
3 Revenue Sufficiency | 2021 | 12 | -13.3 | 2
3 Revenue Sufficiency | 2021 | 12 | -13 | 1
3 Revenue Sufficiency | 2021 | 12 | -12.5 | 1
3 Revenue Sufficiency | 2021 | 12 | -12.1 | 1
3 Revenue Sufficiency | 2021 | 12 | -10.5 | 1
3 Revenue Sufficiency | 2021 | 12 | -10.3 | 1
3 Revenue Sufficiency | 2021 | 12 | -10 | 1
3 Revenue Sufficiency | 2021 | 12 | -9.4 | 1
3 Revenue Sufficiency | 2021 | 12 | 7 | 1
3 Revenue Sufficiency | 2021 | 12 | 8.8 | 1
3 Revenue Sufficiency | 2021 | 12 | 9.4 | 1
3 Revenue Sufficiency | 2021 | 12 | 11.7 | 1
3 Revenue Sufficiency | 2021 | 12 | 12.4 | 1
3 Revenue Sufficiency | 2021 | 12 | 12.9 | 1
3 Revenue Sufficiency | 2021 | 12 | 13 | 1
3 Revenue Sufficiency | 2021 | 12 | 13.3 | 2
3 Revenue Sufficiency | 2021 | 12 | 14 | 2
3 Revenue Sufficiency | 2021 | 12 | 14.4 | 2
3 Revenue Sufficiency | 2021 | 12 | 14.9 | 1
3 Revenue Sufficiency | 2021 | 12 | 15 | 1
3 Revenue Sufficiency | 2021 | 12 | 15.4 | 1
3 Revenue Sufficiency | 2021 | 12 | 15.7 | 1
3 Revenue Sufficiency | 2021 | 12 | 16.3 | 1
3 Revenue Sufficiency | 2021 | 12 | 16.4 | 1
3 Revenue Sufficiency | 2021 | 12 | 16.9 | 1
3 Revenue Sufficiency | 2021 | 12 | 17.6 | 2
3 Revenue Sufficiency | 2021 | 12 | 17.9 | 1
3 Revenue Sufficiency | 2021 | 12 | 18.2 | 1
3 Revenue Sufficiency | 2021 | 12 | 18.3 | 1
3 Revenue Sufficiency | 2021 | 12 | 18.4 | 1
3 Revenue Sufficiency | 2021 | 12 | 18.5 | 1
3 Revenue Sufficiency | 2021 | 12 | 18.6 | 2
3 Revenue Sufficiency | 2021 | 12 | 18.7 | 1
3 Revenue Sufficiency | 2021 | 12 | 18.8 | 2
3 Revenue Sufficiency | 2021 | 12 | 19 | 1
3 Revenue Sufficiency | 2021 | 12 | 19.3 | 1
3 Revenue Sufficiency | 2021 | 12 | 19.5 | 1
3 Revenue Sufficiency | 2021 | 12 | 19.7 | 1
3 Revenue Sufficiency | 2021 | 12 | 19.8 | 1
3 Revenue Sufficiency | 2021 | 12 | 19.9 | 2
3 Revenue Sufficiency | 2021 | 12 | 20.1 | 1
3 Revenue Sufficiency | 2021 | 12 | 20.2 | 1
3 Revenue Sufficiency | 2021 | 12 | 20.3 | 1
3 Revenue Sufficiency | 2021 | 12 | 21.5 | 1
3 Revenue Sufficiency | 2021 | 12 | 21.7 | 1
3 Revenue Sufficiency | 2021 | 12 | 21.8 | 3
3 Revenue Sufficiency | 2021 | 12 | 21.9 | 1
3 Revenue Sufficiency | 2021 | 12 | 22 | 1
3 Revenue Sufficiency | 2021 | 12 | 22.1 | 1
3 Revenue Sufficiency | 2021 | 12 | 22.3 | 1
3 Revenue Sufficiency | 2021 | 12 | 22.4 | 1
3 Revenue Sufficiency | 2021 | 12 | 22.5 | 1
3 Revenue Sufficiency | 2021 | 12 | 22.7 | 1
3 Revenue Sufficiency | 2021 | 12 | 23.2 | 2
3 Revenue Sufficiency | 2021 | 12 | 23.4 | 2
3 Revenue Sufficiency | 2021 | 12 | 23.7 | 1
3 Revenue Sufficiency | 2021 | 12 | 23.8 | 1
3 Revenue Sufficiency | 2021 | 12 | 23.9 | 2
3 Revenue Sufficiency | 2021 | 12 | 24.1 | 1
3 Revenue Sufficiency | 2021 | 12 | 24.3 | 1
3 Revenue Sufficiency | 2021 | 12 | 24.4 | 1
3 Revenue Sufficiency | 2021 | 12 | 24.6 | 2
3 Revenue Sufficiency | 2021 | 12 | 24.7 | 2
3 Revenue Sufficiency | 2021 | 12 | 24.9 | 1
3 Revenue Sufficiency | 2021 | 12 | 25.2 | 2
3 Revenue Sufficiency | 2021 | 12 | 25.4 | 1
3 Revenue Sufficiency | 2021 | 12 | 25.9 | 1
3 Revenue Sufficiency | 2021 | 12 | 26.3 | 1
3 Revenue Sufficiency | 2021 | 12 | 26.6 | 1
3 Revenue Sufficiency | 2021 | 12 | 26.7 | 3
3 Revenue Sufficiency | 2021 | 12 | 26.8 | 1
3 Revenue Sufficiency | 2021 | 12 | 27 | 2
3 Revenue Sufficiency | 2021 | 12 | 27.2 | 1
3 Revenue Sufficiency | 2021 | 12 | 27.3 | 1
3 Revenue Sufficiency | 2021 | 12 | 27.4 | 3
3 Revenue Sufficiency | 2021 | 12 | 27.5 | 1
3 Revenue Sufficiency | 2021 | 12 | 27.6 | 1
3 Revenue Sufficiency | 2021 | 12 | 27.8 | 1
3 Revenue Sufficiency | 2021 | 12 | 27.9 | 1
3 Revenue Sufficiency | 2021 | 12 | 28.4 | 1
3 Revenue Sufficiency | 2021 | 12 | 28.5 | 1
3 Revenue Sufficiency | 2021 | 12 | 28.7 | 2
3 Revenue Sufficiency | 2021 | 12 | 28.8 | 1
3 Revenue Sufficiency | 2021 | 12 | 29.8 | 1
3 Revenue Sufficiency | 2021 | 12 | 30 | 2
3 Revenue Sufficiency | 2021 | 12 | 30.1 | 1
3 Revenue Sufficiency | 2021 | 12 | 30.2 | 2
3 Revenue Sufficiency | 2021 | 12 | 30.6 | 1
3 Revenue Sufficiency | 2021 | 12 | 31.2 | 1
3 Revenue Sufficiency | 2021 | 12 | 31.3 | 1
3 Revenue Sufficiency | 2021 | 12 | 31.4 | 1
3 Revenue Sufficiency | 2021 | 12 | 31.6 | 1
3 Revenue Sufficiency | 2021 | 12 | 31.8 | 2
3 Revenue Sufficiency | 2021 | 12 | 32.7 | 1
3 Revenue Sufficiency | 2021 | 12 | 32.9 | 1
3 Revenue Sufficiency | 2021 | 12 | 33 | 1
3 Revenue Sufficiency | 2021 | 12 | 33.6 | 1
3 Revenue Sufficiency | 2021 | 12 | 34 | 1
3 Revenue Sufficiency | 2021 | 12 | 34.1 | 2
3 Revenue Sufficiency | 2021 | 12 | 34.2 | 2
3 Revenue Sufficiency | 2021 | 12 | 34.3 | 2
3 Revenue Sufficiency | 2021 | 12 | 34.6 | 1
3 Revenue Sufficiency | 2021 | 12 | 34.7 | 2
3 Revenue Sufficiency | 2021 | 12 | 34.9 | 1
3 Revenue Sufficiency | 2021 | 12 | 35.1 | 1
3 Revenue Sufficiency | 2021 | 12 | 36.1 | 1
3 Revenue Sufficiency | 2021 | 12 | 36.2 | 1
3 Revenue Sufficiency | 2021 | 12 | 36.4 | 1
3 Revenue Sufficiency | 2021 | 12 | 36.9 | 1
3 Revenue Sufficiency | 2021 | 12 | 37 | 1
3 Revenue Sufficiency | 2021 | 12 | 37.1 | 2
3 Revenue Sufficiency | 2021 | 12 | 37.2 | 1
3 Revenue Sufficiency | 2021 | 12 | 37.3 | 1
3 Revenue Sufficiency | 2021 | 12 | 37.6 | 1
3 Revenue Sufficiency | 2021 | 12 | 38.2 | 1
3 Revenue Sufficiency | 2021 | 12 | 38.4 | 1
3 Revenue Sufficiency | 2021 | 12 | 38.5 | 1
3 Revenue Sufficiency | 2021 | 12 | 38.9 | 1
3 Revenue Sufficiency | 2021 | 12 | 39.1 | 1
3 Revenue Sufficiency | 2021 | 12 | 39.5 | 1
3 Revenue Sufficiency | 2021 | 12 | 39.7 | 1
3 Revenue Sufficiency | 2021 | 12 | 40.8 | 1
3 Revenue Sufficiency | 2021 | 12 | 41.9 | 1
3 Revenue Sufficiency | 2021 | 12 | 42.2 | 1
3 Revenue Sufficiency | 2021 | 12 | 42.6 | 1
3 Revenue Sufficiency | 2021 | 12 | 43.2 | 2
3 Revenue Sufficiency | 2021 | 12 | 43.3 | 1
3 Revenue Sufficiency | 2021 | 12 | 44.3 | 1
3 Revenue Sufficiency | 2021 | 12 | 44.7 | 1
3 Revenue Sufficiency | 2021 | 12 | 44.9 | 1
3 Revenue Sufficiency | 2021 | 12 | 45.3 | 2
3 Revenue Sufficiency | 2021 | 12 | 45.7 | 1
3 Revenue Sufficiency | 2021 | 12 | 45.8 | 1
3 Revenue Sufficiency | 2021 | 12 | 45.9 | 1
3 Revenue Sufficiency | 2021 | 12 | 46 | 1
3 Revenue Sufficiency | 2021 | 12 | 46.1 | 1
3 Revenue Sufficiency | 2021 | 12 | 46.2 | 1
3 Revenue Sufficiency | 2021 | 12 | 46.5 | 1
3 Revenue Sufficiency | 2021 | 12 | 46.8 | 1
3 Revenue Sufficiency | 2021 | 12 | 48.1 | 1
3 Revenue Sufficiency | 2021 | 12 | 48.3 | 1
3 Revenue Sufficiency | 2021 | 12 | 49.1 | 1
3 Revenue Sufficiency | 2021 | 12 | 49.8 | 1
3 Revenue Sufficiency | 2021 | 12 | 51.5 | 1
3 Revenue Sufficiency | 2021 | 12 | 51.6 | 1
3 Revenue Sufficiency | 2021 | 12 | 51.7 | 1
3 Revenue Sufficiency | 2021 | 12 | 52.2 | 1
3 Revenue Sufficiency | 2021 | 12 | 52.3 | 1
3 Revenue Sufficiency | 2021 | 12 | 53.8 | 1
3 Revenue Sufficiency | 2021 | 12 | 54.8 | 1
3 Revenue Sufficiency | 2021 | 12 | 55.2 | 1
3 Revenue Sufficiency | 2021 | 12 | 56.3 | 1
3 Revenue Sufficiency | 2021 | 12 | 56.5 | 1
3 Revenue Sufficiency | 2021 | 12 | 56.6 | 1
3 Revenue Sufficiency | 2021 | 12 | 57.7 | 1
3 Revenue Sufficiency | 2021 | 12 | 61 | 1
3 Revenue Sufficiency | 2021 | 12 | 61.5 | 1
3 Revenue Sufficiency | 2021 | 12 | 62.3 | 1
3 Revenue Sufficiency | 2021 | 12 | 62.6 | 1
3 Revenue Sufficiency | 2021 | 12 | 64.6 | 1
3 Revenue Sufficiency | 2021 | 12 | 65.2 | 1
3 Revenue Sufficiency | 2021 | 12 | 66.4 | 1
3 Revenue Sufficiency | 2021 | 12 | 69 | 1
3 Revenue Sufficiency | 2021 | 12 | 70.2 | 1
3 Revenue Sufficiency | 2021 | 12 | 71.3 | 1
3 Revenue Sufficiency | 2021 | 12 | 73 | 1
3 Revenue Sufficiency | 2021 | 12 | 74.8 | 1
3 Revenue Sufficiency | 2021 | 12 | 75.2 | 1
3 Revenue Sufficiency | 2021 | 12 | 75.4 | 1
3 Revenue Sufficiency | 2021 | 12 | 78 | 1
3 Revenue Sufficiency | 2021 | 12 | 82.9 | 1
3 Revenue Sufficiency | 2021 | 12 | 87 | 1
3 Revenue Sufficiency | 2021 | 12 | 89.5 | 1
3 Revenue Sufficiency | 2021 | 12 | 93.3 | 1
3 Revenue Sufficiency | 2021 | 12 | 96.4 | 1
3 Revenue Sufficiency | 2021 | 12 | 112.3 | 1
3 Revenue Sufficiency | 2021 | 12 | 117 | 1
3 Revenue Sufficiency | 2021 | 13 | -153.2 | 1
3 Revenue Sufficiency | 2021 | 13 | -105.6 | 1
3 Revenue Sufficiency | 2021 | 13 | -102.4 | 1
3 Revenue Sufficiency | 2021 | 13 | -89.7 | 1
3 Revenue Sufficiency | 2021 | 13 | -89 | 1
3 Revenue Sufficiency | 2021 | 13 | -87.8 | 1
3 Revenue Sufficiency | 2021 | 13 | -76.4 | 1
3 Revenue Sufficiency | 2021 | 13 | -66.9 | 1
3 Revenue Sufficiency | 2021 | 13 | -66.4 | 1
3 Revenue Sufficiency | 2021 | 13 | -63.3 | 1
3 Revenue Sufficiency | 2021 | 13 | -62.9 | 1
3 Revenue Sufficiency | 2021 | 13 | -62.6 | 1
3 Revenue Sufficiency | 2021 | 13 | -61.4 | 1
3 Revenue Sufficiency | 2021 | 13 | -61.1 | 1
3 Revenue Sufficiency | 2021 | 13 | -60.3 | 1
3 Revenue Sufficiency | 2021 | 13 | -59.4 | 2
3 Revenue Sufficiency | 2021 | 13 | -58.7 | 1
3 Revenue Sufficiency | 2021 | 13 | -54.3 | 1
3 Revenue Sufficiency | 2021 | 13 | -53.4 | 1
3 Revenue Sufficiency | 2021 | 13 | -52.8 | 1
3 Revenue Sufficiency | 2021 | 13 | -52.6 | 1
3 Revenue Sufficiency | 2021 | 13 | -52.3 | 1
3 Revenue Sufficiency | 2021 | 13 | -52 | 1
3 Revenue Sufficiency | 2021 | 13 | -51.2 | 1
3 Revenue Sufficiency | 2021 | 13 | -50.9 | 1
3 Revenue Sufficiency | 2021 | 13 | -50.6 | 1
3 Revenue Sufficiency | 2021 | 13 | -50.4 | 1
3 Revenue Sufficiency | 2021 | 13 | -48.5 | 2
3 Revenue Sufficiency | 2021 | 13 | -47.8 | 2
3 Revenue Sufficiency | 2021 | 13 | -47.6 | 1
3 Revenue Sufficiency | 2021 | 13 | -46.7 | 1
3 Revenue Sufficiency | 2021 | 13 | -46.4 | 1
3 Revenue Sufficiency | 2021 | 13 | -46.3 | 1
3 Revenue Sufficiency | 2021 | 13 | -46 | 1
3 Revenue Sufficiency | 2021 | 13 | -45.3 | 1
3 Revenue Sufficiency | 2021 | 13 | -44.3 | 1
3 Revenue Sufficiency | 2021 | 13 | -43.9 | 1
3 Revenue Sufficiency | 2021 | 13 | -43.4 | 1
3 Revenue Sufficiency | 2021 | 13 | -43.2 | 2
3 Revenue Sufficiency | 2021 | 13 | -42.9 | 1
3 Revenue Sufficiency | 2021 | 13 | -42.7 | 2
3 Revenue Sufficiency | 2021 | 13 | -42.4 | 1
3 Revenue Sufficiency | 2021 | 13 | -41.8 | 1
3 Revenue Sufficiency | 2021 | 13 | -41.7 | 1
3 Revenue Sufficiency | 2021 | 13 | -41.3 | 1
3 Revenue Sufficiency | 2021 | 13 | -40.8 | 1
3 Revenue Sufficiency | 2021 | 13 | -40.5 | 2
3 Revenue Sufficiency | 2021 | 13 | -40.4 | 2
3 Revenue Sufficiency | 2021 | 13 | -39.9 | 1
3 Revenue Sufficiency | 2021 | 13 | -39.7 | 1
3 Revenue Sufficiency | 2021 | 13 | -39.2 | 1
3 Revenue Sufficiency | 2021 | 13 | -39 | 1
3 Revenue Sufficiency | 2021 | 13 | -37.9 | 1
3 Revenue Sufficiency | 2021 | 13 | -37.8 | 1
3 Revenue Sufficiency | 2021 | 13 | -37.4 | 2
3 Revenue Sufficiency | 2021 | 13 | -37 | 1
3 Revenue Sufficiency | 2021 | 13 | -36.5 | 1
3 Revenue Sufficiency | 2021 | 13 | -36.4 | 1
3 Revenue Sufficiency | 2021 | 13 | -35.7 | 1
3 Revenue Sufficiency | 2021 | 13 | -35.6 | 1
3 Revenue Sufficiency | 2021 | 13 | -35 | 1
3 Revenue Sufficiency | 2021 | 13 | -34.6 | 2
3 Revenue Sufficiency | 2021 | 13 | -34.5 | 1
3 Revenue Sufficiency | 2021 | 13 | -34.4 | 1
3 Revenue Sufficiency | 2021 | 13 | -34 | 2
3 Revenue Sufficiency | 2021 | 13 | -33.8 | 1
3 Revenue Sufficiency | 2021 | 13 | -33.7 | 1
3 Revenue Sufficiency | 2021 | 13 | -33.5 | 1
3 Revenue Sufficiency | 2021 | 13 | -33.3 | 2
3 Revenue Sufficiency | 2021 | 13 | -33.1 | 1
3 Revenue Sufficiency | 2021 | 13 | -32.7 | 1
3 Revenue Sufficiency | 2021 | 13 | -32.4 | 5
3 Revenue Sufficiency | 2021 | 13 | -32.3 | 2
3 Revenue Sufficiency | 2021 | 13 | -31.4 | 1
3 Revenue Sufficiency | 2021 | 13 | -31.3 | 1
3 Revenue Sufficiency | 2021 | 13 | -31.2 | 2
3 Revenue Sufficiency | 2021 | 13 | -31.1 | 1
3 Revenue Sufficiency | 2021 | 13 | -30.9 | 2
3 Revenue Sufficiency | 2021 | 13 | -30.8 | 1
3 Revenue Sufficiency | 2021 | 13 | -30.2 | 3
3 Revenue Sufficiency | 2021 | 13 | -30.1 | 1
3 Revenue Sufficiency | 2021 | 13 | -29.2 | 3
3 Revenue Sufficiency | 2021 | 13 | -28.8 | 1
3 Revenue Sufficiency | 2021 | 13 | -28.6 | 1
3 Revenue Sufficiency | 2021 | 13 | -28.5 | 1
3 Revenue Sufficiency | 2021 | 13 | -28 | 1
3 Revenue Sufficiency | 2021 | 13 | -27.7 | 1
3 Revenue Sufficiency | 2021 | 13 | -27.2 | 1
3 Revenue Sufficiency | 2021 | 13 | -26.8 | 2
3 Revenue Sufficiency | 2021 | 13 | -26.7 | 2
3 Revenue Sufficiency | 2021 | 13 | -26.6 | 2
3 Revenue Sufficiency | 2021 | 13 | -26.5 | 1
3 Revenue Sufficiency | 2021 | 13 | -26.4 | 1
3 Revenue Sufficiency | 2021 | 13 | -26.2 | 1
3 Revenue Sufficiency | 2021 | 13 | -26.1 | 1
3 Revenue Sufficiency | 2021 | 13 | -25.4 | 1
3 Revenue Sufficiency | 2021 | 13 | -25.3 | 1
3 Revenue Sufficiency | 2021 | 13 | -25.2 | 1
3 Revenue Sufficiency | 2021 | 13 | -25 | 1
3 Revenue Sufficiency | 2021 | 13 | -24.8 | 1
3 Revenue Sufficiency | 2021 | 13 | -24.6 | 1
3 Revenue Sufficiency | 2021 | 13 | -23.9 | 1
3 Revenue Sufficiency | 2021 | 13 | -23.8 | 3
3 Revenue Sufficiency | 2021 | 13 | -23.6 | 1
3 Revenue Sufficiency | 2021 | 13 | -23.3 | 1
3 Revenue Sufficiency | 2021 | 13 | -22.9 | 1
3 Revenue Sufficiency | 2021 | 13 | -21.8 | 1
3 Revenue Sufficiency | 2021 | 13 | -21.5 | 1
3 Revenue Sufficiency | 2021 | 13 | -21.3 | 1
3 Revenue Sufficiency | 2021 | 13 | -20.6 | 1
3 Revenue Sufficiency | 2021 | 13 | -20.4 | 1
3 Revenue Sufficiency | 2021 | 13 | -20.3 | 1
3 Revenue Sufficiency | 2021 | 13 | -20.2 | 2
3 Revenue Sufficiency | 2021 | 13 | -19.9 | 2
3 Revenue Sufficiency | 2021 | 13 | -19.7 | 1
3 Revenue Sufficiency | 2021 | 13 | -19.4 | 1
3 Revenue Sufficiency | 2021 | 13 | -19.1 | 1
3 Revenue Sufficiency | 2021 | 13 | -19 | 1
3 Revenue Sufficiency | 2021 | 13 | -18.2 | 1
3 Revenue Sufficiency | 2021 | 13 | -16.9 | 1
3 Revenue Sufficiency | 2021 | 13 | -16.6 | 1
3 Revenue Sufficiency | 2021 | 13 | -16.4 | 1
3 Revenue Sufficiency | 2021 | 13 | -16.2 | 1
3 Revenue Sufficiency | 2021 | 13 | -15.8 | 1
3 Revenue Sufficiency | 2021 | 13 | -15.2 | 1
3 Revenue Sufficiency | 2021 | 13 | -15 | 1
3 Revenue Sufficiency | 2021 | 13 | -14.3 | 1
3 Revenue Sufficiency | 2021 | 13 | -13.6 | 1
3 Revenue Sufficiency | 2021 | 13 | -11.1 | 1
3 Revenue Sufficiency | 2021 | 13 | -9.8 | 2
3 Revenue Sufficiency | 2021 | 13 | 9.1 | 1
3 Revenue Sufficiency | 2021 | 13 | 11.9 | 1
3 Revenue Sufficiency | 2021 | 13 | 12.5 | 1
3 Revenue Sufficiency | 2021 | 13 | 13 | 1
3 Revenue Sufficiency | 2021 | 13 | 14.1 | 1
3 Revenue Sufficiency | 2021 | 13 | 14.7 | 1
3 Revenue Sufficiency | 2021 | 13 | 14.9 | 1
3 Revenue Sufficiency | 2021 | 13 | 16.2 | 1
3 Revenue Sufficiency | 2021 | 13 | 17.5 | 1
3 Revenue Sufficiency | 2021 | 13 | 17.7 | 2
3 Revenue Sufficiency | 2021 | 13 | 18.5 | 1
3 Revenue Sufficiency | 2021 | 13 | 18.6 | 1
3 Revenue Sufficiency | 2021 | 13 | 18.9 | 1
3 Revenue Sufficiency | 2021 | 13 | 19.2 | 2
3 Revenue Sufficiency | 2021 | 13 | 19.7 | 1
3 Revenue Sufficiency | 2021 | 13 | 19.9 | 1
3 Revenue Sufficiency | 2021 | 13 | 20 | 1
3 Revenue Sufficiency | 2021 | 13 | 20.2 | 1
3 Revenue Sufficiency | 2021 | 13 | 20.7 | 1
3 Revenue Sufficiency | 2021 | 13 | 21.1 | 1
3 Revenue Sufficiency | 2021 | 13 | 21.3 | 1
3 Revenue Sufficiency | 2021 | 13 | 21.8 | 1
3 Revenue Sufficiency | 2021 | 13 | 22.2 | 2
3 Revenue Sufficiency | 2021 | 13 | 22.5 | 1
3 Revenue Sufficiency | 2021 | 13 | 22.6 | 2
3 Revenue Sufficiency | 2021 | 13 | 22.9 | 1
3 Revenue Sufficiency | 2021 | 13 | 23 | 2
3 Revenue Sufficiency | 2021 | 13 | 23.1 | 1
3 Revenue Sufficiency | 2021 | 13 | 23.2 | 1
3 Revenue Sufficiency | 2021 | 13 | 23.3 | 1
3 Revenue Sufficiency | 2021 | 13 | 23.4 | 2
3 Revenue Sufficiency | 2021 | 13 | 23.6 | 1
3 Revenue Sufficiency | 2021 | 13 | 24.3 | 1
3 Revenue Sufficiency | 2021 | 13 | 24.5 | 1
3 Revenue Sufficiency | 2021 | 13 | 25.2 | 1
3 Revenue Sufficiency | 2021 | 13 | 25.4 | 2
3 Revenue Sufficiency | 2021 | 13 | 26.1 | 1
3 Revenue Sufficiency | 2021 | 13 | 26.5 | 1
3 Revenue Sufficiency | 2021 | 13 | 27.1 | 2
3 Revenue Sufficiency | 2021 | 13 | 27.2 | 1
3 Revenue Sufficiency | 2021 | 13 | 27.3 | 2
3 Revenue Sufficiency | 2021 | 13 | 27.4 | 1
3 Revenue Sufficiency | 2021 | 13 | 27.6 | 1
3 Revenue Sufficiency | 2021 | 13 | 27.7 | 1
3 Revenue Sufficiency | 2021 | 13 | 27.9 | 4
3 Revenue Sufficiency | 2021 | 13 | 28 | 1
3 Revenue Sufficiency | 2021 | 13 | 28.1 | 2
3 Revenue Sufficiency | 2021 | 13 | 28.5 | 1
3 Revenue Sufficiency | 2021 | 13 | 28.6 | 2
3 Revenue Sufficiency | 2021 | 13 | 28.8 | 1
3 Revenue Sufficiency | 2021 | 13 | 28.9 | 1
3 Revenue Sufficiency | 2021 | 13 | 29 | 1
3 Revenue Sufficiency | 2021 | 13 | 29.3 | 1
3 Revenue Sufficiency | 2021 | 13 | 29.7 | 1
3 Revenue Sufficiency | 2021 | 13 | 30.7 | 1
3 Revenue Sufficiency | 2021 | 13 | 31.3 | 1
3 Revenue Sufficiency | 2021 | 13 | 31.6 | 1
3 Revenue Sufficiency | 2021 | 13 | 31.7 | 1
3 Revenue Sufficiency | 2021 | 13 | 32.3 | 1
3 Revenue Sufficiency | 2021 | 13 | 32.5 | 1
3 Revenue Sufficiency | 2021 | 13 | 32.8 | 1
3 Revenue Sufficiency | 2021 | 13 | 33 | 1
3 Revenue Sufficiency | 2021 | 13 | 33.1 | 1
3 Revenue Sufficiency | 2021 | 13 | 33.3 | 1
3 Revenue Sufficiency | 2021 | 13 | 33.7 | 1
3 Revenue Sufficiency | 2021 | 13 | 33.9 | 1
3 Revenue Sufficiency | 2021 | 13 | 34 | 1
3 Revenue Sufficiency | 2021 | 13 | 34.2 | 1
3 Revenue Sufficiency | 2021 | 13 | 34.4 | 1
3 Revenue Sufficiency | 2021 | 13 | 34.5 | 2
3 Revenue Sufficiency | 2021 | 13 | 34.9 | 1
3 Revenue Sufficiency | 2021 | 13 | 35.4 | 2
3 Revenue Sufficiency | 2021 | 13 | 37.3 | 3
3 Revenue Sufficiency | 2021 | 13 | 37.5 | 1
3 Revenue Sufficiency | 2021 | 13 | 38.3 | 1
3 Revenue Sufficiency | 2021 | 13 | 38.4 | 1
3 Revenue Sufficiency | 2021 | 13 | 38.5 | 1
3 Revenue Sufficiency | 2021 | 13 | 38.6 | 1
3 Revenue Sufficiency | 2021 | 13 | 39.1 | 1
3 Revenue Sufficiency | 2021 | 13 | 39.5 | 1
3 Revenue Sufficiency | 2021 | 13 | 39.7 | 1
3 Revenue Sufficiency | 2021 | 13 | 40 | 1
3 Revenue Sufficiency | 2021 | 13 | 40.8 | 2
3 Revenue Sufficiency | 2021 | 13 | 40.9 | 1
3 Revenue Sufficiency | 2021 | 13 | 41.2 | 1
3 Revenue Sufficiency | 2021 | 13 | 41.4 | 1
3 Revenue Sufficiency | 2021 | 13 | 42.1 | 1
3 Revenue Sufficiency | 2021 | 13 | 42.4 | 1
3 Revenue Sufficiency | 2021 | 13 | 42.7 | 1
3 Revenue Sufficiency | 2021 | 13 | 43.2 | 1
3 Revenue Sufficiency | 2021 | 13 | 43.9 | 1
3 Revenue Sufficiency | 2021 | 13 | 44.1 | 1
3 Revenue Sufficiency | 2021 | 13 | 45.4 | 1
3 Revenue Sufficiency | 2021 | 13 | 45.7 | 1
3 Revenue Sufficiency | 2021 | 13 | 46.7 | 1
3 Revenue Sufficiency | 2021 | 13 | 46.9 | 1
3 Revenue Sufficiency | 2021 | 13 | 47.3 | 1
3 Revenue Sufficiency | 2021 | 13 | 47.4 | 1
3 Revenue Sufficiency | 2021 | 13 | 47.8 | 1
3 Revenue Sufficiency | 2021 | 13 | 48.2 | 1
3 Revenue Sufficiency | 2021 | 13 | 48.5 | 1
3 Revenue Sufficiency | 2021 | 13 | 48.6 | 1
3 Revenue Sufficiency | 2021 | 13 | 48.7 | 1
3 Revenue Sufficiency | 2021 | 13 | 50.8 | 1
3 Revenue Sufficiency | 2021 | 13 | 51.4 | 1
3 Revenue Sufficiency | 2021 | 13 | 54.2 | 1
3 Revenue Sufficiency | 2021 | 13 | 54.7 | 1
3 Revenue Sufficiency | 2021 | 13 | 54.8 | 1
3 Revenue Sufficiency | 2021 | 13 | 55.2 | 1
3 Revenue Sufficiency | 2021 | 13 | 55.6 | 1
3 Revenue Sufficiency | 2021 | 13 | 56 | 1
3 Revenue Sufficiency | 2021 | 13 | 56.1 | 2
3 Revenue Sufficiency | 2021 | 13 | 56.5 | 1
3 Revenue Sufficiency | 2021 | 13 | 56.6 | 1
3 Revenue Sufficiency | 2021 | 13 | 56.7 | 1
3 Revenue Sufficiency | 2021 | 13 | 58.6 | 2
3 Revenue Sufficiency | 2021 | 13 | 58.7 | 1
3 Revenue Sufficiency | 2021 | 13 | 60.8 | 1
3 Revenue Sufficiency | 2021 | 13 | 61.5 | 1
3 Revenue Sufficiency | 2021 | 13 | 64.2 | 1
3 Revenue Sufficiency | 2021 | 13 | 65.6 | 1
3 Revenue Sufficiency | 2021 | 13 | 66.2 | 1
3 Revenue Sufficiency | 2021 | 13 | 69.9 | 1
3 Revenue Sufficiency | 2021 | 13 | 73 | 1
3 Revenue Sufficiency | 2021 | 13 | 74.7 | 1
3 Revenue Sufficiency | 2021 | 13 | 76.5 | 1
3 Revenue Sufficiency | 2021 | 13 | 78.9 | 1
3 Revenue Sufficiency | 2021 | 13 | 83.2 | 1
3 Revenue Sufficiency | 2021 | 13 | 83.9 | 1
3 Revenue Sufficiency | 2021 | 13 | 96.5 | 1
3 Revenue Sufficiency | 2021 | 13 | 104.5 | 1
3 Revenue Sufficiency | 2021 | 13 | 114 | 1
3 Revenue Sufficiency | 2021 | 14 | -181 | 1
3 Revenue Sufficiency | 2021 | 14 | -116.6 | 1
3 Revenue Sufficiency | 2021 | 14 | -116 | 1
3 Revenue Sufficiency | 2021 | 14 | -105.5 | 1
3 Revenue Sufficiency | 2021 | 14 | -83.1 | 1
3 Revenue Sufficiency | 2021 | 14 | -76.8 | 2
3 Revenue Sufficiency | 2021 | 14 | -76.2 | 1
3 Revenue Sufficiency | 2021 | 14 | -74.3 | 1
3 Revenue Sufficiency | 2021 | 14 | -72.5 | 1
3 Revenue Sufficiency | 2021 | 14 | -72 | 1
3 Revenue Sufficiency | 2021 | 14 | -70.9 | 1
3 Revenue Sufficiency | 2021 | 14 | -67.4 | 1
3 Revenue Sufficiency | 2021 | 14 | -66.5 | 2
3 Revenue Sufficiency | 2021 | 14 | -64.4 | 1
3 Revenue Sufficiency | 2021 | 14 | -60.9 | 1
3 Revenue Sufficiency | 2021 | 14 | -59.9 | 1
3 Revenue Sufficiency | 2021 | 14 | -57.7 | 2
3 Revenue Sufficiency | 2021 | 14 | -57.1 | 1
3 Revenue Sufficiency | 2021 | 14 | -56.6 | 1
3 Revenue Sufficiency | 2021 | 14 | -55.7 | 1
3 Revenue Sufficiency | 2021 | 14 | -54.2 | 1
3 Revenue Sufficiency | 2021 | 14 | -54.1 | 1
3 Revenue Sufficiency | 2021 | 14 | -52.5 | 1
3 Revenue Sufficiency | 2021 | 14 | -51.3 | 1
3 Revenue Sufficiency | 2021 | 14 | -50 | 1
3 Revenue Sufficiency | 2021 | 14 | -49.8 | 1
3 Revenue Sufficiency | 2021 | 14 | -49.7 | 1
3 Revenue Sufficiency | 2021 | 14 | -48.8 | 2
3 Revenue Sufficiency | 2021 | 14 | -47.5 | 1
3 Revenue Sufficiency | 2021 | 14 | -47.4 | 1
3 Revenue Sufficiency | 2021 | 14 | -47.3 | 1
3 Revenue Sufficiency | 2021 | 14 | -46.5 | 1
3 Revenue Sufficiency | 2021 | 14 | -46.4 | 1
3 Revenue Sufficiency | 2021 | 14 | -46.3 | 1
3 Revenue Sufficiency | 2021 | 14 | -46.2 | 2
3 Revenue Sufficiency | 2021 | 14 | -46 | 1
3 Revenue Sufficiency | 2021 | 14 | -45.1 | 1
3 Revenue Sufficiency | 2021 | 14 | -44.4 | 2
3 Revenue Sufficiency | 2021 | 14 | -43.7 | 1
3 Revenue Sufficiency | 2021 | 14 | -42.9 | 1
3 Revenue Sufficiency | 2021 | 14 | -42.5 | 1
3 Revenue Sufficiency | 2021 | 14 | -42.2 | 1
3 Revenue Sufficiency | 2021 | 14 | -41.3 | 1
3 Revenue Sufficiency | 2021 | 14 | -41.1 | 1
3 Revenue Sufficiency | 2021 | 14 | -40.1 | 1
3 Revenue Sufficiency | 2021 | 14 | -39.6 | 1
3 Revenue Sufficiency | 2021 | 14 | -39.5 | 2
3 Revenue Sufficiency | 2021 | 14 | -39.4 | 1
3 Revenue Sufficiency | 2021 | 14 | -39 | 1
3 Revenue Sufficiency | 2021 | 14 | -38.8 | 1
3 Revenue Sufficiency | 2021 | 14 | -38.5 | 1
3 Revenue Sufficiency | 2021 | 14 | -38.2 | 1
3 Revenue Sufficiency | 2021 | 14 | -37.1 | 1
3 Revenue Sufficiency | 2021 | 14 | -37 | 1
3 Revenue Sufficiency | 2021 | 14 | -36.6 | 1
3 Revenue Sufficiency | 2021 | 14 | -36.1 | 1
3 Revenue Sufficiency | 2021 | 14 | -35.7 | 1
3 Revenue Sufficiency | 2021 | 14 | -35.1 | 1
3 Revenue Sufficiency | 2021 | 14 | -34.7 | 3
3 Revenue Sufficiency | 2021 | 14 | -34.2 | 1
3 Revenue Sufficiency | 2021 | 14 | -33.5 | 1
3 Revenue Sufficiency | 2021 | 14 | -33.4 | 1
3 Revenue Sufficiency | 2021 | 14 | -33 | 1
3 Revenue Sufficiency | 2021 | 14 | -32.6 | 1
3 Revenue Sufficiency | 2021 | 14 | -32.5 | 1
3 Revenue Sufficiency | 2021 | 14 | -31.7 | 1
3 Revenue Sufficiency | 2021 | 14 | -31.5 | 1
3 Revenue Sufficiency | 2021 | 14 | -31.4 | 1
3 Revenue Sufficiency | 2021 | 14 | -30.9 | 1
3 Revenue Sufficiency | 2021 | 14 | -30.8 | 1
3 Revenue Sufficiency | 2021 | 14 | -30.7 | 1
3 Revenue Sufficiency | 2021 | 14 | -30.4 | 1
3 Revenue Sufficiency | 2021 | 14 | -30.3 | 1
3 Revenue Sufficiency | 2021 | 14 | -30 | 2
3 Revenue Sufficiency | 2021 | 14 | -29.8 | 1
3 Revenue Sufficiency | 2021 | 14 | -29.6 | 2
3 Revenue Sufficiency | 2021 | 14 | -29.5 | 2
3 Revenue Sufficiency | 2021 | 14 | -29.1 | 1
3 Revenue Sufficiency | 2021 | 14 | -29 | 1
3 Revenue Sufficiency | 2021 | 14 | -28.8 | 1
3 Revenue Sufficiency | 2021 | 14 | -28.7 | 1
3 Revenue Sufficiency | 2021 | 14 | -28.2 | 1
3 Revenue Sufficiency | 2021 | 14 | -28.1 | 1
3 Revenue Sufficiency | 2021 | 14 | -27.2 | 1
3 Revenue Sufficiency | 2021 | 14 | -27 | 1
3 Revenue Sufficiency | 2021 | 14 | -26.6 | 1
3 Revenue Sufficiency | 2021 | 14 | -26.2 | 1
3 Revenue Sufficiency | 2021 | 14 | -26.1 | 1
3 Revenue Sufficiency | 2021 | 14 | -25.8 | 1
3 Revenue Sufficiency | 2021 | 14 | -24.9 | 1
3 Revenue Sufficiency | 2021 | 14 | -24.8 | 1
3 Revenue Sufficiency | 2021 | 14 | -24.5 | 1
3 Revenue Sufficiency | 2021 | 14 | -24.2 | 1
3 Revenue Sufficiency | 2021 | 14 | -23.9 | 1
3 Revenue Sufficiency | 2021 | 14 | -23.5 | 1
3 Revenue Sufficiency | 2021 | 14 | -23.4 | 2
3 Revenue Sufficiency | 2021 | 14 | -23.3 | 1
3 Revenue Sufficiency | 2021 | 14 | -23.2 | 1
3 Revenue Sufficiency | 2021 | 14 | -22.6 | 1
3 Revenue Sufficiency | 2021 | 14 | -22.4 | 1
3 Revenue Sufficiency | 2021 | 14 | -22.3 | 1
3 Revenue Sufficiency | 2021 | 14 | -22.2 | 1
3 Revenue Sufficiency | 2021 | 14 | -22 | 1
3 Revenue Sufficiency | 2021 | 14 | -21.7 | 1
3 Revenue Sufficiency | 2021 | 14 | -21.5 | 1
3 Revenue Sufficiency | 2021 | 14 | -21.2 | 1
3 Revenue Sufficiency | 2021 | 14 | -20.4 | 1
3 Revenue Sufficiency | 2021 | 14 | -19.8 | 1
3 Revenue Sufficiency | 2021 | 14 | -19.7 | 1
3 Revenue Sufficiency | 2021 | 14 | -19.6 | 1
3 Revenue Sufficiency | 2021 | 14 | -18.9 | 1
3 Revenue Sufficiency | 2021 | 14 | -18.5 | 1
3 Revenue Sufficiency | 2021 | 14 | -18.2 | 1
3 Revenue Sufficiency | 2021 | 14 | -17.9 | 1
3 Revenue Sufficiency | 2021 | 14 | -17.5 | 1
3 Revenue Sufficiency | 2021 | 14 | -17.4 | 1
3 Revenue Sufficiency | 2021 | 14 | -16.4 | 2
3 Revenue Sufficiency | 2021 | 14 | -16.1 | 1
3 Revenue Sufficiency | 2021 | 14 | -15.5 | 1
3 Revenue Sufficiency | 2021 | 14 | -14 | 1
3 Revenue Sufficiency | 2021 | 14 | -13.3 | 2
3 Revenue Sufficiency | 2021 | 14 | -10 | 1
3 Revenue Sufficiency | 2021 | 14 | 9.9 | 1
3 Revenue Sufficiency | 2021 | 14 | 12.6 | 1
3 Revenue Sufficiency | 2021 | 14 | 14.3 | 1
3 Revenue Sufficiency | 2021 | 14 | 15.3 | 1
3 Revenue Sufficiency | 2021 | 14 | 16.1 | 1
3 Revenue Sufficiency | 2021 | 14 | 17.4 | 1
3 Revenue Sufficiency | 2021 | 14 | 17.8 | 1
3 Revenue Sufficiency | 2021 | 14 | 18.2 | 1
3 Revenue Sufficiency | 2021 | 14 | 18.5 | 1
3 Revenue Sufficiency | 2021 | 14 | 18.6 | 1
3 Revenue Sufficiency | 2021 | 14 | 18.8 | 1
3 Revenue Sufficiency | 2021 | 14 | 19 | 1
3 Revenue Sufficiency | 2021 | 14 | 19.8 | 1
3 Revenue Sufficiency | 2021 | 14 | 19.9 | 1
3 Revenue Sufficiency | 2021 | 14 | 20.1 | 1
3 Revenue Sufficiency | 2021 | 14 | 20.3 | 1
3 Revenue Sufficiency | 2021 | 14 | 20.4 | 1
3 Revenue Sufficiency | 2021 | 14 | 20.5 | 3
3 Revenue Sufficiency | 2021 | 14 | 20.8 | 1
3 Revenue Sufficiency | 2021 | 14 | 22.7 | 1
3 Revenue Sufficiency | 2021 | 14 | 22.8 | 1
3 Revenue Sufficiency | 2021 | 14 | 23.1 | 1
3 Revenue Sufficiency | 2021 | 14 | 23.5 | 1
3 Revenue Sufficiency | 2021 | 14 | 23.6 | 1
3 Revenue Sufficiency | 2021 | 14 | 24.2 | 1
3 Revenue Sufficiency | 2021 | 14 | 24.4 | 1
3 Revenue Sufficiency | 2021 | 14 | 24.7 | 1
3 Revenue Sufficiency | 2021 | 14 | 25.5 | 1
3 Revenue Sufficiency | 2021 | 14 | 25.8 | 1
3 Revenue Sufficiency | 2021 | 14 | 26 | 1
3 Revenue Sufficiency | 2021 | 14 | 26.7 | 1
3 Revenue Sufficiency | 2021 | 14 | 26.8 | 2
3 Revenue Sufficiency | 2021 | 14 | 27 | 1
3 Revenue Sufficiency | 2021 | 14 | 27.7 | 2
3 Revenue Sufficiency | 2021 | 14 | 27.8 | 1
3 Revenue Sufficiency | 2021 | 14 | 28 | 1
3 Revenue Sufficiency | 2021 | 14 | 28.1 | 1
3 Revenue Sufficiency | 2021 | 14 | 28.3 | 1
3 Revenue Sufficiency | 2021 | 14 | 29 | 2
3 Revenue Sufficiency | 2021 | 14 | 29.1 | 2
3 Revenue Sufficiency | 2021 | 14 | 29.2 | 1
3 Revenue Sufficiency | 2021 | 14 | 29.4 | 1
3 Revenue Sufficiency | 2021 | 14 | 29.5 | 1
3 Revenue Sufficiency | 2021 | 14 | 29.6 | 1
3 Revenue Sufficiency | 2021 | 14 | 30 | 1
3 Revenue Sufficiency | 2021 | 14 | 30.1 | 1
3 Revenue Sufficiency | 2021 | 14 | 30.4 | 1
3 Revenue Sufficiency | 2021 | 14 | 30.7 | 1
3 Revenue Sufficiency | 2021 | 14 | 31.3 | 1
3 Revenue Sufficiency | 2021 | 14 | 31.4 | 3
3 Revenue Sufficiency | 2021 | 14 | 31.7 | 1
3 Revenue Sufficiency | 2021 | 14 | 31.9 | 1
3 Revenue Sufficiency | 2021 | 14 | 32.1 | 1
3 Revenue Sufficiency | 2021 | 14 | 32.4 | 1
3 Revenue Sufficiency | 2021 | 14 | 32.8 | 1
3 Revenue Sufficiency | 2021 | 14 | 33.2 | 1
3 Revenue Sufficiency | 2021 | 14 | 33.5 | 1
3 Revenue Sufficiency | 2021 | 14 | 33.7 | 1
3 Revenue Sufficiency | 2021 | 14 | 33.9 | 1
3 Revenue Sufficiency | 2021 | 14 | 34 | 1
3 Revenue Sufficiency | 2021 | 14 | 34.1 | 2
3 Revenue Sufficiency | 2021 | 14 | 34.3 | 1
3 Revenue Sufficiency | 2021 | 14 | 34.6 | 1
3 Revenue Sufficiency | 2021 | 14 | 35 | 1
3 Revenue Sufficiency | 2021 | 14 | 35.2 | 1
3 Revenue Sufficiency | 2021 | 14 | 35.3 | 1
3 Revenue Sufficiency | 2021 | 14 | 37.3 | 1
3 Revenue Sufficiency | 2021 | 14 | 37.8 | 1
3 Revenue Sufficiency | 2021 | 14 | 38.2 | 1
3 Revenue Sufficiency | 2021 | 14 | 38.8 | 1
3 Revenue Sufficiency | 2021 | 14 | 39.3 | 1
3 Revenue Sufficiency | 2021 | 14 | 39.5 | 1
3 Revenue Sufficiency | 2021 | 14 | 39.8 | 1
3 Revenue Sufficiency | 2021 | 14 | 40.1 | 1
3 Revenue Sufficiency | 2021 | 14 | 40.6 | 1
3 Revenue Sufficiency | 2021 | 14 | 41.8 | 2
3 Revenue Sufficiency | 2021 | 14 | 41.9 | 1
3 Revenue Sufficiency | 2021 | 14 | 42.1 | 1
3 Revenue Sufficiency | 2021 | 14 | 42.2 | 1
3 Revenue Sufficiency | 2021 | 14 | 42.3 | 1
3 Revenue Sufficiency | 2021 | 14 | 42.6 | 1
3 Revenue Sufficiency | 2021 | 14 | 44.4 | 1
3 Revenue Sufficiency | 2021 | 14 | 45.1 | 1
3 Revenue Sufficiency | 2021 | 14 | 45.6 | 1
3 Revenue Sufficiency | 2021 | 14 | 46.8 | 1
3 Revenue Sufficiency | 2021 | 14 | 47.3 | 1
3 Revenue Sufficiency | 2021 | 14 | 47.4 | 1
3 Revenue Sufficiency | 2021 | 14 | 47.8 | 1
3 Revenue Sufficiency | 2021 | 14 | 49 | 2
3 Revenue Sufficiency | 2021 | 14 | 49.3 | 1
3 Revenue Sufficiency | 2021 | 14 | 49.6 | 1
3 Revenue Sufficiency | 2021 | 14 | 50.6 | 1
3 Revenue Sufficiency | 2021 | 14 | 50.8 | 1
3 Revenue Sufficiency | 2021 | 14 | 51.2 | 1
3 Revenue Sufficiency | 2021 | 14 | 52.5 | 1
3 Revenue Sufficiency | 2021 | 14 | 53.1 | 1
3 Revenue Sufficiency | 2021 | 14 | 55.4 | 1
3 Revenue Sufficiency | 2021 | 14 | 56.2 | 1
3 Revenue Sufficiency | 2021 | 14 | 56.6 | 1
3 Revenue Sufficiency | 2021 | 14 | 59 | 1
3 Revenue Sufficiency | 2021 | 14 | 59.3 | 1
3 Revenue Sufficiency | 2021 | 14 | 59.8 | 1
3 Revenue Sufficiency | 2021 | 14 | 60.1 | 1
3 Revenue Sufficiency | 2021 | 14 | 62.7 | 1
3 Revenue Sufficiency | 2021 | 14 | 63.7 | 1
3 Revenue Sufficiency | 2021 | 14 | 65.2 | 1
3 Revenue Sufficiency | 2021 | 14 | 65.5 | 1
3 Revenue Sufficiency | 2021 | 14 | 70.6 | 1
3 Revenue Sufficiency | 2021 | 14 | 71 | 1
3 Revenue Sufficiency | 2021 | 14 | 74.6 | 1
3 Revenue Sufficiency | 2021 | 14 | 79.4 | 1
3 Revenue Sufficiency | 2021 | 14 | 81.8 | 1
3 Revenue Sufficiency | 2021 | 14 | 83.5 | 1
3 Revenue Sufficiency | 2021 | 14 | 89.2 | 1
3 Revenue Sufficiency | 2021 | 15 | -102.3 | 1
3 Revenue Sufficiency | 2021 | 15 | -101.1 | 1
3 Revenue Sufficiency | 2021 | 15 | -94.6 | 1
3 Revenue Sufficiency | 2021 | 15 | -90.7 | 1
3 Revenue Sufficiency | 2021 | 15 | -85.7 | 1
3 Revenue Sufficiency | 2021 | 15 | -81 | 1
3 Revenue Sufficiency | 2021 | 15 | -73.9 | 1
3 Revenue Sufficiency | 2021 | 15 | -70.5 | 1
3 Revenue Sufficiency | 2021 | 15 | -69.8 | 1
3 Revenue Sufficiency | 2021 | 15 | -66 | 1
3 Revenue Sufficiency | 2021 | 15 | -65.5 | 1
3 Revenue Sufficiency | 2021 | 15 | -65.3 | 1
3 Revenue Sufficiency | 2021 | 15 | -64.6 | 1
3 Revenue Sufficiency | 2021 | 15 | -64.2 | 1
3 Revenue Sufficiency | 2021 | 15 | -63.8 | 1
3 Revenue Sufficiency | 2021 | 15 | -62.5 | 1
3 Revenue Sufficiency | 2021 | 15 | -61.3 | 1
3 Revenue Sufficiency | 2021 | 15 | -58.5 | 1
3 Revenue Sufficiency | 2021 | 15 | -58.4 | 1
3 Revenue Sufficiency | 2021 | 15 | -55.2 | 1
3 Revenue Sufficiency | 2021 | 15 | -53.1 | 2
3 Revenue Sufficiency | 2021 | 15 | -52.8 | 1
3 Revenue Sufficiency | 2021 | 15 | -50.3 | 1
3 Revenue Sufficiency | 2021 | 15 | -49.4 | 1
3 Revenue Sufficiency | 2021 | 15 | -49.3 | 1
3 Revenue Sufficiency | 2021 | 15 | -49.2 | 1
3 Revenue Sufficiency | 2021 | 15 | -48.3 | 1
3 Revenue Sufficiency | 2021 | 15 | -47.6 | 1
3 Revenue Sufficiency | 2021 | 15 | -47 | 1
3 Revenue Sufficiency | 2021 | 15 | -46.9 | 1
3 Revenue Sufficiency | 2021 | 15 | -45.9 | 1
3 Revenue Sufficiency | 2021 | 15 | -45.5 | 1
3 Revenue Sufficiency | 2021 | 15 | -44.5 | 1
3 Revenue Sufficiency | 2021 | 15 | -43.5 | 1
3 Revenue Sufficiency | 2021 | 15 | -43.4 | 1
3 Revenue Sufficiency | 2021 | 15 | -43.2 | 1
3 Revenue Sufficiency | 2021 | 15 | -43 | 1
3 Revenue Sufficiency | 2021 | 15 | -42.4 | 1
3 Revenue Sufficiency | 2021 | 15 | -42.3 | 1
3 Revenue Sufficiency | 2021 | 15 | -41.8 | 1
3 Revenue Sufficiency | 2021 | 15 | -41.5 | 1
3 Revenue Sufficiency | 2021 | 15 | -41.3 | 1
3 Revenue Sufficiency | 2021 | 15 | -41.1 | 1
3 Revenue Sufficiency | 2021 | 15 | -40.9 | 1
3 Revenue Sufficiency | 2021 | 15 | -40.7 | 1
3 Revenue Sufficiency | 2021 | 15 | -39.8 | 1
3 Revenue Sufficiency | 2021 | 15 | -39.5 | 1
3 Revenue Sufficiency | 2021 | 15 | -38.5 | 1
3 Revenue Sufficiency | 2021 | 15 | -38.3 | 1
3 Revenue Sufficiency | 2021 | 15 | -37.1 | 1
3 Revenue Sufficiency | 2021 | 15 | -36.9 | 1
3 Revenue Sufficiency | 2021 | 15 | -35.9 | 2
3 Revenue Sufficiency | 2021 | 15 | -34.7 | 1
3 Revenue Sufficiency | 2021 | 15 | -34.3 | 1
3 Revenue Sufficiency | 2021 | 15 | -33.7 | 1
3 Revenue Sufficiency | 2021 | 15 | -32.6 | 1
3 Revenue Sufficiency | 2021 | 15 | -31.4 | 1
3 Revenue Sufficiency | 2021 | 15 | -31.3 | 1
3 Revenue Sufficiency | 2021 | 15 | -30.8 | 1
3 Revenue Sufficiency | 2021 | 15 | -30.6 | 1
3 Revenue Sufficiency | 2021 | 15 | -30.4 | 1
3 Revenue Sufficiency | 2021 | 15 | -30.2 | 1
3 Revenue Sufficiency | 2021 | 15 | -29 | 1
3 Revenue Sufficiency | 2021 | 15 | -28.8 | 1
3 Revenue Sufficiency | 2021 | 15 | -28.4 | 3
3 Revenue Sufficiency | 2021 | 15 | -27.8 | 1
3 Revenue Sufficiency | 2021 | 15 | -27.2 | 1
3 Revenue Sufficiency | 2021 | 15 | -27.1 | 1
3 Revenue Sufficiency | 2021 | 15 | -26.4 | 2
3 Revenue Sufficiency | 2021 | 15 | -26.2 | 2
3 Revenue Sufficiency | 2021 | 15 | -25.6 | 1
3 Revenue Sufficiency | 2021 | 15 | -25.2 | 1
3 Revenue Sufficiency | 2021 | 15 | -23.6 | 1
3 Revenue Sufficiency | 2021 | 15 | -23.2 | 1
3 Revenue Sufficiency | 2021 | 15 | -22.8 | 1
3 Revenue Sufficiency | 2021 | 15 | -22.6 | 1
3 Revenue Sufficiency | 2021 | 15 | -22.4 | 1
3 Revenue Sufficiency | 2021 | 15 | -20.7 | 1
3 Revenue Sufficiency | 2021 | 15 | -19.1 | 1
3 Revenue Sufficiency | 2021 | 15 | -18.5 | 1
3 Revenue Sufficiency | 2021 | 15 | -18.2 | 1
3 Revenue Sufficiency | 2021 | 15 | -17.5 | 1
3 Revenue Sufficiency | 2021 | 15 | -17.3 | 1
3 Revenue Sufficiency | 2021 | 15 | -17.2 | 1
3 Revenue Sufficiency | 2021 | 15 | -16.8 | 1
3 Revenue Sufficiency | 2021 | 15 | -16.7 | 1
3 Revenue Sufficiency | 2021 | 15 | -16.5 | 1
3 Revenue Sufficiency | 2021 | 15 | -13.8 | 1
3 Revenue Sufficiency | 2021 | 15 | 13.5 | 1
3 Revenue Sufficiency | 2021 | 15 | 14 | 1
3 Revenue Sufficiency | 2021 | 15 | 15.4 | 1
3 Revenue Sufficiency | 2021 | 15 | 16.1 | 1
3 Revenue Sufficiency | 2021 | 15 | 18.6 | 2
3 Revenue Sufficiency | 2021 | 15 | 18.9 | 1
3 Revenue Sufficiency | 2021 | 15 | 19.1 | 1
3 Revenue Sufficiency | 2021 | 15 | 19.8 | 1
3 Revenue Sufficiency | 2021 | 15 | 20 | 1
3 Revenue Sufficiency | 2021 | 15 | 20.8 | 1
3 Revenue Sufficiency | 2021 | 15 | 21 | 1
3 Revenue Sufficiency | 2021 | 15 | 21.2 | 1
3 Revenue Sufficiency | 2021 | 15 | 21.7 | 1
3 Revenue Sufficiency | 2021 | 15 | 21.8 | 1
3 Revenue Sufficiency | 2021 | 15 | 22.4 | 2
3 Revenue Sufficiency | 2021 | 15 | 22.5 | 1
3 Revenue Sufficiency | 2021 | 15 | 22.9 | 1
3 Revenue Sufficiency | 2021 | 15 | 23 | 1
3 Revenue Sufficiency | 2021 | 15 | 23.1 | 1
3 Revenue Sufficiency | 2021 | 15 | 23.6 | 1
3 Revenue Sufficiency | 2021 | 15 | 23.7 | 1
3 Revenue Sufficiency | 2021 | 15 | 23.9 | 1
3 Revenue Sufficiency | 2021 | 15 | 24 | 2
3 Revenue Sufficiency | 2021 | 15 | 24.2 | 1
3 Revenue Sufficiency | 2021 | 15 | 25.5 | 1
3 Revenue Sufficiency | 2021 | 15 | 25.8 | 1
3 Revenue Sufficiency | 2021 | 15 | 26.5 | 1
3 Revenue Sufficiency | 2021 | 15 | 26.7 | 1
3 Revenue Sufficiency | 2021 | 15 | 27.2 | 2
3 Revenue Sufficiency | 2021 | 15 | 28.1 | 1
3 Revenue Sufficiency | 2021 | 15 | 28.8 | 2
3 Revenue Sufficiency | 2021 | 15 | 28.9 | 1
3 Revenue Sufficiency | 2021 | 15 | 29.5 | 1
3 Revenue Sufficiency | 2021 | 15 | 29.8 | 1
3 Revenue Sufficiency | 2021 | 15 | 30.4 | 1
3 Revenue Sufficiency | 2021 | 15 | 30.5 | 1
3 Revenue Sufficiency | 2021 | 15 | 30.7 | 1
3 Revenue Sufficiency | 2021 | 15 | 31.1 | 1
3 Revenue Sufficiency | 2021 | 15 | 31.2 | 1
3 Revenue Sufficiency | 2021 | 15 | 32.4 | 1
3 Revenue Sufficiency | 2021 | 15 | 32.6 | 1
3 Revenue Sufficiency | 2021 | 15 | 33 | 1
3 Revenue Sufficiency | 2021 | 15 | 33.4 | 2
3 Revenue Sufficiency | 2021 | 15 | 33.5 | 1
3 Revenue Sufficiency | 2021 | 15 | 34.1 | 1
3 Revenue Sufficiency | 2021 | 15 | 34.8 | 1
3 Revenue Sufficiency | 2021 | 15 | 35.4 | 1
3 Revenue Sufficiency | 2021 | 15 | 36.5 | 1
3 Revenue Sufficiency | 2021 | 15 | 36.6 | 1
3 Revenue Sufficiency | 2021 | 15 | 37.6 | 1
3 Revenue Sufficiency | 2021 | 15 | 38 | 1
3 Revenue Sufficiency | 2021 | 15 | 38.2 | 1
3 Revenue Sufficiency | 2021 | 15 | 38.5 | 1
3 Revenue Sufficiency | 2021 | 15 | 38.7 | 1
3 Revenue Sufficiency | 2021 | 15 | 39.2 | 1
3 Revenue Sufficiency | 2021 | 15 | 39.7 | 2
3 Revenue Sufficiency | 2021 | 15 | 40.1 | 1
3 Revenue Sufficiency | 2021 | 15 | 40.5 | 1
3 Revenue Sufficiency | 2021 | 15 | 40.7 | 1
3 Revenue Sufficiency | 2021 | 15 | 40.9 | 1
3 Revenue Sufficiency | 2021 | 15 | 41.6 | 1
3 Revenue Sufficiency | 2021 | 15 | 41.7 | 1
3 Revenue Sufficiency | 2021 | 15 | 42.5 | 1
3 Revenue Sufficiency | 2021 | 15 | 43.2 | 1
3 Revenue Sufficiency | 2021 | 15 | 43.3 | 2
3 Revenue Sufficiency | 2021 | 15 | 45.2 | 1
3 Revenue Sufficiency | 2021 | 15 | 46.1 | 1
3 Revenue Sufficiency | 2021 | 15 | 46.5 | 1
3 Revenue Sufficiency | 2021 | 15 | 47.2 | 1
3 Revenue Sufficiency | 2021 | 15 | 47.3 | 1
3 Revenue Sufficiency | 2021 | 15 | 48.8 | 1
3 Revenue Sufficiency | 2021 | 15 | 49.3 | 1
3 Revenue Sufficiency | 2021 | 15 | 49.5 | 1
3 Revenue Sufficiency | 2021 | 15 | 50.9 | 1
3 Revenue Sufficiency | 2021 | 15 | 51.9 | 1
3 Revenue Sufficiency | 2021 | 15 | 52.5 | 2
3 Revenue Sufficiency | 2021 | 15 | 53.3 | 1
3 Revenue Sufficiency | 2021 | 15 | 54.6 | 1
3 Revenue Sufficiency | 2021 | 15 | 55.9 | 1
3 Revenue Sufficiency | 2021 | 15 | 56.6 | 1
3 Revenue Sufficiency | 2021 | 15 | 57 | 1
3 Revenue Sufficiency | 2021 | 15 | 57.7 | 1
3 Revenue Sufficiency | 2021 | 15 | 58 | 1
3 Revenue Sufficiency | 2021 | 15 | 58.7 | 1
3 Revenue Sufficiency | 2021 | 15 | 58.8 | 1
3 Revenue Sufficiency | 2021 | 15 | 59.2 | 1
3 Revenue Sufficiency | 2021 | 15 | 61.1 | 1
3 Revenue Sufficiency | 2021 | 15 | 61.3 | 1
3 Revenue Sufficiency | 2021 | 15 | 66 | 1
3 Revenue Sufficiency | 2021 | 15 | 66.3 | 1
3 Revenue Sufficiency | 2021 | 15 | 69.3 | 1
3 Revenue Sufficiency | 2021 | 15 | 73.3 | 1
3 Revenue Sufficiency | 2021 | 15 | 94.5 | 1
3 Revenue Sufficiency | 2021 | 15 | 98 | 1
3 Revenue Sufficiency | 2021 | 15 | 104.2 | 1
3 Revenue Sufficiency | 2021 | 16 | -307.9 | 1
3 Revenue Sufficiency | 2021 | 16 | -136.3 | 1
3 Revenue Sufficiency | 2021 | 16 | -115.3 | 1
3 Revenue Sufficiency | 2021 | 16 | -99.1 | 1
3 Revenue Sufficiency | 2021 | 16 | -97.3 | 1
3 Revenue Sufficiency | 2021 | 16 | -84.5 | 1
3 Revenue Sufficiency | 2021 | 16 | -84.2 | 1
3 Revenue Sufficiency | 2021 | 16 | -83.1 | 1
3 Revenue Sufficiency | 2021 | 16 | -80.7 | 1
3 Revenue Sufficiency | 2021 | 16 | -77.2 | 1
3 Revenue Sufficiency | 2021 | 16 | -76 | 1
3 Revenue Sufficiency | 2021 | 16 | -75.6 | 1
3 Revenue Sufficiency | 2021 | 16 | -69.5 | 1
3 Revenue Sufficiency | 2021 | 16 | -68.3 | 2
3 Revenue Sufficiency | 2021 | 16 | -67.7 | 1
3 Revenue Sufficiency | 2021 | 16 | -67.3 | 1
3 Revenue Sufficiency | 2021 | 16 | -66.6 | 1
3 Revenue Sufficiency | 2021 | 16 | -64 | 1
3 Revenue Sufficiency | 2021 | 16 | -62.4 | 1
3 Revenue Sufficiency | 2021 | 16 | -58.4 | 1
3 Revenue Sufficiency | 2021 | 16 | -57.8 | 2
3 Revenue Sufficiency | 2021 | 16 | -56.2 | 1
3 Revenue Sufficiency | 2021 | 16 | -55.3 | 1
3 Revenue Sufficiency | 2021 | 16 | -54.8 | 1
3 Revenue Sufficiency | 2021 | 16 | -53.7 | 2
3 Revenue Sufficiency | 2021 | 16 | -52.4 | 1
3 Revenue Sufficiency | 2021 | 16 | -52 | 1
3 Revenue Sufficiency | 2021 | 16 | -51.6 | 1
3 Revenue Sufficiency | 2021 | 16 | -51.5 | 1
3 Revenue Sufficiency | 2021 | 16 | -50.4 | 1
3 Revenue Sufficiency | 2021 | 16 | -49 | 1
3 Revenue Sufficiency | 2021 | 16 | -48.6 | 1
3 Revenue Sufficiency | 2021 | 16 | -47.9 | 1
3 Revenue Sufficiency | 2021 | 16 | -47.8 | 1
3 Revenue Sufficiency | 2021 | 16 | -47.5 | 1
3 Revenue Sufficiency | 2021 | 16 | -47.2 | 1
3 Revenue Sufficiency | 2021 | 16 | -47.1 | 1
3 Revenue Sufficiency | 2021 | 16 | -46.8 | 1
3 Revenue Sufficiency | 2021 | 16 | -46.5 | 1
3 Revenue Sufficiency | 2021 | 16 | -46.2 | 1
3 Revenue Sufficiency | 2021 | 16 | -45.7 | 2
3 Revenue Sufficiency | 2021 | 16 | -45.5 | 1
3 Revenue Sufficiency | 2021 | 16 | -42.5 | 1
3 Revenue Sufficiency | 2021 | 16 | -42.1 | 1
3 Revenue Sufficiency | 2021 | 16 | -41.6 | 1
3 Revenue Sufficiency | 2021 | 16 | -41.4 | 1
3 Revenue Sufficiency | 2021 | 16 | -40.9 | 1
3 Revenue Sufficiency | 2021 | 16 | -40.8 | 1
3 Revenue Sufficiency | 2021 | 16 | -40 | 2
3 Revenue Sufficiency | 2021 | 16 | -38.2 | 1
3 Revenue Sufficiency | 2021 | 16 | -38.1 | 1
3 Revenue Sufficiency | 2021 | 16 | -37.6 | 1
3 Revenue Sufficiency | 2021 | 16 | -37.5 | 1
3 Revenue Sufficiency | 2021 | 16 | -37.1 | 1
3 Revenue Sufficiency | 2021 | 16 | -36.8 | 1
3 Revenue Sufficiency | 2021 | 16 | -36.4 | 1
3 Revenue Sufficiency | 2021 | 16 | -36.2 | 1
3 Revenue Sufficiency | 2021 | 16 | -35.3 | 1
3 Revenue Sufficiency | 2021 | 16 | -35.2 | 1
3 Revenue Sufficiency | 2021 | 16 | -34.9 | 1
3 Revenue Sufficiency | 2021 | 16 | -33.9 | 1
3 Revenue Sufficiency | 2021 | 16 | -33.6 | 1
3 Revenue Sufficiency | 2021 | 16 | -33.5 | 2
3 Revenue Sufficiency | 2021 | 16 | -33.2 | 1
3 Revenue Sufficiency | 2021 | 16 | -31.9 | 1
3 Revenue Sufficiency | 2021 | 16 | -31.2 | 1
3 Revenue Sufficiency | 2021 | 16 | -30.7 | 1
3 Revenue Sufficiency | 2021 | 16 | -30 | 1
3 Revenue Sufficiency | 2021 | 16 | -29.8 | 1
3 Revenue Sufficiency | 2021 | 16 | -29.7 | 1
3 Revenue Sufficiency | 2021 | 16 | -28.5 | 1
3 Revenue Sufficiency | 2021 | 16 | -27.9 | 1
3 Revenue Sufficiency | 2021 | 16 | -27.6 | 2
3 Revenue Sufficiency | 2021 | 16 | -27.4 | 1
3 Revenue Sufficiency | 2021 | 16 | -25.8 | 1
3 Revenue Sufficiency | 2021 | 16 | -24.8 | 2
3 Revenue Sufficiency | 2021 | 16 | -24.4 | 1
3 Revenue Sufficiency | 2021 | 16 | -24.2 | 1
3 Revenue Sufficiency | 2021 | 16 | -22.5 | 1
3 Revenue Sufficiency | 2021 | 16 | -21.5 | 1
3 Revenue Sufficiency | 2021 | 16 | -19.3 | 1
3 Revenue Sufficiency | 2021 | 16 | -18.9 | 1
3 Revenue Sufficiency | 2021 | 16 | -18.4 | 1
3 Revenue Sufficiency | 2021 | 16 | -17 | 1
3 Revenue Sufficiency | 2021 | 16 | -15.1 | 1
3 Revenue Sufficiency | 2021 | 16 | 11.4 | 1
3 Revenue Sufficiency | 2021 | 16 | 14.4 | 1
3 Revenue Sufficiency | 2021 | 16 | 16.6 | 1
3 Revenue Sufficiency | 2021 | 16 | 16.7 | 1
3 Revenue Sufficiency | 2021 | 16 | 17.6 | 1
3 Revenue Sufficiency | 2021 | 16 | 18.2 | 1
3 Revenue Sufficiency | 2021 | 16 | 18.9 | 1
3 Revenue Sufficiency | 2021 | 16 | 19.8 | 1
3 Revenue Sufficiency | 2021 | 16 | 20.7 | 1
3 Revenue Sufficiency | 2021 | 16 | 21.1 | 1
3 Revenue Sufficiency | 2021 | 16 | 22 | 1
3 Revenue Sufficiency | 2021 | 16 | 23.3 | 1
3 Revenue Sufficiency | 2021 | 16 | 23.8 | 1
3 Revenue Sufficiency | 2021 | 16 | 24.1 | 1
3 Revenue Sufficiency | 2021 | 16 | 24.5 | 1
3 Revenue Sufficiency | 2021 | 16 | 24.8 | 1
3 Revenue Sufficiency | 2021 | 16 | 25.1 | 1
3 Revenue Sufficiency | 2021 | 16 | 25.2 | 1
3 Revenue Sufficiency | 2021 | 16 | 25.4 | 1
3 Revenue Sufficiency | 2021 | 16 | 26.3 | 1
3 Revenue Sufficiency | 2021 | 16 | 26.6 | 1
3 Revenue Sufficiency | 2021 | 16 | 26.8 | 1
3 Revenue Sufficiency | 2021 | 16 | 27.5 | 1
3 Revenue Sufficiency | 2021 | 16 | 27.8 | 1
3 Revenue Sufficiency | 2021 | 16 | 28.9 | 1
3 Revenue Sufficiency | 2021 | 16 | 29 | 1
3 Revenue Sufficiency | 2021 | 16 | 29.1 | 1
3 Revenue Sufficiency | 2021 | 16 | 29.2 | 1
3 Revenue Sufficiency | 2021 | 16 | 30.1 | 1
3 Revenue Sufficiency | 2021 | 16 | 30.3 | 1
3 Revenue Sufficiency | 2021 | 16 | 30.9 | 1
3 Revenue Sufficiency | 2021 | 16 | 31.1 | 1
3 Revenue Sufficiency | 2021 | 16 | 31.2 | 1
3 Revenue Sufficiency | 2021 | 16 | 31.3 | 1
3 Revenue Sufficiency | 2021 | 16 | 31.8 | 1
3 Revenue Sufficiency | 2021 | 16 | 32 | 1
3 Revenue Sufficiency | 2021 | 16 | 32.3 | 1
3 Revenue Sufficiency | 2021 | 16 | 33.1 | 1
3 Revenue Sufficiency | 2021 | 16 | 33.2 | 1
3 Revenue Sufficiency | 2021 | 16 | 33.4 | 1
3 Revenue Sufficiency | 2021 | 16 | 34.6 | 2
3 Revenue Sufficiency | 2021 | 16 | 34.8 | 1
3 Revenue Sufficiency | 2021 | 16 | 35.4 | 1
3 Revenue Sufficiency | 2021 | 16 | 35.9 | 1
3 Revenue Sufficiency | 2021 | 16 | 36 | 1
3 Revenue Sufficiency | 2021 | 16 | 36.2 | 1
3 Revenue Sufficiency | 2021 | 16 | 36.8 | 1
3 Revenue Sufficiency | 2021 | 16 | 36.9 | 1
3 Revenue Sufficiency | 2021 | 16 | 37.1 | 1
3 Revenue Sufficiency | 2021 | 16 | 37.2 | 1
3 Revenue Sufficiency | 2021 | 16 | 37.8 | 1
3 Revenue Sufficiency | 2021 | 16 | 39.4 | 1
3 Revenue Sufficiency | 2021 | 16 | 40.1 | 1
3 Revenue Sufficiency | 2021 | 16 | 40.2 | 1
3 Revenue Sufficiency | 2021 | 16 | 41.5 | 1
3 Revenue Sufficiency | 2021 | 16 | 42.6 | 1
3 Revenue Sufficiency | 2021 | 16 | 42.7 | 1
3 Revenue Sufficiency | 2021 | 16 | 42.9 | 1
3 Revenue Sufficiency | 2021 | 16 | 43.8 | 1
3 Revenue Sufficiency | 2021 | 16 | 44.2 | 1
3 Revenue Sufficiency | 2021 | 16 | 45.3 | 2
3 Revenue Sufficiency | 2021 | 16 | 47.3 | 1
3 Revenue Sufficiency | 2021 | 16 | 49.1 | 1
3 Revenue Sufficiency | 2021 | 16 | 49.9 | 1
3 Revenue Sufficiency | 2021 | 16 | 50.4 | 1
3 Revenue Sufficiency | 2021 | 16 | 53.3 | 1
3 Revenue Sufficiency | 2021 | 16 | 53.9 | 1
3 Revenue Sufficiency | 2021 | 16 | 56.2 | 2
3 Revenue Sufficiency | 2021 | 16 | 57.4 | 1
3 Revenue Sufficiency | 2021 | 16 | 58 | 1
3 Revenue Sufficiency | 2021 | 16 | 58.8 | 1
3 Revenue Sufficiency | 2021 | 16 | 59.2 | 1
3 Revenue Sufficiency | 2021 | 16 | 62.5 | 1
3 Revenue Sufficiency | 2021 | 16 | 64 | 1
3 Revenue Sufficiency | 2021 | 16 | 67.4 | 1
3 Revenue Sufficiency | 2021 | 16 | 68.2 | 1
3 Revenue Sufficiency | 2021 | 16 | 73.2 | 1
3 Revenue Sufficiency | 2021 | 16 | 78.3 | 1
3 Revenue Sufficiency | 2021 | 16 | 90.3 | 1
3 Revenue Sufficiency | 2021 | 16 | 91.1 | 1
3 Revenue Sufficiency | 2021 | 17 | -110.1 | 1
3 Revenue Sufficiency | 2021 | 17 | -100 | 1
3 Revenue Sufficiency | 2021 | 17 | -89.4 | 1
3 Revenue Sufficiency | 2021 | 17 | -85.4 | 1
3 Revenue Sufficiency | 2021 | 17 | -81.3 | 1
3 Revenue Sufficiency | 2021 | 17 | -68.6 | 1
3 Revenue Sufficiency | 2021 | 17 | -68.3 | 1
3 Revenue Sufficiency | 2021 | 17 | -68.2 | 1
3 Revenue Sufficiency | 2021 | 17 | -62.5 | 1
3 Revenue Sufficiency | 2021 | 17 | -62.1 | 1
3 Revenue Sufficiency | 2021 | 17 | -61.9 | 1
3 Revenue Sufficiency | 2021 | 17 | -60.6 | 1
3 Revenue Sufficiency | 2021 | 17 | -60.2 | 1
3 Revenue Sufficiency | 2021 | 17 | -59.2 | 1
3 Revenue Sufficiency | 2021 | 17 | -57.5 | 1
3 Revenue Sufficiency | 2021 | 17 | -57.3 | 1
3 Revenue Sufficiency | 2021 | 17 | -55.3 | 1
3 Revenue Sufficiency | 2021 | 17 | -52.2 | 1
3 Revenue Sufficiency | 2021 | 17 | -50.3 | 1
3 Revenue Sufficiency | 2021 | 17 | -48.8 | 1
3 Revenue Sufficiency | 2021 | 17 | -48.2 | 1
3 Revenue Sufficiency | 2021 | 17 | -47.7 | 1
3 Revenue Sufficiency | 2021 | 17 | -46.6 | 1
3 Revenue Sufficiency | 2021 | 17 | -46.5 | 1
3 Revenue Sufficiency | 2021 | 17 | -46.3 | 1
3 Revenue Sufficiency | 2021 | 17 | -45.3 | 1
3 Revenue Sufficiency | 2021 | 17 | -45.2 | 2
3 Revenue Sufficiency | 2021 | 17 | -43.7 | 1
3 Revenue Sufficiency | 2021 | 17 | -43.4 | 1
3 Revenue Sufficiency | 2021 | 17 | -42.7 | 1
3 Revenue Sufficiency | 2021 | 17 | -42.1 | 1
3 Revenue Sufficiency | 2021 | 17 | -41.3 | 1
3 Revenue Sufficiency | 2021 | 17 | -40.3 | 1
3 Revenue Sufficiency | 2021 | 17 | -40.1 | 1
3 Revenue Sufficiency | 2021 | 17 | -39.1 | 1
3 Revenue Sufficiency | 2021 | 17 | -38.3 | 2
3 Revenue Sufficiency | 2021 | 17 | -38.1 | 1
3 Revenue Sufficiency | 2021 | 17 | -38 | 1
3 Revenue Sufficiency | 2021 | 17 | -37.4 | 1
3 Revenue Sufficiency | 2021 | 17 | -37.2 | 1
3 Revenue Sufficiency | 2021 | 17 | -36.3 | 1
3 Revenue Sufficiency | 2021 | 17 | -36.1 | 1
3 Revenue Sufficiency | 2021 | 17 | -35.6 | 1
3 Revenue Sufficiency | 2021 | 17 | -35.2 | 1
3 Revenue Sufficiency | 2021 | 17 | -35 | 2
3 Revenue Sufficiency | 2021 | 17 | -34.8 | 1
3 Revenue Sufficiency | 2021 | 17 | -34.4 | 1
3 Revenue Sufficiency | 2021 | 17 | -33.9 | 1
3 Revenue Sufficiency | 2021 | 17 | -32.5 | 1
3 Revenue Sufficiency | 2021 | 17 | -32.4 | 1
3 Revenue Sufficiency | 2021 | 17 | -32.3 | 1
3 Revenue Sufficiency | 2021 | 17 | -32.2 | 1
3 Revenue Sufficiency | 2021 | 17 | -31.6 | 1
3 Revenue Sufficiency | 2021 | 17 | -31.1 | 1
3 Revenue Sufficiency | 2021 | 17 | -30.9 | 1
3 Revenue Sufficiency | 2021 | 17 | -30.1 | 1
3 Revenue Sufficiency | 2021 | 17 | -29.3 | 2
3 Revenue Sufficiency | 2021 | 17 | -28.3 | 1
3 Revenue Sufficiency | 2021 | 17 | -28.2 | 1
3 Revenue Sufficiency | 2021 | 17 | -27.9 | 1
3 Revenue Sufficiency | 2021 | 17 | -27.7 | 1
3 Revenue Sufficiency | 2021 | 17 | -27 | 1
3 Revenue Sufficiency | 2021 | 17 | -26.7 | 1
3 Revenue Sufficiency | 2021 | 17 | -26.2 | 1
3 Revenue Sufficiency | 2021 | 17 | -26.1 | 1
3 Revenue Sufficiency | 2021 | 17 | -24.2 | 1
3 Revenue Sufficiency | 2021 | 17 | -23.7 | 1
3 Revenue Sufficiency | 2021 | 17 | -23.5 | 1
3 Revenue Sufficiency | 2021 | 17 | -23.4 | 1
3 Revenue Sufficiency | 2021 | 17 | -23.3 | 1
3 Revenue Sufficiency | 2021 | 17 | -22.1 | 1
3 Revenue Sufficiency | 2021 | 17 | -21.6 | 1
3 Revenue Sufficiency | 2021 | 17 | -21.2 | 1
3 Revenue Sufficiency | 2021 | 17 | -21.1 | 1
3 Revenue Sufficiency | 2021 | 17 | -20.5 | 1
3 Revenue Sufficiency | 2021 | 17 | -19.5 | 1
3 Revenue Sufficiency | 2021 | 17 | -18.9 | 1
3 Revenue Sufficiency | 2021 | 17 | -18.3 | 1
3 Revenue Sufficiency | 2021 | 17 | -14.6 | 1
3 Revenue Sufficiency | 2021 | 17 | -14.4 | 1
3 Revenue Sufficiency | 2021 | 17 | 16 | 1
3 Revenue Sufficiency | 2021 | 17 | 16.4 | 1
3 Revenue Sufficiency | 2021 | 17 | 19 | 1
3 Revenue Sufficiency | 2021 | 17 | 19.6 | 1
3 Revenue Sufficiency | 2021 | 17 | 19.7 | 1
3 Revenue Sufficiency | 2021 | 17 | 19.8 | 1
3 Revenue Sufficiency | 2021 | 17 | 21.1 | 1
3 Revenue Sufficiency | 2021 | 17 | 21.3 | 1
3 Revenue Sufficiency | 2021 | 17 | 21.6 | 1
3 Revenue Sufficiency | 2021 | 17 | 22.1 | 1
3 Revenue Sufficiency | 2021 | 17 | 22.7 | 1
3 Revenue Sufficiency | 2021 | 17 | 22.9 | 1
3 Revenue Sufficiency | 2021 | 17 | 24 | 1
3 Revenue Sufficiency | 2021 | 17 | 24.3 | 1
3 Revenue Sufficiency | 2021 | 17 | 24.7 | 1
3 Revenue Sufficiency | 2021 | 17 | 25.5 | 1
3 Revenue Sufficiency | 2021 | 17 | 25.8 | 1
3 Revenue Sufficiency | 2021 | 17 | 25.9 | 1
3 Revenue Sufficiency | 2021 | 17 | 26.2 | 1
3 Revenue Sufficiency | 2021 | 17 | 29 | 1
3 Revenue Sufficiency | 2021 | 17 | 29.6 | 1
3 Revenue Sufficiency | 2021 | 17 | 29.7 | 1
3 Revenue Sufficiency | 2021 | 17 | 30.1 | 1
3 Revenue Sufficiency | 2021 | 17 | 30.6 | 1
3 Revenue Sufficiency | 2021 | 17 | 30.7 | 1
3 Revenue Sufficiency | 2021 | 17 | 30.9 | 1
3 Revenue Sufficiency | 2021 | 17 | 31 | 1
3 Revenue Sufficiency | 2021 | 17 | 31.6 | 1
3 Revenue Sufficiency | 2021 | 17 | 32 | 1
3 Revenue Sufficiency | 2021 | 17 | 33 | 1
3 Revenue Sufficiency | 2021 | 17 | 33.1 | 1
3 Revenue Sufficiency | 2021 | 17 | 34.2 | 1
3 Revenue Sufficiency | 2021 | 17 | 34.5 | 2
3 Revenue Sufficiency | 2021 | 17 | 35 | 1
3 Revenue Sufficiency | 2021 | 17 | 35.2 | 1
3 Revenue Sufficiency | 2021 | 17 | 35.7 | 1
3 Revenue Sufficiency | 2021 | 17 | 36.7 | 1
3 Revenue Sufficiency | 2021 | 17 | 38.7 | 1
3 Revenue Sufficiency | 2021 | 17 | 39 | 1
3 Revenue Sufficiency | 2021 | 17 | 39.4 | 1
3 Revenue Sufficiency | 2021 | 17 | 40.4 | 1
3 Revenue Sufficiency | 2021 | 17 | 40.8 | 1
3 Revenue Sufficiency | 2021 | 17 | 41.5 | 1
3 Revenue Sufficiency | 2021 | 17 | 42.3 | 1
3 Revenue Sufficiency | 2021 | 17 | 44.8 | 1
3 Revenue Sufficiency | 2021 | 17 | 44.9 | 1
3 Revenue Sufficiency | 2021 | 17 | 45.8 | 1
3 Revenue Sufficiency | 2021 | 17 | 46.1 | 1
3 Revenue Sufficiency | 2021 | 17 | 47.6 | 1
3 Revenue Sufficiency | 2021 | 17 | 48.4 | 1
3 Revenue Sufficiency | 2021 | 17 | 50.7 | 1
3 Revenue Sufficiency | 2021 | 17 | 50.9 | 1
3 Revenue Sufficiency | 2021 | 17 | 51.9 | 1
3 Revenue Sufficiency | 2021 | 17 | 57.6 | 1
3 Revenue Sufficiency | 2021 | 17 | 58.7 | 1
3 Revenue Sufficiency | 2021 | 17 | 65.2 | 1
3 Revenue Sufficiency | 2021 | 17 | 66 | 1
3 Revenue Sufficiency | 2021 | 17 | 67.9 | 1
3 Revenue Sufficiency | 2021 | 17 | 68.7 | 1
3 Revenue Sufficiency | 2021 | 17 | 70.5 | 1
3 Revenue Sufficiency | 2021 | 17 | 72.6 | 1
3 Revenue Sufficiency | 2021 | 17 | 87.3 | 1
3 Revenue Sufficiency | 2021 | 17 | 92 | 1
3 Revenue Sufficiency | 2021 | 17 | 93.2 | 1
3 Revenue Sufficiency | 2021 | 17 | 103 | 1
3 Revenue Sufficiency | 2021 | 18 | -112.4 | 1
3 Revenue Sufficiency | 2021 | 18 | -76.5 | 1
3 Revenue Sufficiency | 2021 | 18 | -76.1 | 1
3 Revenue Sufficiency | 2021 | 18 | -72.3 | 2
3 Revenue Sufficiency | 2021 | 18 | -67.1 | 1
3 Revenue Sufficiency | 2021 | 18 | -66.5 | 1
3 Revenue Sufficiency | 2021 | 18 | -65.1 | 1
3 Revenue Sufficiency | 2021 | 18 | -63.1 | 1
3 Revenue Sufficiency | 2021 | 18 | -62.5 | 1
3 Revenue Sufficiency | 2021 | 18 | -60.9 | 1
3 Revenue Sufficiency | 2021 | 18 | -60.1 | 1
3 Revenue Sufficiency | 2021 | 18 | -58.5 | 2
3 Revenue Sufficiency | 2021 | 18 | -57.6 | 1
3 Revenue Sufficiency | 2021 | 18 | -57.3 | 1
3 Revenue Sufficiency | 2021 | 18 | -55.7 | 1
3 Revenue Sufficiency | 2021 | 18 | -53.1 | 1
3 Revenue Sufficiency | 2021 | 18 | -49.2 | 1
3 Revenue Sufficiency | 2021 | 18 | -49.1 | 1
3 Revenue Sufficiency | 2021 | 18 | -47.9 | 1
3 Revenue Sufficiency | 2021 | 18 | -46.8 | 2
3 Revenue Sufficiency | 2021 | 18 | -46.4 | 1
3 Revenue Sufficiency | 2021 | 18 | -46 | 1
3 Revenue Sufficiency | 2021 | 18 | -44.4 | 1
3 Revenue Sufficiency | 2021 | 18 | -43 | 1
3 Revenue Sufficiency | 2021 | 18 | -42.6 | 1
3 Revenue Sufficiency | 2021 | 18 | -41.4 | 1
3 Revenue Sufficiency | 2021 | 18 | -41.1 | 1
3 Revenue Sufficiency | 2021 | 18 | -40.8 | 1
3 Revenue Sufficiency | 2021 | 18 | -40.6 | 2
3 Revenue Sufficiency | 2021 | 18 | -40.5 | 1
3 Revenue Sufficiency | 2021 | 18 | -39.7 | 1
3 Revenue Sufficiency | 2021 | 18 | -39.6 | 1
3 Revenue Sufficiency | 2021 | 18 | -39.5 | 1
3 Revenue Sufficiency | 2021 | 18 | -38.5 | 1
3 Revenue Sufficiency | 2021 | 18 | -38.4 | 1
3 Revenue Sufficiency | 2021 | 18 | -37.7 | 1
3 Revenue Sufficiency | 2021 | 18 | -37 | 3
3 Revenue Sufficiency | 2021 | 18 | -36.4 | 1
3 Revenue Sufficiency | 2021 | 18 | -35.7 | 1
3 Revenue Sufficiency | 2021 | 18 | -35.3 | 1
3 Revenue Sufficiency | 2021 | 18 | -35.2 | 1
3 Revenue Sufficiency | 2021 | 18 | -34.6 | 1
3 Revenue Sufficiency | 2021 | 18 | -34.2 | 1
3 Revenue Sufficiency | 2021 | 18 | -34.1 | 1
3 Revenue Sufficiency | 2021 | 18 | -32.8 | 1
3 Revenue Sufficiency | 2021 | 18 | -32.3 | 1
3 Revenue Sufficiency | 2021 | 18 | -31.9 | 1
3 Revenue Sufficiency | 2021 | 18 | -31.6 | 1
3 Revenue Sufficiency | 2021 | 18 | -31 | 1
3 Revenue Sufficiency | 2021 | 18 | -29.3 | 1
3 Revenue Sufficiency | 2021 | 18 | -29.2 | 2
3 Revenue Sufficiency | 2021 | 18 | -28.7 | 1
3 Revenue Sufficiency | 2021 | 18 | -28.1 | 1
3 Revenue Sufficiency | 2021 | 18 | -27.9 | 1
3 Revenue Sufficiency | 2021 | 18 | -27.5 | 1
3 Revenue Sufficiency | 2021 | 18 | -25.5 | 1
3 Revenue Sufficiency | 2021 | 18 | -25.2 | 1
3 Revenue Sufficiency | 2021 | 18 | -25.1 | 1
3 Revenue Sufficiency | 2021 | 18 | -24.5 | 1
3 Revenue Sufficiency | 2021 | 18 | -23.8 | 1
3 Revenue Sufficiency | 2021 | 18 | -22 | 1
3 Revenue Sufficiency | 2021 | 18 | -21.4 | 1
3 Revenue Sufficiency | 2021 | 18 | -20.5 | 1
3 Revenue Sufficiency | 2021 | 18 | -13.6 | 1
3 Revenue Sufficiency | 2021 | 18 | 17.5 | 1
3 Revenue Sufficiency | 2021 | 18 | 18 | 1
3 Revenue Sufficiency | 2021 | 18 | 19.2 | 1
3 Revenue Sufficiency | 2021 | 18 | 19.4 | 1
3 Revenue Sufficiency | 2021 | 18 | 22.3 | 1
3 Revenue Sufficiency | 2021 | 18 | 22.4 | 1
3 Revenue Sufficiency | 2021 | 18 | 22.5 | 1
3 Revenue Sufficiency | 2021 | 18 | 22.7 | 1
3 Revenue Sufficiency | 2021 | 18 | 23.3 | 1
3 Revenue Sufficiency | 2021 | 18 | 23.5 | 1
3 Revenue Sufficiency | 2021 | 18 | 24 | 1
3 Revenue Sufficiency | 2021 | 18 | 24.1 | 1
3 Revenue Sufficiency | 2021 | 18 | 25.3 | 1
3 Revenue Sufficiency | 2021 | 18 | 25.8 | 1
3 Revenue Sufficiency | 2021 | 18 | 27.8 | 1
3 Revenue Sufficiency | 2021 | 18 | 32.1 | 1
3 Revenue Sufficiency | 2021 | 18 | 32.4 | 1
3 Revenue Sufficiency | 2021 | 18 | 33.2 | 1
3 Revenue Sufficiency | 2021 | 18 | 33.6 | 1
3 Revenue Sufficiency | 2021 | 18 | 33.7 | 1
3 Revenue Sufficiency | 2021 | 18 | 34.2 | 1
3 Revenue Sufficiency | 2021 | 18 | 34.3 | 1
3 Revenue Sufficiency | 2021 | 18 | 34.4 | 2
3 Revenue Sufficiency | 2021 | 18 | 34.5 | 1
3 Revenue Sufficiency | 2021 | 18 | 34.9 | 1
3 Revenue Sufficiency | 2021 | 18 | 35 | 1
3 Revenue Sufficiency | 2021 | 18 | 35.6 | 1
3 Revenue Sufficiency | 2021 | 18 | 36.1 | 1
3 Revenue Sufficiency | 2021 | 18 | 36.6 | 1
3 Revenue Sufficiency | 2021 | 18 | 37.5 | 1
3 Revenue Sufficiency | 2021 | 18 | 38.2 | 1
3 Revenue Sufficiency | 2021 | 18 | 39.3 | 2
3 Revenue Sufficiency | 2021 | 18 | 40.1 | 1
3 Revenue Sufficiency | 2021 | 18 | 41.7 | 1
3 Revenue Sufficiency | 2021 | 18 | 42.3 | 1
3 Revenue Sufficiency | 2021 | 18 | 42.6 | 2
3 Revenue Sufficiency | 2021 | 18 | 43.2 | 1
3 Revenue Sufficiency | 2021 | 18 | 43.6 | 1
3 Revenue Sufficiency | 2021 | 18 | 45.1 | 1
3 Revenue Sufficiency | 2021 | 18 | 46.1 | 1
3 Revenue Sufficiency | 2021 | 18 | 46.7 | 1
3 Revenue Sufficiency | 2021 | 18 | 48.3 | 1
3 Revenue Sufficiency | 2021 | 18 | 50.1 | 1
3 Revenue Sufficiency | 2021 | 18 | 50.4 | 1
3 Revenue Sufficiency | 2021 | 18 | 53.5 | 1
3 Revenue Sufficiency | 2021 | 18 | 53.9 | 1
3 Revenue Sufficiency | 2021 | 18 | 55.4 | 1
3 Revenue Sufficiency | 2021 | 18 | 56.5 | 1
3 Revenue Sufficiency | 2021 | 18 | 59.7 | 1
3 Revenue Sufficiency | 2021 | 18 | 61 | 1
3 Revenue Sufficiency | 2021 | 18 | 62.4 | 1
3 Revenue Sufficiency | 2021 | 18 | 65.8 | 1
3 Revenue Sufficiency | 2021 | 18 | 68.3 | 1
3 Revenue Sufficiency | 2021 | 18 | 69.6 | 1
3 Revenue Sufficiency | 2021 | 18 | 71.8 | 1
3 Revenue Sufficiency | 2021 | 18 | 73.3 | 1
3 Revenue Sufficiency | 2021 | 18 | 75 | 1
3 Revenue Sufficiency | 2021 | 18 | 78.8 | 1
3 Revenue Sufficiency | 2021 | 18 | 79.3 | 1
3 Revenue Sufficiency | 2021 | 18 | 93.3 | 1
3 Revenue Sufficiency | 2021 | 19 | -82.1 | 1
3 Revenue Sufficiency | 2021 | 19 | -72.6 | 1
3 Revenue Sufficiency | 2021 | 19 | -70.3 | 1
3 Revenue Sufficiency | 2021 | 19 | -68.6 | 1
3 Revenue Sufficiency | 2021 | 19 | -68 | 1
3 Revenue Sufficiency | 2021 | 19 | -67.1 | 1
3 Revenue Sufficiency | 2021 | 19 | -66.9 | 1
3 Revenue Sufficiency | 2021 | 19 | -59.6 | 2
3 Revenue Sufficiency | 2021 | 19 | -56.9 | 1
3 Revenue Sufficiency | 2021 | 19 | -54.8 | 1
3 Revenue Sufficiency | 2021 | 19 | -53.9 | 1
3 Revenue Sufficiency | 2021 | 19 | -53.8 | 1
3 Revenue Sufficiency | 2021 | 19 | -51.8 | 1
3 Revenue Sufficiency | 2021 | 19 | -50.3 | 1
3 Revenue Sufficiency | 2021 | 19 | -49.9 | 1
3 Revenue Sufficiency | 2021 | 19 | -49.7 | 1
3 Revenue Sufficiency | 2021 | 19 | -48.7 | 1
3 Revenue Sufficiency | 2021 | 19 | -48.2 | 1
3 Revenue Sufficiency | 2021 | 19 | -46.3 | 1
3 Revenue Sufficiency | 2021 | 19 | -45.8 | 1
3 Revenue Sufficiency | 2021 | 19 | -45.1 | 1
3 Revenue Sufficiency | 2021 | 19 | -44.6 | 1
3 Revenue Sufficiency | 2021 | 19 | -41.1 | 1
3 Revenue Sufficiency | 2021 | 19 | -40.2 | 1
3 Revenue Sufficiency | 2021 | 19 | -39.8 | 1
3 Revenue Sufficiency | 2021 | 19 | -39.5 | 3
3 Revenue Sufficiency | 2021 | 19 | -38.9 | 1
3 Revenue Sufficiency | 2021 | 19 | -38.6 | 1
3 Revenue Sufficiency | 2021 | 19 | -35.4 | 1
3 Revenue Sufficiency | 2021 | 19 | -35.1 | 1
3 Revenue Sufficiency | 2021 | 19 | -33.8 | 1
3 Revenue Sufficiency | 2021 | 19 | -33.1 | 1
3 Revenue Sufficiency | 2021 | 19 | -32.9 | 1
3 Revenue Sufficiency | 2021 | 19 | -29.8 | 1
3 Revenue Sufficiency | 2021 | 19 | -28.8 | 1
3 Revenue Sufficiency | 2021 | 19 | -26.8 | 1
3 Revenue Sufficiency | 2021 | 19 | -26.4 | 1
3 Revenue Sufficiency | 2021 | 19 | -26 | 1
3 Revenue Sufficiency | 2021 | 19 | -24.9 | 1
3 Revenue Sufficiency | 2021 | 19 | -23.6 | 1
3 Revenue Sufficiency | 2021 | 19 | -23.4 | 1
3 Revenue Sufficiency | 2021 | 19 | -22.8 | 1
3 Revenue Sufficiency | 2021 | 19 | -16.6 | 1
3 Revenue Sufficiency | 2021 | 19 | 18.4 | 1
3 Revenue Sufficiency | 2021 | 19 | 19.7 | 1
3 Revenue Sufficiency | 2021 | 19 | 20 | 1
3 Revenue Sufficiency | 2021 | 19 | 21.6 | 1
3 Revenue Sufficiency | 2021 | 19 | 23.7 | 1
3 Revenue Sufficiency | 2021 | 19 | 24 | 1
3 Revenue Sufficiency | 2021 | 19 | 27.4 | 1
3 Revenue Sufficiency | 2021 | 19 | 27.6 | 1
3 Revenue Sufficiency | 2021 | 19 | 28.5 | 1
3 Revenue Sufficiency | 2021 | 19 | 29.2 | 1
3 Revenue Sufficiency | 2021 | 19 | 29.4 | 1
3 Revenue Sufficiency | 2021 | 19 | 29.8 | 1
3 Revenue Sufficiency | 2021 | 19 | 30.1 | 1
3 Revenue Sufficiency | 2021 | 19 | 31.5 | 1
3 Revenue Sufficiency | 2021 | 19 | 31.6 | 1
3 Revenue Sufficiency | 2021 | 19 | 32 | 1
3 Revenue Sufficiency | 2021 | 19 | 32.5 | 1
3 Revenue Sufficiency | 2021 | 19 | 33.2 | 1
3 Revenue Sufficiency | 2021 | 19 | 33.3 | 1
3 Revenue Sufficiency | 2021 | 19 | 35 | 1
3 Revenue Sufficiency | 2021 | 19 | 35.3 | 1
3 Revenue Sufficiency | 2021 | 19 | 36.3 | 2
3 Revenue Sufficiency | 2021 | 19 | 36.7 | 1
3 Revenue Sufficiency | 2021 | 19 | 36.8 | 1
3 Revenue Sufficiency | 2021 | 19 | 37.1 | 1
3 Revenue Sufficiency | 2021 | 19 | 37.2 | 1
3 Revenue Sufficiency | 2021 | 19 | 39 | 1
3 Revenue Sufficiency | 2021 | 19 | 40.3 | 1
3 Revenue Sufficiency | 2021 | 19 | 41.5 | 1
3 Revenue Sufficiency | 2021 | 19 | 42 | 1
3 Revenue Sufficiency | 2021 | 19 | 44.9 | 1
3 Revenue Sufficiency | 2021 | 19 | 45.1 | 1
3 Revenue Sufficiency | 2021 | 19 | 46.3 | 1
3 Revenue Sufficiency | 2021 | 19 | 47 | 1
3 Revenue Sufficiency | 2021 | 19 | 50.5 | 1
3 Revenue Sufficiency | 2021 | 19 | 51 | 1
3 Revenue Sufficiency | 2021 | 19 | 53.2 | 1
3 Revenue Sufficiency | 2021 | 19 | 54.4 | 1
3 Revenue Sufficiency | 2021 | 19 | 54.5 | 1
3 Revenue Sufficiency | 2021 | 19 | 55.3 | 1
3 Revenue Sufficiency | 2021 | 19 | 57.5 | 1
3 Revenue Sufficiency | 2021 | 19 | 58 | 1
3 Revenue Sufficiency | 2021 | 19 | 59.1 | 1
3 Revenue Sufficiency | 2021 | 19 | 59.5 | 1
3 Revenue Sufficiency | 2021 | 19 | 67 | 1
3 Revenue Sufficiency | 2021 | 19 | 104.7 | 1
3 Revenue Sufficiency | 2021 | 20 | -113 | 1
3 Revenue Sufficiency | 2021 | 20 | -89.8 | 1
3 Revenue Sufficiency | 2021 | 20 | -86.9 | 1
3 Revenue Sufficiency | 2021 | 20 | -83.9 | 1
3 Revenue Sufficiency | 2021 | 20 | -74.7 | 2
3 Revenue Sufficiency | 2021 | 20 | -72.8 | 1
3 Revenue Sufficiency | 2021 | 20 | -68.4 | 1
3 Revenue Sufficiency | 2021 | 20 | -67.2 | 1
3 Revenue Sufficiency | 2021 | 20 | -65 | 1
3 Revenue Sufficiency | 2021 | 20 | -62.3 | 1
3 Revenue Sufficiency | 2021 | 20 | -60.3 | 1
3 Revenue Sufficiency | 2021 | 20 | -58.3 | 1
3 Revenue Sufficiency | 2021 | 20 | -58.2 | 1
3 Revenue Sufficiency | 2021 | 20 | -56.6 | 1
3 Revenue Sufficiency | 2021 | 20 | -55.3 | 1
3 Revenue Sufficiency | 2021 | 20 | -53.8 | 1
3 Revenue Sufficiency | 2021 | 20 | -53.1 | 1
3 Revenue Sufficiency | 2021 | 20 | -50.4 | 2
3 Revenue Sufficiency | 2021 | 20 | -49.5 | 1
3 Revenue Sufficiency | 2021 | 20 | -46.1 | 1
3 Revenue Sufficiency | 2021 | 20 | -45.3 | 1
3 Revenue Sufficiency | 2021 | 20 | -43.9 | 1
3 Revenue Sufficiency | 2021 | 20 | -41 | 1
3 Revenue Sufficiency | 2021 | 20 | -40.8 | 1
3 Revenue Sufficiency | 2021 | 20 | -40.6 | 1
3 Revenue Sufficiency | 2021 | 20 | -39.8 | 1
3 Revenue Sufficiency | 2021 | 20 | -39.2 | 1
3 Revenue Sufficiency | 2021 | 20 | -38.8 | 1
3 Revenue Sufficiency | 2021 | 20 | -38.6 | 1
3 Revenue Sufficiency | 2021 | 20 | -38.5 | 1
3 Revenue Sufficiency | 2021 | 20 | -37.5 | 1
3 Revenue Sufficiency | 2021 | 20 | -36.9 | 1
3 Revenue Sufficiency | 2021 | 20 | -36.2 | 1
3 Revenue Sufficiency | 2021 | 20 | -35.7 | 1
3 Revenue Sufficiency | 2021 | 20 | -31.9 | 1
3 Revenue Sufficiency | 2021 | 20 | -31.1 | 1
3 Revenue Sufficiency | 2021 | 20 | -30.3 | 1
3 Revenue Sufficiency | 2021 | 20 | -30.2 | 1
3 Revenue Sufficiency | 2021 | 20 | -29.6 | 1
3 Revenue Sufficiency | 2021 | 20 | -29.4 | 1
3 Revenue Sufficiency | 2021 | 20 | -27.6 | 1
3 Revenue Sufficiency | 2021 | 20 | -27.3 | 1
3 Revenue Sufficiency | 2021 | 20 | -26 | 2
3 Revenue Sufficiency | 2021 | 20 | -25.9 | 1
3 Revenue Sufficiency | 2021 | 20 | -24.2 | 1
3 Revenue Sufficiency | 2021 | 20 | -23.7 | 1
3 Revenue Sufficiency | 2021 | 20 | -21.7 | 1
3 Revenue Sufficiency | 2021 | 20 | -20.5 | 1
3 Revenue Sufficiency | 2021 | 20 | 17.5 | 1
3 Revenue Sufficiency | 2021 | 20 | 18 | 2
3 Revenue Sufficiency | 2021 | 20 | 21.9 | 1
3 Revenue Sufficiency | 2021 | 20 | 24.1 | 1
3 Revenue Sufficiency | 2021 | 20 | 25 | 1
3 Revenue Sufficiency | 2021 | 20 | 25.2 | 2
3 Revenue Sufficiency | 2021 | 20 | 25.4 | 1
3 Revenue Sufficiency | 2021 | 20 | 25.9 | 1
3 Revenue Sufficiency | 2021 | 20 | 27.1 | 1
3 Revenue Sufficiency | 2021 | 20 | 28.4 | 1
3 Revenue Sufficiency | 2021 | 20 | 29 | 1
3 Revenue Sufficiency | 2021 | 20 | 30.6 | 1
3 Revenue Sufficiency | 2021 | 20 | 31.3 | 1
3 Revenue Sufficiency | 2021 | 20 | 31.4 | 1
3 Revenue Sufficiency | 2021 | 20 | 31.5 | 1
3 Revenue Sufficiency | 2021 | 20 | 31.6 | 2
3 Revenue Sufficiency | 2021 | 20 | 33.1 | 1
3 Revenue Sufficiency | 2021 | 20 | 34.9 | 1
3 Revenue Sufficiency | 2021 | 20 | 35.1 | 1
3 Revenue Sufficiency | 2021 | 20 | 36 | 1
3 Revenue Sufficiency | 2021 | 20 | 37.3 | 1
3 Revenue Sufficiency | 2021 | 20 | 38.4 | 1
3 Revenue Sufficiency | 2021 | 20 | 39 | 1
3 Revenue Sufficiency | 2021 | 20 | 40.1 | 1
3 Revenue Sufficiency | 2021 | 20 | 41.1 | 1
3 Revenue Sufficiency | 2021 | 20 | 41.3 | 1
3 Revenue Sufficiency | 2021 | 20 | 41.6 | 1
3 Revenue Sufficiency | 2021 | 20 | 43.4 | 1
3 Revenue Sufficiency | 2021 | 20 | 43.5 | 1
3 Revenue Sufficiency | 2021 | 20 | 44.4 | 1
3 Revenue Sufficiency | 2021 | 20 | 44.9 | 1
3 Revenue Sufficiency | 2021 | 20 | 48.5 | 1
3 Revenue Sufficiency | 2021 | 20 | 48.7 | 1
3 Revenue Sufficiency | 2021 | 20 | 51.1 | 1
3 Revenue Sufficiency | 2021 | 20 | 51.2 | 1
3 Revenue Sufficiency | 2021 | 20 | 51.9 | 1
3 Revenue Sufficiency | 2021 | 20 | 53 | 1
3 Revenue Sufficiency | 2021 | 20 | 53.3 | 1
3 Revenue Sufficiency | 2021 | 20 | 53.8 | 1
3 Revenue Sufficiency | 2021 | 20 | 54 | 1
3 Revenue Sufficiency | 2021 | 20 | 56.3 | 1
3 Revenue Sufficiency | 2021 | 20 | 57.5 | 1
3 Revenue Sufficiency | 2021 | 20 | 59.8 | 1
3 Revenue Sufficiency | 2021 | 20 | 67 | 1
3 Revenue Sufficiency | 2021 | 20 | 79.6 | 1
3 Revenue Sufficiency | 2021 | 20 | 84.4 | 1
3 Revenue Sufficiency | 2021 | 20 | 90.3 | 1
3 Revenue Sufficiency | 2021 | 20 | 91.8 | 1
3 Revenue Sufficiency | 2021 | 21 | -95.6 | 1
3 Revenue Sufficiency | 2021 | 21 | -77.2 | 1
3 Revenue Sufficiency | 2021 | 21 | -68.3 | 1
3 Revenue Sufficiency | 2021 | 21 | -68.1 | 1
3 Revenue Sufficiency | 2021 | 21 | -66.5 | 1
3 Revenue Sufficiency | 2021 | 21 | -56.5 | 1
3 Revenue Sufficiency | 2021 | 21 | -55 | 1
3 Revenue Sufficiency | 2021 | 21 | -52.6 | 1
3 Revenue Sufficiency | 2021 | 21 | -49.2 | 1
3 Revenue Sufficiency | 2021 | 21 | -48.3 | 1
3 Revenue Sufficiency | 2021 | 21 | -48 | 1
3 Revenue Sufficiency | 2021 | 21 | -47.8 | 1
3 Revenue Sufficiency | 2021 | 21 | -47.2 | 1
3 Revenue Sufficiency | 2021 | 21 | -46.4 | 1
3 Revenue Sufficiency | 2021 | 21 | -43.6 | 1
3 Revenue Sufficiency | 2021 | 21 | -42.9 | 1
3 Revenue Sufficiency | 2021 | 21 | -42.5 | 1
3 Revenue Sufficiency | 2021 | 21 | -41.6 | 1
3 Revenue Sufficiency | 2021 | 21 | -41.4 | 1
3 Revenue Sufficiency | 2021 | 21 | -41.1 | 1
3 Revenue Sufficiency | 2021 | 21 | -40.2 | 1
3 Revenue Sufficiency | 2021 | 21 | -39.8 | 1
3 Revenue Sufficiency | 2021 | 21 | -39.1 | 1
3 Revenue Sufficiency | 2021 | 21 | -37.2 | 1
3 Revenue Sufficiency | 2021 | 21 | -34.8 | 1
3 Revenue Sufficiency | 2021 | 21 | -26.8 | 1
3 Revenue Sufficiency | 2021 | 21 | -26.6 | 1
3 Revenue Sufficiency | 2021 | 21 | -24.2 | 1
3 Revenue Sufficiency | 2021 | 21 | -22.7 | 1
3 Revenue Sufficiency | 2021 | 21 | 16.5 | 1
3 Revenue Sufficiency | 2021 | 21 | 21 | 1
3 Revenue Sufficiency | 2021 | 21 | 22.7 | 1
3 Revenue Sufficiency | 2021 | 21 | 22.9 | 1
3 Revenue Sufficiency | 2021 | 21 | 25.7 | 1
3 Revenue Sufficiency | 2021 | 21 | 25.8 | 1
3 Revenue Sufficiency | 2021 | 21 | 27.4 | 1
3 Revenue Sufficiency | 2021 | 21 | 27.5 | 1
3 Revenue Sufficiency | 2021 | 21 | 28 | 1
3 Revenue Sufficiency | 2021 | 21 | 29.3 | 1
3 Revenue Sufficiency | 2021 | 21 | 34.9 | 1
3 Revenue Sufficiency | 2021 | 21 | 35 | 1
3 Revenue Sufficiency | 2021 | 21 | 37.9 | 2
3 Revenue Sufficiency | 2021 | 21 | 38.3 | 1
3 Revenue Sufficiency | 2021 | 21 | 38.4 | 1
3 Revenue Sufficiency | 2021 | 21 | 38.5 | 1
3 Revenue Sufficiency | 2021 | 21 | 38.8 | 1
3 Revenue Sufficiency | 2021 | 21 | 40.9 | 1
3 Revenue Sufficiency | 2021 | 21 | 41.4 | 1
3 Revenue Sufficiency | 2021 | 21 | 42 | 1
3 Revenue Sufficiency | 2021 | 21 | 43.9 | 1
3 Revenue Sufficiency | 2021 | 21 | 46.5 | 1
3 Revenue Sufficiency | 2021 | 21 | 47.3 | 1
3 Revenue Sufficiency | 2021 | 21 | 48.6 | 1
3 Revenue Sufficiency | 2021 | 21 | 50.9 | 1
3 Revenue Sufficiency | 2021 | 21 | 53.2 | 1
3 Revenue Sufficiency | 2021 | 21 | 58.1 | 1
3 Revenue Sufficiency | 2021 | 21 | 58.9 | 1
3 Revenue Sufficiency | 2021 | 21 | 59.9 | 1
3 Revenue Sufficiency | 2021 | 21 | 64.4 | 1
3 Revenue Sufficiency | 2021 | 21 | 64.6 | 1
3 Revenue Sufficiency | 2021 | 21 | 67.8 | 1
3 Revenue Sufficiency | 2021 | 21 | 81 | 1
3 Revenue Sufficiency | 2021 | 21 | 89.7 | 1
3 Revenue Sufficiency | 2021 | 21 | 91.8 | 1
3 Revenue Sufficiency | 2021 | 21 | 264 | 1
3 Revenue Sufficiency | 2021 | 22 | -115.3 | 1
3 Revenue Sufficiency | 2021 | 22 | -85.9 | 1
3 Revenue Sufficiency | 2021 | 22 | -74.5 | 1
3 Revenue Sufficiency | 2021 | 22 | -65.3 | 1
3 Revenue Sufficiency | 2021 | 22 | -64.3 | 1
3 Revenue Sufficiency | 2021 | 22 | -62.4 | 1
3 Revenue Sufficiency | 2021 | 22 | -60.6 | 1
3 Revenue Sufficiency | 2021 | 22 | -60.3 | 1
3 Revenue Sufficiency | 2021 | 22 | -59.7 | 1
3 Revenue Sufficiency | 2021 | 22 | -55.7 | 1
3 Revenue Sufficiency | 2021 | 22 | -55.1 | 1
3 Revenue Sufficiency | 2021 | 22 | -53.6 | 1
3 Revenue Sufficiency | 2021 | 22 | -53.5 | 1
3 Revenue Sufficiency | 2021 | 22 | -51.8 | 1
3 Revenue Sufficiency | 2021 | 22 | -50.2 | 1
3 Revenue Sufficiency | 2021 | 22 | -48.3 | 1
3 Revenue Sufficiency | 2021 | 22 | -46.5 | 1
3 Revenue Sufficiency | 2021 | 22 | -44.2 | 1
3 Revenue Sufficiency | 2021 | 22 | -42.1 | 1
3 Revenue Sufficiency | 2021 | 22 | -41.1 | 1
3 Revenue Sufficiency | 2021 | 22 | -38.8 | 1
3 Revenue Sufficiency | 2021 | 22 | -37.6 | 1
3 Revenue Sufficiency | 2021 | 22 | -37.2 | 1
3 Revenue Sufficiency | 2021 | 22 | -34.2 | 1
3 Revenue Sufficiency | 2021 | 22 | -31.7 | 1
3 Revenue Sufficiency | 2021 | 22 | -31.3 | 1
3 Revenue Sufficiency | 2021 | 22 | -30 | 1
3 Revenue Sufficiency | 2021 | 22 | -26.6 | 1
3 Revenue Sufficiency | 2021 | 22 | -21.7 | 1
3 Revenue Sufficiency | 2021 | 22 | -18.1 | 2
3 Revenue Sufficiency | 2021 | 22 | -4.5 | 1
3 Revenue Sufficiency | 2021 | 22 | 19 | 1
3 Revenue Sufficiency | 2021 | 22 | 23.9 | 1
3 Revenue Sufficiency | 2021 | 22 | 28.1 | 1
3 Revenue Sufficiency | 2021 | 22 | 28.3 | 1
3 Revenue Sufficiency | 2021 | 22 | 29 | 2
3 Revenue Sufficiency | 2021 | 22 | 29.2 | 1
3 Revenue Sufficiency | 2021 | 22 | 29.9 | 1
3 Revenue Sufficiency | 2021 | 22 | 32.4 | 1
3 Revenue Sufficiency | 2021 | 22 | 32.6 | 1
3 Revenue Sufficiency | 2021 | 22 | 33.6 | 1
3 Revenue Sufficiency | 2021 | 22 | 37.3 | 1
3 Revenue Sufficiency | 2021 | 22 | 37.6 | 1
3 Revenue Sufficiency | 2021 | 22 | 42.9 | 1
3 Revenue Sufficiency | 2021 | 22 | 43.4 | 1
3 Revenue Sufficiency | 2021 | 22 | 44.4 | 1
3 Revenue Sufficiency | 2021 | 22 | 47.6 | 1
3 Revenue Sufficiency | 2021 | 22 | 49.1 | 1
3 Revenue Sufficiency | 2021 | 22 | 50.9 | 1
3 Revenue Sufficiency | 2021 | 22 | 52.7 | 1
3 Revenue Sufficiency | 2021 | 22 | 53 | 2
3 Revenue Sufficiency | 2021 | 22 | 53.3 | 1
3 Revenue Sufficiency | 2021 | 22 | 55.8 | 1
3 Revenue Sufficiency | 2021 | 22 | 62.5 | 1
3 Revenue Sufficiency | 2021 | 22 | 74.7 | 1
3 Revenue Sufficiency | 2021 | 22 | 76.2 | 1
3 Revenue Sufficiency | 2021 | 22 | 95.3 | 1
3 Revenue Sufficiency | 2021 | 23 | -187.1 | 1
3 Revenue Sufficiency | 2021 | 23 | -111.8 | 1
3 Revenue Sufficiency | 2021 | 23 | -93.3 | 1
3 Revenue Sufficiency | 2021 | 23 | -89.8 | 1
3 Revenue Sufficiency | 2021 | 23 | -79.3 | 1
3 Revenue Sufficiency | 2021 | 23 | -79 | 1
3 Revenue Sufficiency | 2021 | 23 | -68.9 | 1
3 Revenue Sufficiency | 2021 | 23 | -63.9 | 1
3 Revenue Sufficiency | 2021 | 23 | -60.4 | 1
3 Revenue Sufficiency | 2021 | 23 | -59.4 | 1
3 Revenue Sufficiency | 2021 | 23 | -58.1 | 1
3 Revenue Sufficiency | 2021 | 23 | -57.2 | 1
3 Revenue Sufficiency | 2021 | 23 | -55.5 | 1
3 Revenue Sufficiency | 2021 | 23 | -54.3 | 1
3 Revenue Sufficiency | 2021 | 23 | -53.8 | 1
3 Revenue Sufficiency | 2021 | 23 | -51.2 | 1
3 Revenue Sufficiency | 2021 | 23 | -49.2 | 1
3 Revenue Sufficiency | 2021 | 23 | -48.4 | 1
3 Revenue Sufficiency | 2021 | 23 | -48.3 | 1
3 Revenue Sufficiency | 2021 | 23 | -48.1 | 1
3 Revenue Sufficiency | 2021 | 23 | -47.9 | 1
3 Revenue Sufficiency | 2021 | 23 | -47.4 | 1
3 Revenue Sufficiency | 2021 | 23 | -44.3 | 1
3 Revenue Sufficiency | 2021 | 23 | -43.5 | 1
3 Revenue Sufficiency | 2021 | 23 | -42 | 1
3 Revenue Sufficiency | 2021 | 23 | -41.1 | 1
3 Revenue Sufficiency | 2021 | 23 | -41 | 1
3 Revenue Sufficiency | 2021 | 23 | -40.9 | 1
3 Revenue Sufficiency | 2021 | 23 | -40.4 | 1
3 Revenue Sufficiency | 2021 | 23 | -39.7 | 1
3 Revenue Sufficiency | 2021 | 23 | -39.5 | 1
3 Revenue Sufficiency | 2021 | 23 | -38.4 | 1
3 Revenue Sufficiency | 2021 | 23 | -38.2 | 1
3 Revenue Sufficiency | 2021 | 23 | -38.1 | 1
3 Revenue Sufficiency | 2021 | 23 | -37.5 | 1
3 Revenue Sufficiency | 2021 | 23 | -36.2 | 1
3 Revenue Sufficiency | 2021 | 23 | -35.8 | 1
3 Revenue Sufficiency | 2021 | 23 | -35.6 | 1
3 Revenue Sufficiency | 2021 | 23 | -33.3 | 1
3 Revenue Sufficiency | 2021 | 23 | -32.2 | 1
3 Revenue Sufficiency | 2021 | 23 | -30.9 | 2
3 Revenue Sufficiency | 2021 | 23 | -25 | 1
3 Revenue Sufficiency | 2021 | 23 | -23.9 | 1
3 Revenue Sufficiency | 2021 | 23 | -23.8 | 1
3 Revenue Sufficiency | 2021 | 23 | -23.4 | 1
3 Revenue Sufficiency | 2021 | 23 | -23.2 | 1
3 Revenue Sufficiency | 2021 | 23 | -20.9 | 1
3 Revenue Sufficiency | 2021 | 23 | 17.7 | 1
3 Revenue Sufficiency | 2021 | 23 | 18.7 | 1
3 Revenue Sufficiency | 2021 | 23 | 20.5 | 1
3 Revenue Sufficiency | 2021 | 23 | 22.3 | 1
3 Revenue Sufficiency | 2021 | 23 | 22.6 | 1
3 Revenue Sufficiency | 2021 | 23 | 23.3 | 1
3 Revenue Sufficiency | 2021 | 23 | 25.6 | 1
3 Revenue Sufficiency | 2021 | 23 | 26 | 1
3 Revenue Sufficiency | 2021 | 23 | 29.8 | 1
3 Revenue Sufficiency | 2021 | 23 | 30 | 1
3 Revenue Sufficiency | 2021 | 23 | 30.3 | 1
3 Revenue Sufficiency | 2021 | 23 | 30.7 | 1
3 Revenue Sufficiency | 2021 | 23 | 33.3 | 1
3 Revenue Sufficiency | 2021 | 23 | 35.2 | 1
3 Revenue Sufficiency | 2021 | 23 | 36.7 | 1
3 Revenue Sufficiency | 2021 | 23 | 37.3 | 1
3 Revenue Sufficiency | 2021 | 23 | 38.9 | 1
3 Revenue Sufficiency | 2021 | 23 | 42.8 | 1
3 Revenue Sufficiency | 2021 | 23 | 43.4 | 1
3 Revenue Sufficiency | 2021 | 23 | 45.9 | 1
3 Revenue Sufficiency | 2021 | 23 | 47.2 | 1
3 Revenue Sufficiency | 2021 | 23 | 48.6 | 1
3 Revenue Sufficiency | 2021 | 23 | 49 | 1
3 Revenue Sufficiency | 2021 | 23 | 49.4 | 1
3 Revenue Sufficiency | 2021 | 23 | 53.9 | 1
3 Revenue Sufficiency | 2021 | 23 | 58.1 | 1
3 Revenue Sufficiency | 2021 | 23 | 58.6 | 1
3 Revenue Sufficiency | 2021 | 23 | 59.4 | 1
3 Revenue Sufficiency | 2021 | 23 | 64.1 | 1
3 Revenue Sufficiency | 2021 | 23 | 66.1 | 1
3 Revenue Sufficiency | 2021 | 23 | 66.5 | 1
3 Revenue Sufficiency | 2021 | 23 | 72.1 | 1
3 Revenue Sufficiency | 2021 | 24 | -99.1 | 1
3 Revenue Sufficiency | 2021 | 24 | -90.5 | 1
3 Revenue Sufficiency | 2021 | 24 | -89.7 | 1
3 Revenue Sufficiency | 2021 | 24 | -79.4 | 1
3 Revenue Sufficiency | 2021 | 24 | -75.6 | 1
3 Revenue Sufficiency | 2021 | 24 | -74.8 | 1
3 Revenue Sufficiency | 2021 | 24 | -72.8 | 1
3 Revenue Sufficiency | 2021 | 24 | -68.8 | 1
3 Revenue Sufficiency | 2021 | 24 | -67.6 | 1
3 Revenue Sufficiency | 2021 | 24 | -64.9 | 1
3 Revenue Sufficiency | 2021 | 24 | -62.7 | 1
3 Revenue Sufficiency | 2021 | 24 | -61.2 | 1
3 Revenue Sufficiency | 2021 | 24 | -57.8 | 1
3 Revenue Sufficiency | 2021 | 24 | -57.2 | 1
3 Revenue Sufficiency | 2021 | 24 | -56 | 1
3 Revenue Sufficiency | 2021 | 24 | -55.8 | 1
3 Revenue Sufficiency | 2021 | 24 | -40 | 1
3 Revenue Sufficiency | 2021 | 24 | -39.6 | 1
3 Revenue Sufficiency | 2021 | 24 | -36.2 | 2
3 Revenue Sufficiency | 2021 | 24 | -35.5 | 1
3 Revenue Sufficiency | 2021 | 24 | -33.8 | 1
3 Revenue Sufficiency | 2021 | 24 | -33.4 | 1
3 Revenue Sufficiency | 2021 | 24 | -31.4 | 1
3 Revenue Sufficiency | 2021 | 24 | 11.7 | 1
3 Revenue Sufficiency | 2021 | 24 | 21.5 | 1
3 Revenue Sufficiency | 2021 | 24 | 23.5 | 1
3 Revenue Sufficiency | 2021 | 24 | 26.6 | 1
3 Revenue Sufficiency | 2021 | 24 | 27.3 | 1
3 Revenue Sufficiency | 2021 | 24 | 29.3 | 1
3 Revenue Sufficiency | 2021 | 24 | 32.2 | 1
3 Revenue Sufficiency | 2021 | 24 | 33.2 | 1
3 Revenue Sufficiency | 2021 | 24 | 34.1 | 1
3 Revenue Sufficiency | 2021 | 24 | 35.3 | 1
3 Revenue Sufficiency | 2021 | 24 | 37 | 1
3 Revenue Sufficiency | 2021 | 24 | 38.5 | 1
3 Revenue Sufficiency | 2021 | 24 | 42.8 | 1
3 Revenue Sufficiency | 2021 | 24 | 47 | 1
3 Revenue Sufficiency | 2021 | 24 | 48.3 | 1
3 Revenue Sufficiency | 2021 | 24 | 48.6 | 1
3 Revenue Sufficiency | 2021 | 24 | 49.4 | 1
3 Revenue Sufficiency | 2021 | 24 | 52 | 1
3 Revenue Sufficiency | 2021 | 24 | 52.1 | 1
3 Revenue Sufficiency | 2021 | 24 | 52.2 | 1
3 Revenue Sufficiency | 2021 | 24 | 53.9 | 1
3 Revenue Sufficiency | 2021 | 24 | 55.9 | 1
3 Revenue Sufficiency | 2021 | 24 | 57.1 | 1
3 Revenue Sufficiency | 2021 | 24 | 58.3 | 1
3 Revenue Sufficiency | 2021 | 24 | 66.8 | 1
3 Revenue Sufficiency | 2021 | 24 | 69.1 | 1
3 Revenue Sufficiency | 2021 | 24 | 78.1 | 1
3 Revenue Sufficiency | 2021 | 24 | 79.3 | 1
3 Revenue Sufficiency | 2021 | 24 | 81.7 | 1
3 Revenue Sufficiency | 2021 | 24 | 87.3 | 1
3 Revenue Sufficiency | 2021 | 24 | 88.2 | 1
3 Revenue Sufficiency | 2021 | 25 | -112.6 | 1
3 Revenue Sufficiency | 2021 | 25 | -100.1 | 1
3 Revenue Sufficiency | 2021 | 25 | -78.4 | 1
3 Revenue Sufficiency | 2021 | 25 | -75.2 | 1
3 Revenue Sufficiency | 2021 | 25 | -55.4 | 1
3 Revenue Sufficiency | 2021 | 25 | -52.9 | 1
3 Revenue Sufficiency | 2021 | 25 | -52.7 | 1
3 Revenue Sufficiency | 2021 | 25 | -52.2 | 1
3 Revenue Sufficiency | 2021 | 25 | -50.5 | 1
3 Revenue Sufficiency | 2021 | 25 | -50.2 | 1
3 Revenue Sufficiency | 2021 | 25 | -46.7 | 1
3 Revenue Sufficiency | 2021 | 25 | -46.6 | 1
3 Revenue Sufficiency | 2021 | 25 | -43.8 | 1
3 Revenue Sufficiency | 2021 | 25 | -42.8 | 1
3 Revenue Sufficiency | 2021 | 25 | -41.7 | 1
3 Revenue Sufficiency | 2021 | 25 | -36.3 | 1
3 Revenue Sufficiency | 2021 | 25 | -36.1 | 1
3 Revenue Sufficiency | 2021 | 25 | -35.5 | 1
3 Revenue Sufficiency | 2021 | 25 | -34.2 | 1
3 Revenue Sufficiency | 2021 | 25 | -33.4 | 1
3 Revenue Sufficiency | 2021 | 25 | -29.8 | 1
3 Revenue Sufficiency | 2021 | 25 | -25.7 | 1
3 Revenue Sufficiency | 2021 | 25 | -22.8 | 1
3 Revenue Sufficiency | 2021 | 25 | 15.7 | 1
3 Revenue Sufficiency | 2021 | 25 | 19.2 | 1
3 Revenue Sufficiency | 2021 | 25 | 24.2 | 1
3 Revenue Sufficiency | 2021 | 25 | 33.8 | 1
3 Revenue Sufficiency | 2021 | 25 | 35 | 1
3 Revenue Sufficiency | 2021 | 25 | 43.4 | 1
3 Revenue Sufficiency | 2021 | 25 | 44.2 | 1
3 Revenue Sufficiency | 2021 | 25 | 47.2 | 1
3 Revenue Sufficiency | 2021 | 25 | 47.3 | 2
3 Revenue Sufficiency | 2021 | 25 | 48.2 | 1
3 Revenue Sufficiency | 2021 | 25 | 48.4 | 1
3 Revenue Sufficiency | 2021 | 25 | 49.1 | 1
3 Revenue Sufficiency | 2021 | 25 | 52 | 1
3 Revenue Sufficiency | 2021 | 25 | 55.9 | 1
3 Revenue Sufficiency | 2021 | 25 | 56.3 | 1
3 Revenue Sufficiency | 2021 | 25 | 56.9 | 1
3 Revenue Sufficiency | 2021 | 25 | 57.7 | 1
3 Revenue Sufficiency | 2021 | 25 | 57.8 | 1
3 Revenue Sufficiency | 2021 | 25 | 59.4 | 1
3 Revenue Sufficiency | 2021 | 25 | 61.7 | 1
3 Revenue Sufficiency | 2021 | 25 | 91.7 | 1
3 Revenue Sufficiency | 2021 | 25 | 97.3 | 1
3 Revenue Sufficiency | 2021 | 25 | 112.3 | 1
3 Revenue Sufficiency | 2021 | 26 | -69.4 | 1
3 Revenue Sufficiency | 2021 | 26 | -60.3 | 1
3 Revenue Sufficiency | 2021 | 26 | -57.6 | 1
3 Revenue Sufficiency | 2021 | 26 | -56.7 | 1
3 Revenue Sufficiency | 2021 | 26 | -55.5 | 1
3 Revenue Sufficiency | 2021 | 26 | -55.1 | 1
3 Revenue Sufficiency | 2021 | 26 | -50.5 | 1
3 Revenue Sufficiency | 2021 | 26 | -48.1 | 1
3 Revenue Sufficiency | 2021 | 26 | -46.7 | 1
3 Revenue Sufficiency | 2021 | 26 | -41.7 | 1
3 Revenue Sufficiency | 2021 | 26 | -38.9 | 2
3 Revenue Sufficiency | 2021 | 26 | -36.7 | 1
3 Revenue Sufficiency | 2021 | 26 | -34.6 | 1
3 Revenue Sufficiency | 2021 | 26 | -34.4 | 1
3 Revenue Sufficiency | 2021 | 26 | -33.9 | 1
3 Revenue Sufficiency | 2021 | 26 | -31.4 | 1
3 Revenue Sufficiency | 2021 | 26 | -29.2 | 1
3 Revenue Sufficiency | 2021 | 26 | 24.9 | 1
3 Revenue Sufficiency | 2021 | 26 | 25.1 | 1
3 Revenue Sufficiency | 2021 | 26 | 27.2 | 1
3 Revenue Sufficiency | 2021 | 26 | 32.2 | 1
3 Revenue Sufficiency | 2021 | 26 | 33 | 1
3 Revenue Sufficiency | 2021 | 26 | 34.6 | 1
3 Revenue Sufficiency | 2021 | 26 | 38 | 1
3 Revenue Sufficiency | 2021 | 26 | 38.9 | 1
3 Revenue Sufficiency | 2021 | 26 | 39.4 | 1
3 Revenue Sufficiency | 2021 | 26 | 44.1 | 1
3 Revenue Sufficiency | 2021 | 26 | 50.9 | 1
3 Revenue Sufficiency | 2021 | 26 | 52.2 | 1
3 Revenue Sufficiency | 2021 | 26 | 52.9 | 1
3 Revenue Sufficiency | 2021 | 26 | 53.1 | 1
3 Revenue Sufficiency | 2021 | 26 | 55.2 | 1
3 Revenue Sufficiency | 2021 | 26 | 55.4 | 1
3 Revenue Sufficiency | 2021 | 26 | 57.8 | 1
3 Revenue Sufficiency | 2021 | 26 | 59.3 | 1
3 Revenue Sufficiency | 2021 | 26 | 60.2 | 1
3 Revenue Sufficiency | 2021 | 26 | 95.8 | 1
3 Revenue Sufficiency | 2021 | 27 | -101.3 | 1
3 Revenue Sufficiency | 2021 | 27 | -86.1 | 2
3 Revenue Sufficiency | 2021 | 27 | -76.7 | 1
3 Revenue Sufficiency | 2021 | 27 | -76 | 1
3 Revenue Sufficiency | 2021 | 27 | -75.8 | 1
3 Revenue Sufficiency | 2021 | 27 | -69.2 | 1
3 Revenue Sufficiency | 2021 | 27 | -60.7 | 1
3 Revenue Sufficiency | 2021 | 27 | -41.9 | 1
3 Revenue Sufficiency | 2021 | 27 | -41.8 | 1
3 Revenue Sufficiency | 2021 | 27 | -39.5 | 1
3 Revenue Sufficiency | 2021 | 27 | -27.9 | 1
3 Revenue Sufficiency | 2021 | 27 | -26.8 | 1
3 Revenue Sufficiency | 2021 | 27 | -22.3 | 1
3 Revenue Sufficiency | 2021 | 27 | -22.2 | 1
3 Revenue Sufficiency | 2021 | 27 | 0.5 | 1
3 Revenue Sufficiency | 2021 | 27 | 20.5 | 1
3 Revenue Sufficiency | 2021 | 27 | 22.1 | 1
3 Revenue Sufficiency | 2021 | 27 | 29 | 1
3 Revenue Sufficiency | 2021 | 27 | 30.2 | 1
3 Revenue Sufficiency | 2021 | 27 | 32.5 | 1
3 Revenue Sufficiency | 2021 | 27 | 32.9 | 1
3 Revenue Sufficiency | 2021 | 27 | 34.2 | 1
3 Revenue Sufficiency | 2021 | 27 | 37.7 | 1
3 Revenue Sufficiency | 2021 | 27 | 39.6 | 1
3 Revenue Sufficiency | 2021 | 27 | 40.3 | 1
3 Revenue Sufficiency | 2021 | 27 | 50 | 1
3 Revenue Sufficiency | 2021 | 27 | 69.5 | 1
3 Revenue Sufficiency | 2021 | 27 | 75 | 1
3 Revenue Sufficiency | 2021 | 28 | -69.3 | 1
3 Revenue Sufficiency | 2021 | 28 | -67 | 1
3 Revenue Sufficiency | 2021 | 28 | -59.2 | 1
3 Revenue Sufficiency | 2021 | 28 | -59.1 | 1
3 Revenue Sufficiency | 2021 | 28 | -57.3 | 1
3 Revenue Sufficiency | 2021 | 28 | -55.5 | 1
3 Revenue Sufficiency | 2021 | 28 | -49.7 | 1
3 Revenue Sufficiency | 2021 | 28 | -47.7 | 1
3 Revenue Sufficiency | 2021 | 28 | -46.7 | 1
3 Revenue Sufficiency | 2021 | 28 | -40.8 | 1
3 Revenue Sufficiency | 2021 | 28 | -36.1 | 1
3 Revenue Sufficiency | 2021 | 28 | -28.4 | 1
3 Revenue Sufficiency | 2021 | 28 | -27.7 | 1
3 Revenue Sufficiency | 2021 | 28 | -27.2 | 1
3 Revenue Sufficiency | 2021 | 28 | 22.6 | 1
3 Revenue Sufficiency | 2021 | 28 | 30.3 | 1
3 Revenue Sufficiency | 2021 | 28 | 30.5 | 1
3 Revenue Sufficiency | 2021 | 28 | 30.9 | 1
3 Revenue Sufficiency | 2021 | 28 | 31.2 | 1
3 Revenue Sufficiency | 2021 | 28 | 33.8 | 1
3 Revenue Sufficiency | 2021 | 28 | 37.3 | 1
3 Revenue Sufficiency | 2021 | 28 | 37.9 | 1
3 Revenue Sufficiency | 2021 | 28 | 40.7 | 1
3 Revenue Sufficiency | 2021 | 28 | 42.1 | 1
3 Revenue Sufficiency | 2021 | 28 | 42.3 | 1
3 Revenue Sufficiency | 2021 | 28 | 46.7 | 1
3 Revenue Sufficiency | 2021 | 28 | 50.3 | 1
3 Revenue Sufficiency | 2021 | 28 | 51.5 | 1
3 Revenue Sufficiency | 2021 | 28 | 55.6 | 1
3 Revenue Sufficiency | 2021 | 28 | 69.4 | 1
3 Revenue Sufficiency | 2021 | 28 | 79.1 | 1
3 Revenue Sufficiency | 2021 | 28 | 83.1 | 1
3 Revenue Sufficiency | 2021 | 28 | 92.6 | 1
3 Revenue Sufficiency | 2021 | 28 | 94.8 | 1
3 Revenue Sufficiency | 2021 | 29 | -98.3 | 1
3 Revenue Sufficiency | 2021 | 29 | -90.1 | 1
3 Revenue Sufficiency | 2021 | 29 | -81.7 | 1
3 Revenue Sufficiency | 2021 | 29 | -80 | 1
3 Revenue Sufficiency | 2021 | 29 | -63.3 | 1
3 Revenue Sufficiency | 2021 | 29 | -55.8 | 1
3 Revenue Sufficiency | 2021 | 29 | -55.5 | 1
3 Revenue Sufficiency | 2021 | 29 | -54.2 | 1
3 Revenue Sufficiency | 2021 | 29 | -52.3 | 1
3 Revenue Sufficiency | 2021 | 29 | -52.1 | 1
3 Revenue Sufficiency | 2021 | 29 | -47.9 | 1
3 Revenue Sufficiency | 2021 | 29 | -46.3 | 1
3 Revenue Sufficiency | 2021 | 29 | -42.4 | 1
3 Revenue Sufficiency | 2021 | 29 | -38.6 | 1
3 Revenue Sufficiency | 2021 | 29 | -35.4 | 1
3 Revenue Sufficiency | 2021 | 29 | -31.5 | 1
3 Revenue Sufficiency | 2021 | 29 | -30.5 | 1
3 Revenue Sufficiency | 2021 | 29 | 30.5 | 1
3 Revenue Sufficiency | 2021 | 29 | 39.2 | 1
3 Revenue Sufficiency | 2021 | 29 | 42.7 | 1
3 Revenue Sufficiency | 2021 | 29 | 47.2 | 1
3 Revenue Sufficiency | 2021 | 29 | 49.6 | 1
3 Revenue Sufficiency | 2021 | 29 | 49.9 | 1
3 Revenue Sufficiency | 2021 | 29 | 51.9 | 1
3 Revenue Sufficiency | 2021 | 29 | 52.3 | 1
3 Revenue Sufficiency | 2021 | 29 | 60 | 1
3 Revenue Sufficiency | 2021 | 29 | 64.3 | 1
3 Revenue Sufficiency | 2021 | 29 | 67.5 | 1
3 Revenue Sufficiency | 2021 | 29 | 68.6 | 1
3 Revenue Sufficiency | 2021 | 29 | 75.1 | 1
3 Revenue Sufficiency | 2021 | 29 | 91.4 | 1
3 Revenue Sufficiency | 2021 | 29 | 96.4 | 1
3 Revenue Sufficiency | 2021 | 30 | -91.5 | 1
3 Revenue Sufficiency | 2021 | 30 | -82.1 | 1
3 Revenue Sufficiency | 2021 | 30 | -79.7 | 1
3 Revenue Sufficiency | 2021 | 30 | -69.3 | 1
3 Revenue Sufficiency | 2021 | 30 | -51.8 | 1
3 Revenue Sufficiency | 2021 | 30 | -46.6 | 1
3 Revenue Sufficiency | 2021 | 30 | -30.1 | 1
3 Revenue Sufficiency | 2021 | 30 | -30 | 1
3 Revenue Sufficiency | 2021 | 30 | 32.5 | 1
3 Revenue Sufficiency | 2021 | 30 | 35.3 | 1
3 Revenue Sufficiency | 2021 | 30 | 38.1 | 1
3 Revenue Sufficiency | 2021 | 30 | 43.7 | 1
3 Revenue Sufficiency | 2021 | 30 | 49.7 | 1
3 Revenue Sufficiency | 2021 | 30 | 54.8 | 1
3 Revenue Sufficiency | 2021 | 30 | 56 | 1
3 Revenue Sufficiency | 2021 | 30 | 58.8 | 1
3 Revenue Sufficiency | 2021 | 30 | 73.9 | 1
3 Revenue Sufficiency | 2021 | 30 | 78.4 | 1
3 Revenue Sufficiency | 2021 | 31 | -105.3 | 1
3 Revenue Sufficiency | 2021 | 31 | -89.9 | 1
3 Revenue Sufficiency | 2021 | 31 | -69.1 | 1
3 Revenue Sufficiency | 2021 | 31 | -61.7 | 1
3 Revenue Sufficiency | 2021 | 31 | -52.4 | 1
3 Revenue Sufficiency | 2021 | 31 | -47.8 | 1
3 Revenue Sufficiency | 2021 | 31 | -46.7 | 1
3 Revenue Sufficiency | 2021 | 31 | -45 | 1
3 Revenue Sufficiency | 2021 | 31 | -38.9 | 1
3 Revenue Sufficiency | 2021 | 31 | -36.7 | 1
3 Revenue Sufficiency | 2021 | 31 | -36 | 1
3 Revenue Sufficiency | 2021 | 31 | -34.4 | 1
3 Revenue Sufficiency | 2021 | 31 | 22.6 | 1
3 Revenue Sufficiency | 2021 | 31 | 25.9 | 1
3 Revenue Sufficiency | 2021 | 31 | 36 | 1
3 Revenue Sufficiency | 2021 | 31 | 36.2 | 1
3 Revenue Sufficiency | 2021 | 31 | 40.9 | 1
3 Revenue Sufficiency | 2021 | 31 | 68.5 | 1
3 Revenue Sufficiency | 2021 | 31 | 71.5 | 1
3 Revenue Sufficiency | 2021 | 31 | 74.7 | 1
3 Revenue Sufficiency | 2021 | 31 | 76.5 | 1
3 Revenue Sufficiency | 2021 | 31 | 82.6 | 1
3 Revenue Sufficiency | 2021 | 32 | -68.7 | 1
3 Revenue Sufficiency | 2021 | 32 | -66.3 | 1
3 Revenue Sufficiency | 2021 | 32 | -65.4 | 1
3 Revenue Sufficiency | 2021 | 32 | -63 | 1
3 Revenue Sufficiency | 2021 | 32 | -57.2 | 1
3 Revenue Sufficiency | 2021 | 32 | -56.6 | 1
3 Revenue Sufficiency | 2021 | 32 | -50.8 | 1
3 Revenue Sufficiency | 2021 | 32 | -50.7 | 1
3 Revenue Sufficiency | 2021 | 32 | -48 | 1
3 Revenue Sufficiency | 2021 | 32 | -40 | 1
3 Revenue Sufficiency | 2021 | 32 | 26.5 | 1
3 Revenue Sufficiency | 2021 | 32 | 28.6 | 1
3 Revenue Sufficiency | 2021 | 32 | 29 | 1
3 Revenue Sufficiency | 2021 | 32 | 40.2 | 1
3 Revenue Sufficiency | 2021 | 32 | 50.6 | 1
3 Revenue Sufficiency | 2021 | 32 | 55.2 | 1
3 Revenue Sufficiency | 2021 | 32 | 57.3 | 1
3 Revenue Sufficiency | 2021 | 32 | 62.6 | 1
3 Revenue Sufficiency | 2021 | 32 | 63.7 | 1
3 Revenue Sufficiency | 2021 | 32 | 94.8 | 1
3 Revenue Sufficiency | 2021 | 32 | 96.1 | 1
3 Revenue Sufficiency | 2021 | 32 | 104.5 | 1
3 Revenue Sufficiency | 2021 | 33 | -109.9 | 1
3 Revenue Sufficiency | 2021 | 33 | -72 | 1
3 Revenue Sufficiency | 2021 | 33 | -59.6 | 1
3 Revenue Sufficiency | 2021 | 33 | -58.7 | 1
3 Revenue Sufficiency | 2021 | 33 | -58.6 | 1
3 Revenue Sufficiency | 2021 | 33 | -56.9 | 1
3 Revenue Sufficiency | 2021 | 33 | -48.3 | 2
3 Revenue Sufficiency | 2021 | 33 | -42.5 | 1
3 Revenue Sufficiency | 2021 | 33 | -33.1 | 1
3 Revenue Sufficiency | 2021 | 33 | -33 | 1
3 Revenue Sufficiency | 2021 | 33 | 32.6 | 1
3 Revenue Sufficiency | 2021 | 33 | 34.8 | 1
3 Revenue Sufficiency | 2021 | 33 | 37.8 | 1
3 Revenue Sufficiency | 2021 | 33 | 38.6 | 1
3 Revenue Sufficiency | 2021 | 33 | 39.3 | 1
3 Revenue Sufficiency | 2021 | 33 | 50.3 | 1
3 Revenue Sufficiency | 2021 | 33 | 52.5 | 1
3 Revenue Sufficiency | 2021 | 33 | 58 | 1
3 Revenue Sufficiency | 2021 | 33 | 64.7 | 1
3 Revenue Sufficiency | 2021 | 34 | -88.3 | 1
3 Revenue Sufficiency | 2021 | 34 | -54.9 | 1
3 Revenue Sufficiency | 2021 | 34 | -44.9 | 1
3 Revenue Sufficiency | 2021 | 34 | -40.6 | 1
3 Revenue Sufficiency | 2021 | 34 | -39.6 | 1
3 Revenue Sufficiency | 2021 | 34 | -31.7 | 1
3 Revenue Sufficiency | 2021 | 34 | 18.2 | 1
3 Revenue Sufficiency | 2021 | 34 | 22.5 | 1
3 Revenue Sufficiency | 2021 | 34 | 29.2 | 1
3 Revenue Sufficiency | 2021 | 34 | 39.6 | 1
3 Revenue Sufficiency | 2021 | 34 | 47 | 1
3 Revenue Sufficiency | 2021 | 34 | 54.1 | 1
3 Revenue Sufficiency | 2021 | 34 | 60.4 | 1
3 Revenue Sufficiency | 2021 | 34 | 64.5 | 1
3 Revenue Sufficiency | 2021 | 34 | 66.5 | 1
3 Revenue Sufficiency | 2021 | 34 | 72.7 | 1
3 Revenue Sufficiency | 2021 | 34 | 73.2 | 1
3 Revenue Sufficiency | 2021 | 34 | 92.7 | 1
3 Revenue Sufficiency | 2021 | 34 | 96.2 | 1
3 Revenue Sufficiency | 2021 | 34 | 114.5 | 1
3 Revenue Sufficiency | 2021 | 35 | -90.5 | 1
3 Revenue Sufficiency | 2021 | 35 | -68.4 | 1
3 Revenue Sufficiency | 2021 | 35 | -60.1 | 1
3 Revenue Sufficiency | 2021 | 35 | -50.9 | 1
3 Revenue Sufficiency | 2021 | 35 | -50.6 | 1
3 Revenue Sufficiency | 2021 | 35 | -48.1 | 1
3 Revenue Sufficiency | 2021 | 35 | -38.1 | 1
3 Revenue Sufficiency | 2021 | 35 | 25.3 | 1
3 Revenue Sufficiency | 2021 | 35 | 26.2 | 1
3 Revenue Sufficiency | 2021 | 35 | 35.6 | 1
3 Revenue Sufficiency | 2021 | 35 | 36.1 | 1
3 Revenue Sufficiency | 2021 | 35 | 52.8 | 1
3 Revenue Sufficiency | 2021 | 35 | 58.9 | 1
3 Revenue Sufficiency | 2021 | 35 | 64.6 | 1
3 Revenue Sufficiency | 2021 | 35 | 65.3 | 1
3 Revenue Sufficiency | 2021 | 35 | 67.9 | 1
3 Revenue Sufficiency | 2021 | 36 | -66.5 | 1
3 Revenue Sufficiency | 2021 | 36 | -63.1 | 1
3 Revenue Sufficiency | 2021 | 36 | -58.7 | 1
3 Revenue Sufficiency | 2021 | 36 | -46.5 | 1
3 Revenue Sufficiency | 2021 | 36 | -43.5 | 1
3 Revenue Sufficiency | 2021 | 36 | -31.6 | 1
3 Revenue Sufficiency | 2021 | 36 | 25.4 | 1
3 Revenue Sufficiency | 2021 | 36 | 28.8 | 1
3 Revenue Sufficiency | 2021 | 36 | 35.7 | 1
3 Revenue Sufficiency | 2021 | 36 | 70.3 | 1
3 Revenue Sufficiency | 2021 | 37 | -70.4 | 1
3 Revenue Sufficiency | 2021 | 37 | -63.4 | 1
3 Revenue Sufficiency | 2021 | 37 | -56 | 1
3 Revenue Sufficiency | 2021 | 37 | -53 | 1
3 Revenue Sufficiency | 2021 | 37 | -46 | 1
3 Revenue Sufficiency | 2021 | 37 | -45.9 | 1
3 Revenue Sufficiency | 2021 | 37 | -44.7 | 1
3 Revenue Sufficiency | 2021 | 37 | -39.7 | 1
3 Revenue Sufficiency | 2021 | 37 | 24.2 | 1
3 Revenue Sufficiency | 2021 | 37 | 31.7 | 1
3 Revenue Sufficiency | 2021 | 37 | 47.9 | 1
3 Revenue Sufficiency | 2021 | 37 | 60.5 | 1
3 Revenue Sufficiency | 2021 | 37 | 83.8 | 1
3 Revenue Sufficiency | 2021 | 38 | -123.2 | 1
3 Revenue Sufficiency | 2021 | 38 | -105.1 | 1
3 Revenue Sufficiency | 2021 | 38 | -98.1 | 1
3 Revenue Sufficiency | 2021 | 38 | -53.5 | 1
3 Revenue Sufficiency | 2021 | 38 | -52.5 | 1
3 Revenue Sufficiency | 2021 | 38 | -50.5 | 1
3 Revenue Sufficiency | 2021 | 38 | -48.2 | 1
3 Revenue Sufficiency | 2021 | 38 | -45.9 | 1
3 Revenue Sufficiency | 2021 | 38 | -35.9 | 1
3 Revenue Sufficiency | 2021 | 38 | -32.7 | 1
3 Revenue Sufficiency | 2021 | 38 | 25.5 | 1
3 Revenue Sufficiency | 2021 | 38 | 44.4 | 1
3 Revenue Sufficiency | 2021 | 38 | 47.2 | 1
3 Revenue Sufficiency | 2021 | 38 | 47.9 | 1
3 Revenue Sufficiency | 2021 | 38 | 51.7 | 1
3 Revenue Sufficiency | 2021 | 38 | 52.8 | 1
3 Revenue Sufficiency | 2021 | 38 | 64.3 | 1
3 Revenue Sufficiency | 2021 | 38 | 68 | 1
3 Revenue Sufficiency | 2021 | 38 | 96.2 | 1
3 Revenue Sufficiency | 2021 | 39 | -79.9 | 1
3 Revenue Sufficiency | 2021 | 39 | -40.5 | 1
3 Revenue Sufficiency | 2021 | 39 | -37.8 | 1
3 Revenue Sufficiency | 2021 | 39 | 60.5 | 1
3 Revenue Sufficiency | 2021 | 39 | 77.4 | 1
3 Revenue Sufficiency | 2021 | 40 | -110.4 | 1
3 Revenue Sufficiency | 2021 | 40 | -90.5 | 1
3 Revenue Sufficiency | 2021 | 40 | -47.6 | 1
3 Revenue Sufficiency | 2021 | 40 | 47.6 | 1
3 Revenue Sufficiency | 2021 | 41 | -93.9 | 1
3 Revenue Sufficiency | 2021 | 41 | -71.1 | 1
3 Revenue Sufficiency | 2021 | 41 | -62.4 | 1
3 Revenue Sufficiency | 2021 | 41 | -60.6 | 1
3 Revenue Sufficiency | 2021 | 41 | -49.2 | 1
3 Revenue Sufficiency | 2021 | 41 | -47.3 | 1
3 Revenue Sufficiency | 2021 | 41 | -38.1 | 1
3 Revenue Sufficiency | 2021 | 41 | 108.9 | 1
3 Revenue Sufficiency | 2021 | 42 | -93.5 | 1
3 Revenue Sufficiency | 2021 | 42 | -51.4 | 1
3 Revenue Sufficiency | 2021 | 42 | 35.1 | 1
3 Revenue Sufficiency | 2021 | 42 | 41.8 | 1
3 Revenue Sufficiency | 2021 | 42 | 60.3 | 1
3 Revenue Sufficiency | 2021 | 42 | 63.4 | 1
3 Revenue Sufficiency | 2021 | 42 | 72.3 | 1
3 Revenue Sufficiency | 2021 | 42 | 76.5 | 1
3 Revenue Sufficiency | 2021 | 42 | 81.7 | 1
3 Revenue Sufficiency | 2021 | 42 | 97 | 1
3 Revenue Sufficiency | 2021 | 42 | 99.6 | 1
3 Revenue Sufficiency | 2021 | 43 | -126.5 | 1
3 Revenue Sufficiency | 2021 | 43 | 50.5 | 1
3 Revenue Sufficiency | 2021 | 43 | 56 | 1
3 Revenue Sufficiency | 2021 | 43 | 59.5 | 1
3 Revenue Sufficiency | 2021 | 44 | -37.6 | 1
3 Revenue Sufficiency | 2021 | 44 | 63.4 | 1
3 Revenue Sufficiency | 2021 | 44 | 92.8 | 1
3 Revenue Sufficiency | 2021 | 44 | 95.9 | 1
3 Revenue Sufficiency | 2021 | 45 | -106.7 | 1
3 Revenue Sufficiency | 2021 | 45 | -53.2 | 1
3 Revenue Sufficiency | 2021 | 45 | -49.7 | 1
3 Revenue Sufficiency | 2021 | 45 | 63.2 | 1
3 Revenue Sufficiency | 2021 | 46 | -94.7 | 1
3 Revenue Sufficiency | 2021 | 46 | -86.8 | 1
3 Revenue Sufficiency | 2021 | 46 | 58.4 | 1
3 Revenue Sufficiency | 2021 | 46 | 58.5 | 1
3 Revenue Sufficiency | 2021 | 46 | 71.1 | 1
3 Revenue Sufficiency | 2021 | 46 | 71.2 | 1
3 Revenue Sufficiency | 2021 | 47 | 104.8 | 1
3 Revenue Sufficiency | 2021 | 48 | -81.5 | 1
3 Revenue Sufficiency | 2021 | 48 | -53.7 | 1
3 Revenue Sufficiency | 2021 | 48 | -48.4 | 1
3 Revenue Sufficiency | 2021 | 48 | 78.7 | 1
3 Revenue Sufficiency | 2021 | 48 | 83.8 | 1
3 Revenue Sufficiency | 2021 | 49 | -96.3 | 1
3 Revenue Sufficiency | 2021 | 49 | -73.4 | 1
3 Revenue Sufficiency | 2021 | 49 | 31.9 | 1
3 Revenue Sufficiency | 2021 | 49 | 54.8 | 1
3 Revenue Sufficiency | 2021 | 49 | 80.1 | 1
3 Revenue Sufficiency | 2021 | 50 | -38.8 | 1
3 Revenue Sufficiency | 2021 | 50 | 56.6 | 1
3 Revenue Sufficiency | 2021 | 51 | -70.2 | 1
3 Revenue Sufficiency | 2021 | 51 | -62.5 | 1
3 Revenue Sufficiency | 2021 | 52 | -60 | 1
3 Revenue Sufficiency | 2021 | 52 | 40.4 | 1
3 Revenue Sufficiency | 2021 | 53 | 39.8 | 1
3 Revenue Sufficiency | 2021 | 53 | 47.4 | 1
3 Revenue Sufficiency | 2021 | 54 | -51.2 | 1
3 Revenue Sufficiency | 2021 | 54 | 57.6 | 1
3 Revenue Sufficiency | 2021 | 55 | -67.2 | 1
3 Revenue Sufficiency | 2021 | 56 | -111.7 | 1
3 Revenue Sufficiency | 2021 | 57 | -53.4 | 1
3 Revenue Sufficiency | 2021 | 58 | 48.3 | 1
3 Revenue Sufficiency | 2021 | 59 | -78.2 | 1
3 Revenue Sufficiency | 2021 | 60 | 64.9 | 1
3 Revenue Sufficiency | 2021 | 61 | -266.4 | 1
3 Revenue Sufficiency | 2021 | 65 | 121.5 | 1
3 Revenue Sufficiency | 2021 | 79 | -354.9 | 1
3 Revenue Sufficiency | 2021 | 81 | -59.2 | 1
3 Revenue Sufficiency | 2021 | 88 | -66.5 | 1
3 Revenue Sufficiency | 2025 | 1 | -452.2 | 1
3 Revenue Sufficiency | 2025 | 1 | -339.8 | 1
3 Revenue Sufficiency | 2025 | 1 | -136.6 | 1
3 Revenue Sufficiency | 2025 | 1 | -110.4 | 1
3 Revenue Sufficiency | 2025 | 1 | -89.6 | 1
3 Revenue Sufficiency | 2025 | 1 | -82.1 | 1
3 Revenue Sufficiency | 2025 | 1 | -78 | 1
3 Revenue Sufficiency | 2025 | 1 | -75.6 | 1
3 Revenue Sufficiency | 2025 | 1 | -74.3 | 1
3 Revenue Sufficiency | 2025 | 1 | -74.2 | 1
3 Revenue Sufficiency | 2025 | 1 | -72.4 | 1
3 Revenue Sufficiency | 2025 | 1 | -71.8 | 1
3 Revenue Sufficiency | 2025 | 1 | -71.7 | 2
3 Revenue Sufficiency | 2025 | 1 | -71 | 1
3 Revenue Sufficiency | 2025 | 1 | -70.2 | 1
3 Revenue Sufficiency | 2025 | 1 | -68.9 | 1
3 Revenue Sufficiency | 2025 | 1 | -67.8 | 1
3 Revenue Sufficiency | 2025 | 1 | -66.7 | 1
3 Revenue Sufficiency | 2025 | 1 | -65.9 | 1
3 Revenue Sufficiency | 2025 | 1 | -65.5 | 1
3 Revenue Sufficiency | 2025 | 1 | -65.4 | 1
3 Revenue Sufficiency | 2025 | 1 | -65.1 | 1
3 Revenue Sufficiency | 2025 | 1 | -64.4 | 1
3 Revenue Sufficiency | 2025 | 1 | -64.1 | 1
3 Revenue Sufficiency | 2025 | 1 | -62.7 | 1
3 Revenue Sufficiency | 2025 | 1 | -62.6 | 1
3 Revenue Sufficiency | 2025 | 1 | -62.5 | 1
3 Revenue Sufficiency | 2025 | 1 | -62.1 | 2
3 Revenue Sufficiency | 2025 | 1 | -61.2 | 1
3 Revenue Sufficiency | 2025 | 1 | -61.1 | 1
3 Revenue Sufficiency | 2025 | 1 | -60.9 | 1
3 Revenue Sufficiency | 2025 | 1 | -59.7 | 1
3 Revenue Sufficiency | 2025 | 1 | -59.5 | 1
3 Revenue Sufficiency | 2025 | 1 | -59.3 | 1
3 Revenue Sufficiency | 2025 | 1 | -59 | 1
3 Revenue Sufficiency | 2025 | 1 | -58.5 | 2
3 Revenue Sufficiency | 2025 | 1 | -58.1 | 1
3 Revenue Sufficiency | 2025 | 1 | -57.8 | 1
3 Revenue Sufficiency | 2025 | 1 | -57.7 | 1
3 Revenue Sufficiency | 2025 | 1 | -57.6 | 1
3 Revenue Sufficiency | 2025 | 1 | -57.5 | 1
3 Revenue Sufficiency | 2025 | 1 | -57.4 | 1
3 Revenue Sufficiency | 2025 | 1 | -57.3 | 2
3 Revenue Sufficiency | 2025 | 1 | -57.2 | 1
3 Revenue Sufficiency | 2025 | 1 | -57 | 1
3 Revenue Sufficiency | 2025 | 1 | -56.7 | 1
3 Revenue Sufficiency | 2025 | 1 | -56.6 | 1
3 Revenue Sufficiency | 2025 | 1 | -56.5 | 1
3 Revenue Sufficiency | 2025 | 1 | -56.2 | 1
3 Revenue Sufficiency | 2025 | 1 | -56.1 | 1
3 Revenue Sufficiency | 2025 | 1 | -55.5 | 1
3 Revenue Sufficiency | 2025 | 1 | -55.3 | 1
3 Revenue Sufficiency | 2025 | 1 | -55.2 | 1
3 Revenue Sufficiency | 2025 | 1 | -55.1 | 1
3 Revenue Sufficiency | 2025 | 1 | -55 | 1
3 Revenue Sufficiency | 2025 | 1 | -54.5 | 1
3 Revenue Sufficiency | 2025 | 1 | -54.4 | 1
3 Revenue Sufficiency | 2025 | 1 | -54.3 | 1
3 Revenue Sufficiency | 2025 | 1 | -54.2 | 1
3 Revenue Sufficiency | 2025 | 1 | -54 | 2
3 Revenue Sufficiency | 2025 | 1 | -53.9 | 4
3 Revenue Sufficiency | 2025 | 1 | -53.7 | 1
3 Revenue Sufficiency | 2025 | 1 | -53.6 | 1
3 Revenue Sufficiency | 2025 | 1 | -53.5 | 1
3 Revenue Sufficiency | 2025 | 1 | -53.4 | 2
3 Revenue Sufficiency | 2025 | 1 | -53.3 | 1
3 Revenue Sufficiency | 2025 | 1 | -53.2 | 1
3 Revenue Sufficiency | 2025 | 1 | -53.1 | 1
3 Revenue Sufficiency | 2025 | 1 | -52.8 | 1
3 Revenue Sufficiency | 2025 | 1 | -52.7 | 1
3 Revenue Sufficiency | 2025 | 1 | -52.4 | 1
3 Revenue Sufficiency | 2025 | 1 | -52.1 | 1
3 Revenue Sufficiency | 2025 | 1 | -52 | 1
3 Revenue Sufficiency | 2025 | 1 | -51.9 | 4
3 Revenue Sufficiency | 2025 | 1 | -51.8 | 1
3 Revenue Sufficiency | 2025 | 1 | -51.4 | 1
3 Revenue Sufficiency | 2025 | 1 | -51.1 | 1
3 Revenue Sufficiency | 2025 | 1 | -51 | 2
3 Revenue Sufficiency | 2025 | 1 | -50.8 | 1
3 Revenue Sufficiency | 2025 | 1 | -50.7 | 1
3 Revenue Sufficiency | 2025 | 1 | -50.6 | 1
3 Revenue Sufficiency | 2025 | 1 | -50.5 | 1
3 Revenue Sufficiency | 2025 | 1 | -50.4 | 4
3 Revenue Sufficiency | 2025 | 1 | -50.3 | 1
3 Revenue Sufficiency | 2025 | 1 | -50.1 | 2
3 Revenue Sufficiency | 2025 | 1 | -50 | 1
3 Revenue Sufficiency | 2025 | 1 | -49.7 | 2
3 Revenue Sufficiency | 2025 | 1 | -49.6 | 1
3 Revenue Sufficiency | 2025 | 1 | -49.5 | 2
3 Revenue Sufficiency | 2025 | 1 | -49.3 | 3
3 Revenue Sufficiency | 2025 | 1 | -49.2 | 1
3 Revenue Sufficiency | 2025 | 1 | -49 | 1
3 Revenue Sufficiency | 2025 | 1 | -48.9 | 2
3 Revenue Sufficiency | 2025 | 1 | -48.6 | 1
3 Revenue Sufficiency | 2025 | 1 | -48.5 | 2
3 Revenue Sufficiency | 2025 | 1 | -48.4 | 1
3 Revenue Sufficiency | 2025 | 1 | -48.3 | 2
3 Revenue Sufficiency | 2025 | 1 | -48.2 | 1
3 Revenue Sufficiency | 2025 | 1 | -48.1 | 1
3 Revenue Sufficiency | 2025 | 1 | -48 | 2
3 Revenue Sufficiency | 2025 | 1 | -47.9 | 2
3 Revenue Sufficiency | 2025 | 1 | -47.8 | 2
3 Revenue Sufficiency | 2025 | 1 | -47.7 | 2
3 Revenue Sufficiency | 2025 | 1 | -47.6 | 1
3 Revenue Sufficiency | 2025 | 1 | -47.5 | 1
3 Revenue Sufficiency | 2025 | 1 | -47.4 | 3
3 Revenue Sufficiency | 2025 | 1 | -47.2 | 1
3 Revenue Sufficiency | 2025 | 1 | -47.1 | 1
3 Revenue Sufficiency | 2025 | 1 | -47 | 2
3 Revenue Sufficiency | 2025 | 1 | -46.9 | 1
3 Revenue Sufficiency | 2025 | 1 | -46.8 | 2
3 Revenue Sufficiency | 2025 | 1 | -46.7 | 5
3 Revenue Sufficiency | 2025 | 1 | -46.6 | 5
3 Revenue Sufficiency | 2025 | 1 | -46.5 | 2
3 Revenue Sufficiency | 2025 | 1 | -46.4 | 4
3 Revenue Sufficiency | 2025 | 1 | -46.3 | 2
3 Revenue Sufficiency | 2025 | 1 | -46.2 | 2
3 Revenue Sufficiency | 2025 | 1 | -46.1 | 4
3 Revenue Sufficiency | 2025 | 1 | -46 | 2
3 Revenue Sufficiency | 2025 | 1 | -45.9 | 2
3 Revenue Sufficiency | 2025 | 1 | -45.8 | 2
3 Revenue Sufficiency | 2025 | 1 | -45.7 | 1
3 Revenue Sufficiency | 2025 | 1 | -45.6 | 3
3 Revenue Sufficiency | 2025 | 1 | -45.5 | 4
3 Revenue Sufficiency | 2025 | 1 | -45.3 | 1
3 Revenue Sufficiency | 2025 | 1 | -45.2 | 3
3 Revenue Sufficiency | 2025 | 1 | -45.1 | 1
3 Revenue Sufficiency | 2025 | 1 | -45 | 2
3 Revenue Sufficiency | 2025 | 1 | -44.9 | 2
3 Revenue Sufficiency | 2025 | 1 | -44.8 | 2
3 Revenue Sufficiency | 2025 | 1 | -44.7 | 4
3 Revenue Sufficiency | 2025 | 1 | -44.6 | 1
3 Revenue Sufficiency | 2025 | 1 | -44.5 | 3
3 Revenue Sufficiency | 2025 | 1 | -44.4 | 2
3 Revenue Sufficiency | 2025 | 1 | -44.3 | 4
3 Revenue Sufficiency | 2025 | 1 | -44.2 | 2
3 Revenue Sufficiency | 2025 | 1 | -44.1 | 3
3 Revenue Sufficiency | 2025 | 1 | -44 | 2
3 Revenue Sufficiency | 2025 | 1 | -43.9 | 3
3 Revenue Sufficiency | 2025 | 1 | -43.8 | 1
3 Revenue Sufficiency | 2025 | 1 | -43.7 | 3
3 Revenue Sufficiency | 2025 | 1 | -43.6 | 2
3 Revenue Sufficiency | 2025 | 1 | -43.5 | 2
3 Revenue Sufficiency | 2025 | 1 | -43.4 | 1
3 Revenue Sufficiency | 2025 | 1 | -43.3 | 1
3 Revenue Sufficiency | 2025 | 1 | -43.2 | 2
3 Revenue Sufficiency | 2025 | 1 | -43.1 | 6
3 Revenue Sufficiency | 2025 | 1 | -42.9 | 4
3 Revenue Sufficiency | 2025 | 1 | -42.8 | 4
3 Revenue Sufficiency | 2025 | 1 | -42.7 | 3
3 Revenue Sufficiency | 2025 | 1 | -42.6 | 1
3 Revenue Sufficiency | 2025 | 1 | -42.5 | 5
3 Revenue Sufficiency | 2025 | 1 | -42.4 | 2
3 Revenue Sufficiency | 2025 | 1 | -42.3 | 5
3 Revenue Sufficiency | 2025 | 1 | -42.2 | 5
3 Revenue Sufficiency | 2025 | 1 | -42.1 | 4
3 Revenue Sufficiency | 2025 | 1 | -42 | 3
3 Revenue Sufficiency | 2025 | 1 | -41.9 | 1
3 Revenue Sufficiency | 2025 | 1 | -41.8 | 3
3 Revenue Sufficiency | 2025 | 1 | -41.6 | 6
3 Revenue Sufficiency | 2025 | 1 | -41.5 | 4
3 Revenue Sufficiency | 2025 | 1 | -41.4 | 2
3 Revenue Sufficiency | 2025 | 1 | -41.3 | 3
3 Revenue Sufficiency | 2025 | 1 | -41.2 | 3
3 Revenue Sufficiency | 2025 | 1 | -41.1 | 4
3 Revenue Sufficiency | 2025 | 1 | -41 | 5
3 Revenue Sufficiency | 2025 | 1 | -40.9 | 1
3 Revenue Sufficiency | 2025 | 1 | -40.8 | 3
3 Revenue Sufficiency | 2025 | 1 | -40.7 | 4
3 Revenue Sufficiency | 2025 | 1 | -40.6 | 5
3 Revenue Sufficiency | 2025 | 1 | -40.5 | 4
3 Revenue Sufficiency | 2025 | 1 | -40.4 | 4
3 Revenue Sufficiency | 2025 | 1 | -40.3 | 5
3 Revenue Sufficiency | 2025 | 1 | -40.2 | 2
3 Revenue Sufficiency | 2025 | 1 | -40.1 | 6
3 Revenue Sufficiency | 2025 | 1 | -40 | 4
3 Revenue Sufficiency | 2025 | 1 | -39.9 | 9
3 Revenue Sufficiency | 2025 | 1 | -39.8 | 7
3 Revenue Sufficiency | 2025 | 1 | -39.7 | 3
3 Revenue Sufficiency | 2025 | 1 | -39.6 | 2
3 Revenue Sufficiency | 2025 | 1 | -39.5 | 3
3 Revenue Sufficiency | 2025 | 1 | -39.4 | 3
3 Revenue Sufficiency | 2025 | 1 | -39.3 | 3
3 Revenue Sufficiency | 2025 | 1 | -39.2 | 6
3 Revenue Sufficiency | 2025 | 1 | -39.1 | 2
3 Revenue Sufficiency | 2025 | 1 | -39 | 7
3 Revenue Sufficiency | 2025 | 1 | -38.9 | 6
3 Revenue Sufficiency | 2025 | 1 | -38.8 | 6
3 Revenue Sufficiency | 2025 | 1 | -38.7 | 7
3 Revenue Sufficiency | 2025 | 1 | -38.6 | 4
3 Revenue Sufficiency | 2025 | 1 | -38.5 | 2
3 Revenue Sufficiency | 2025 | 1 | -38.4 | 3
3 Revenue Sufficiency | 2025 | 1 | -38.3 | 7
3 Revenue Sufficiency | 2025 | 1 | -38.2 | 6
3 Revenue Sufficiency | 2025 | 1 | -38.1 | 6
3 Revenue Sufficiency | 2025 | 1 | -38 | 1
3 Revenue Sufficiency | 2025 | 1 | -37.9 | 6
3 Revenue Sufficiency | 2025 | 1 | -37.8 | 12
3 Revenue Sufficiency | 2025 | 1 | -37.7 | 7
3 Revenue Sufficiency | 2025 | 1 | -37.6 | 4
3 Revenue Sufficiency | 2025 | 1 | -37.5 | 3
3 Revenue Sufficiency | 2025 | 1 | -37.4 | 3
3 Revenue Sufficiency | 2025 | 1 | -37.3 | 4
3 Revenue Sufficiency | 2025 | 1 | -37.2 | 3
3 Revenue Sufficiency | 2025 | 1 | -37.1 | 11
3 Revenue Sufficiency | 2025 | 1 | -37 | 3
3 Revenue Sufficiency | 2025 | 1 | -36.9 | 4
3 Revenue Sufficiency | 2025 | 1 | -36.8 | 8
3 Revenue Sufficiency | 2025 | 1 | -36.7 | 8
3 Revenue Sufficiency | 2025 | 1 | -36.6 | 7
3 Revenue Sufficiency | 2025 | 1 | -36.5 | 2
3 Revenue Sufficiency | 2025 | 1 | -36.4 | 10
3 Revenue Sufficiency | 2025 | 1 | -36.3 | 8
3 Revenue Sufficiency | 2025 | 1 | -36.2 | 6
3 Revenue Sufficiency | 2025 | 1 | -36.1 | 6
3 Revenue Sufficiency | 2025 | 1 | -36 | 10
3 Revenue Sufficiency | 2025 | 1 | -35.9 | 6
3 Revenue Sufficiency | 2025 | 1 | -35.8 | 13
3 Revenue Sufficiency | 2025 | 1 | -35.7 | 12
3 Revenue Sufficiency | 2025 | 1 | -35.6 | 8
3 Revenue Sufficiency | 2025 | 1 | -35.5 | 9
3 Revenue Sufficiency | 2025 | 1 | -35.4 | 8
3 Revenue Sufficiency | 2025 | 1 | -35.3 | 6
3 Revenue Sufficiency | 2025 | 1 | -35.2 | 6
3 Revenue Sufficiency | 2025 | 1 | -35.1 | 8
3 Revenue Sufficiency | 2025 | 1 | -35 | 6
3 Revenue Sufficiency | 2025 | 1 | -34.9 | 11
3 Revenue Sufficiency | 2025 | 1 | -34.8 | 18
3 Revenue Sufficiency | 2025 | 1 | -34.7 | 8
3 Revenue Sufficiency | 2025 | 1 | -34.6 | 11
3 Revenue Sufficiency | 2025 | 1 | -34.5 | 10
3 Revenue Sufficiency | 2025 | 1 | -34.4 | 15
3 Revenue Sufficiency | 2025 | 1 | -34.3 | 6
3 Revenue Sufficiency | 2025 | 1 | -34.2 | 7
3 Revenue Sufficiency | 2025 | 1 | -34.1 | 8
3 Revenue Sufficiency | 2025 | 1 | -34 | 9
3 Revenue Sufficiency | 2025 | 1 | -33.9 | 7
3 Revenue Sufficiency | 2025 | 1 | -33.8 | 8
3 Revenue Sufficiency | 2025 | 1 | -33.7 | 9
3 Revenue Sufficiency | 2025 | 1 | -33.6 | 11
3 Revenue Sufficiency | 2025 | 1 | -33.5 | 7
3 Revenue Sufficiency | 2025 | 1 | -33.4 | 5
3 Revenue Sufficiency | 2025 | 1 | -33.3 | 9
3 Revenue Sufficiency | 2025 | 1 | -33.2 | 12
3 Revenue Sufficiency | 2025 | 1 | -33.1 | 8
3 Revenue Sufficiency | 2025 | 1 | -33 | 13
3 Revenue Sufficiency | 2025 | 1 | -32.9 | 13
3 Revenue Sufficiency | 2025 | 1 | -32.8 | 14
3 Revenue Sufficiency | 2025 | 1 | -32.7 | 11
3 Revenue Sufficiency | 2025 | 1 | -32.6 | 10
3 Revenue Sufficiency | 2025 | 1 | -32.5 | 9
3 Revenue Sufficiency | 2025 | 1 | -32.4 | 13
3 Revenue Sufficiency | 2025 | 1 | -32.3 | 11
3 Revenue Sufficiency | 2025 | 1 | -32.2 | 10
3 Revenue Sufficiency | 2025 | 1 | -32.1 | 15
3 Revenue Sufficiency | 2025 | 1 | -32 | 9
3 Revenue Sufficiency | 2025 | 1 | -31.9 | 12
3 Revenue Sufficiency | 2025 | 1 | -31.8 | 13
3 Revenue Sufficiency | 2025 | 1 | -31.7 | 14
3 Revenue Sufficiency | 2025 | 1 | -31.6 | 16
3 Revenue Sufficiency | 2025 | 1 | -31.5 | 11
3 Revenue Sufficiency | 2025 | 1 | -31.4 | 11
3 Revenue Sufficiency | 2025 | 1 | -31.3 | 16
3 Revenue Sufficiency | 2025 | 1 | -31.2 | 7
3 Revenue Sufficiency | 2025 | 1 | -31.1 | 12
3 Revenue Sufficiency | 2025 | 1 | -31 | 13
3 Revenue Sufficiency | 2025 | 1 | -30.9 | 15
3 Revenue Sufficiency | 2025 | 1 | -30.8 | 19
3 Revenue Sufficiency | 2025 | 1 | -30.7 | 13
3 Revenue Sufficiency | 2025 | 1 | -30.6 | 15
3 Revenue Sufficiency | 2025 | 1 | -30.5 | 8
3 Revenue Sufficiency | 2025 | 1 | -30.4 | 17
3 Revenue Sufficiency | 2025 | 1 | -30.3 | 21
3 Revenue Sufficiency | 2025 | 1 | -30.2 | 18
3 Revenue Sufficiency | 2025 | 1 | -30.1 | 13
3 Revenue Sufficiency | 2025 | 1 | -30 | 15
3 Revenue Sufficiency | 2025 | 1 | -29.9 | 22
3 Revenue Sufficiency | 2025 | 1 | -29.8 | 14
3 Revenue Sufficiency | 2025 | 1 | -29.7 | 14
3 Revenue Sufficiency | 2025 | 1 | -29.6 | 17
3 Revenue Sufficiency | 2025 | 1 | -29.5 | 12
3 Revenue Sufficiency | 2025 | 1 | -29.4 | 19
3 Revenue Sufficiency | 2025 | 1 | -29.3 | 16
3 Revenue Sufficiency | 2025 | 1 | -29.2 | 14
3 Revenue Sufficiency | 2025 | 1 | -29.1 | 21
3 Revenue Sufficiency | 2025 | 1 | -29 | 20
3 Revenue Sufficiency | 2025 | 1 | -28.9 | 17
3 Revenue Sufficiency | 2025 | 1 | -28.8 | 24
3 Revenue Sufficiency | 2025 | 1 | -28.7 | 16
3 Revenue Sufficiency | 2025 | 1 | -28.6 | 12
3 Revenue Sufficiency | 2025 | 1 | -28.5 | 15
3 Revenue Sufficiency | 2025 | 1 | -28.4 | 14
3 Revenue Sufficiency | 2025 | 1 | -28.3 | 25
3 Revenue Sufficiency | 2025 | 1 | -28.2 | 21
3 Revenue Sufficiency | 2025 | 1 | -28.1 | 19
3 Revenue Sufficiency | 2025 | 1 | -28 | 33
3 Revenue Sufficiency | 2025 | 1 | -27.9 | 22
3 Revenue Sufficiency | 2025 | 1 | -27.8 | 21
3 Revenue Sufficiency | 2025 | 1 | -27.7 | 19
3 Revenue Sufficiency | 2025 | 1 | -27.6 | 30
3 Revenue Sufficiency | 2025 | 1 | -27.5 | 26
3 Revenue Sufficiency | 2025 | 1 | -27.4 | 24
3 Revenue Sufficiency | 2025 | 1 | -27.3 | 15
3 Revenue Sufficiency | 2025 | 1 | -27.2 | 26
3 Revenue Sufficiency | 2025 | 1 | -27.1 | 24
3 Revenue Sufficiency | 2025 | 1 | -27 | 27
3 Revenue Sufficiency | 2025 | 1 | -26.9 | 35
3 Revenue Sufficiency | 2025 | 1 | -26.8 | 22
3 Revenue Sufficiency | 2025 | 1 | -26.7 | 30
3 Revenue Sufficiency | 2025 | 1 | -26.6 | 20
3 Revenue Sufficiency | 2025 | 1 | -26.5 | 34
3 Revenue Sufficiency | 2025 | 1 | -26.4 | 30
3 Revenue Sufficiency | 2025 | 1 | -26.3 | 27
3 Revenue Sufficiency | 2025 | 1 | -26.2 | 25
3 Revenue Sufficiency | 2025 | 1 | -26.1 | 37
3 Revenue Sufficiency | 2025 | 1 | -26 | 19
3 Revenue Sufficiency | 2025 | 1 | -25.9 | 15
3 Revenue Sufficiency | 2025 | 1 | -25.8 | 23
3 Revenue Sufficiency | 2025 | 1 | -25.7 | 28
3 Revenue Sufficiency | 2025 | 1 | -25.6 | 20
3 Revenue Sufficiency | 2025 | 1 | -25.5 | 30
3 Revenue Sufficiency | 2025 | 1 | -25.4 | 32
3 Revenue Sufficiency | 2025 | 1 | -25.3 | 27
3 Revenue Sufficiency | 2025 | 1 | -25.2 | 28
3 Revenue Sufficiency | 2025 | 1 | -25.1 | 42
3 Revenue Sufficiency | 2025 | 1 | -25 | 30
3 Revenue Sufficiency | 2025 | 1 | -24.9 | 29
3 Revenue Sufficiency | 2025 | 1 | -24.8 | 40
3 Revenue Sufficiency | 2025 | 1 | -24.7 | 45
3 Revenue Sufficiency | 2025 | 1 | -24.6 | 38
3 Revenue Sufficiency | 2025 | 1 | -24.5 | 34
3 Revenue Sufficiency | 2025 | 1 | -24.4 | 24
3 Revenue Sufficiency | 2025 | 1 | -24.3 | 42
3 Revenue Sufficiency | 2025 | 1 | -24.2 | 35
3 Revenue Sufficiency | 2025 | 1 | -24.1 | 36
3 Revenue Sufficiency | 2025 | 1 | -24 | 38
3 Revenue Sufficiency | 2025 | 1 | -23.9 | 40
3 Revenue Sufficiency | 2025 | 1 | -23.8 | 29
3 Revenue Sufficiency | 2025 | 1 | -23.7 | 28
3 Revenue Sufficiency | 2025 | 1 | -23.6 | 40
3 Revenue Sufficiency | 2025 | 1 | -23.5 | 48
3 Revenue Sufficiency | 2025 | 1 | -23.4 | 39
3 Revenue Sufficiency | 2025 | 1 | -23.3 | 45
3 Revenue Sufficiency | 2025 | 1 | -23.2 | 48
3 Revenue Sufficiency | 2025 | 1 | -23.1 | 33
3 Revenue Sufficiency | 2025 | 1 | -23 | 36
3 Revenue Sufficiency | 2025 | 1 | -22.9 | 37
3 Revenue Sufficiency | 2025 | 1 | -22.8 | 33
3 Revenue Sufficiency | 2025 | 1 | -22.7 | 34
3 Revenue Sufficiency | 2025 | 1 | -22.6 | 47
3 Revenue Sufficiency | 2025 | 1 | -22.5 | 31
3 Revenue Sufficiency | 2025 | 1 | -22.4 | 44
3 Revenue Sufficiency | 2025 | 1 | -22.3 | 48
3 Revenue Sufficiency | 2025 | 1 | -22.2 | 43
3 Revenue Sufficiency | 2025 | 1 | -22.1 | 40
3 Revenue Sufficiency | 2025 | 1 | -22 | 51
3 Revenue Sufficiency | 2025 | 1 | -21.9 | 47
3 Revenue Sufficiency | 2025 | 1 | -21.8 | 40
3 Revenue Sufficiency | 2025 | 1 | -21.7 | 46
3 Revenue Sufficiency | 2025 | 1 | -21.6 | 48
3 Revenue Sufficiency | 2025 | 1 | -21.5 | 27
3 Revenue Sufficiency | 2025 | 1 | -21.4 | 46
3 Revenue Sufficiency | 2025 | 1 | -21.3 | 38
3 Revenue Sufficiency | 2025 | 1 | -21.2 | 51
3 Revenue Sufficiency | 2025 | 1 | -21.1 | 52
3 Revenue Sufficiency | 2025 | 1 | -21 | 48
3 Revenue Sufficiency | 2025 | 1 | -20.9 | 56
3 Revenue Sufficiency | 2025 | 1 | -20.8 | 51
3 Revenue Sufficiency | 2025 | 1 | -20.7 | 41
3 Revenue Sufficiency | 2025 | 1 | -20.6 | 55
3 Revenue Sufficiency | 2025 | 1 | -20.5 | 47
3 Revenue Sufficiency | 2025 | 1 | -20.4 | 39
3 Revenue Sufficiency | 2025 | 1 | -20.3 | 58
3 Revenue Sufficiency | 2025 | 1 | -20.2 | 57
3 Revenue Sufficiency | 2025 | 1 | -20.1 | 46
3 Revenue Sufficiency | 2025 | 1 | -20 | 54
3 Revenue Sufficiency | 2025 | 1 | -19.9 | 61
3 Revenue Sufficiency | 2025 | 1 | -19.8 | 53
3 Revenue Sufficiency | 2025 | 1 | -19.7 | 50
3 Revenue Sufficiency | 2025 | 1 | -19.6 | 62
3 Revenue Sufficiency | 2025 | 1 | -19.5 | 58
3 Revenue Sufficiency | 2025 | 1 | -19.4 | 73
3 Revenue Sufficiency | 2025 | 1 | -19.3 | 62
3 Revenue Sufficiency | 2025 | 1 | -19.2 | 56
3 Revenue Sufficiency | 2025 | 1 | -19.1 | 69
3 Revenue Sufficiency | 2025 | 1 | -19 | 80
3 Revenue Sufficiency | 2025 | 1 | -18.9 | 60
3 Revenue Sufficiency | 2025 | 1 | -18.8 | 64
3 Revenue Sufficiency | 2025 | 1 | -18.7 | 52
3 Revenue Sufficiency | 2025 | 1 | -18.6 | 60
3 Revenue Sufficiency | 2025 | 1 | -18.5 | 79
3 Revenue Sufficiency | 2025 | 1 | -18.4 | 69
3 Revenue Sufficiency | 2025 | 1 | -18.3 | 62
3 Revenue Sufficiency | 2025 | 1 | -18.2 | 67
3 Revenue Sufficiency | 2025 | 1 | -18.1 | 64
3 Revenue Sufficiency | 2025 | 1 | -18 | 69
3 Revenue Sufficiency | 2025 | 1 | -17.9 | 76
3 Revenue Sufficiency | 2025 | 1 | -17.8 | 71
3 Revenue Sufficiency | 2025 | 1 | -17.7 | 60
3 Revenue Sufficiency | 2025 | 1 | -17.6 | 74
3 Revenue Sufficiency | 2025 | 1 | -17.5 | 71
3 Revenue Sufficiency | 2025 | 1 | -17.4 | 72
3 Revenue Sufficiency | 2025 | 1 | -17.3 | 70
3 Revenue Sufficiency | 2025 | 1 | -17.2 | 77
3 Revenue Sufficiency | 2025 | 1 | -17.1 | 71
3 Revenue Sufficiency | 2025 | 1 | -17 | 68
3 Revenue Sufficiency | 2025 | 1 | -16.9 | 71
3 Revenue Sufficiency | 2025 | 1 | -16.8 | 55
3 Revenue Sufficiency | 2025 | 1 | -16.7 | 67
3 Revenue Sufficiency | 2025 | 1 | -16.6 | 97
3 Revenue Sufficiency | 2025 | 1 | -16.5 | 84
3 Revenue Sufficiency | 2025 | 1 | -16.4 | 76
3 Revenue Sufficiency | 2025 | 1 | -16.3 | 84
3 Revenue Sufficiency | 2025 | 1 | -16.2 | 87
3 Revenue Sufficiency | 2025 | 1 | -16.1 | 77
3 Revenue Sufficiency | 2025 | 1 | -16 | 96
3 Revenue Sufficiency | 2025 | 1 | -15.9 | 87
3 Revenue Sufficiency | 2025 | 1 | -15.8 | 74
3 Revenue Sufficiency | 2025 | 1 | -15.7 | 90
3 Revenue Sufficiency | 2025 | 1 | -15.6 | 89
3 Revenue Sufficiency | 2025 | 1 | -15.5 | 104
3 Revenue Sufficiency | 2025 | 1 | -15.4 | 82
3 Revenue Sufficiency | 2025 | 1 | -15.3 | 97
3 Revenue Sufficiency | 2025 | 1 | -15.2 | 105
3 Revenue Sufficiency | 2025 | 1 | -15.1 | 88
3 Revenue Sufficiency | 2025 | 1 | -15 | 100
3 Revenue Sufficiency | 2025 | 1 | -14.9 | 90
3 Revenue Sufficiency | 2025 | 1 | -14.8 | 93
3 Revenue Sufficiency | 2025 | 1 | -14.7 | 103
3 Revenue Sufficiency | 2025 | 1 | -14.6 | 88
3 Revenue Sufficiency | 2025 | 1 | -14.5 | 105
3 Revenue Sufficiency | 2025 | 1 | -14.4 | 98
3 Revenue Sufficiency | 2025 | 1 | -14.3 | 104
3 Revenue Sufficiency | 2025 | 1 | -14.2 | 116
3 Revenue Sufficiency | 2025 | 1 | -14.1 | 99
3 Revenue Sufficiency | 2025 | 1 | -14 | 101
3 Revenue Sufficiency | 2025 | 1 | -13.9 | 106
3 Revenue Sufficiency | 2025 | 1 | -13.8 | 112
3 Revenue Sufficiency | 2025 | 1 | -13.7 | 113
3 Revenue Sufficiency | 2025 | 1 | -13.6 | 113
3 Revenue Sufficiency | 2025 | 1 | -13.5 | 98
3 Revenue Sufficiency | 2025 | 1 | -13.4 | 108
3 Revenue Sufficiency | 2025 | 1 | -13.3 | 122
3 Revenue Sufficiency | 2025 | 1 | -13.2 | 116
3 Revenue Sufficiency | 2025 | 1 | -13.1 | 113
3 Revenue Sufficiency | 2025 | 1 | -13 | 126
3 Revenue Sufficiency | 2025 | 1 | -12.9 | 110
3 Revenue Sufficiency | 2025 | 1 | -12.8 | 110
3 Revenue Sufficiency | 2025 | 1 | -12.7 | 130
3 Revenue Sufficiency | 2025 | 1 | -12.6 | 143
3 Revenue Sufficiency | 2025 | 1 | -12.5 | 135
3 Revenue Sufficiency | 2025 | 1 | -12.4 | 129
3 Revenue Sufficiency | 2025 | 1 | -12.3 | 135
3 Revenue Sufficiency | 2025 | 1 | -12.2 | 126
3 Revenue Sufficiency | 2025 | 1 | -12.1 | 130
3 Revenue Sufficiency | 2025 | 1 | -12 | 135
3 Revenue Sufficiency | 2025 | 1 | -11.9 | 124
3 Revenue Sufficiency | 2025 | 1 | -11.8 | 155
3 Revenue Sufficiency | 2025 | 1 | -11.7 | 128
3 Revenue Sufficiency | 2025 | 1 | -11.6 | 125
3 Revenue Sufficiency | 2025 | 1 | -11.5 | 123
3 Revenue Sufficiency | 2025 | 1 | -11.4 | 151
3 Revenue Sufficiency | 2025 | 1 | -11.3 | 136
3 Revenue Sufficiency | 2025 | 1 | -11.2 | 135
3 Revenue Sufficiency | 2025 | 1 | -11.1 | 151
3 Revenue Sufficiency | 2025 | 1 | -11 | 144
3 Revenue Sufficiency | 2025 | 1 | -10.9 | 140
3 Revenue Sufficiency | 2025 | 1 | -10.8 | 155
3 Revenue Sufficiency | 2025 | 1 | -10.7 | 148
3 Revenue Sufficiency | 2025 | 1 | -10.6 | 156
3 Revenue Sufficiency | 2025 | 1 | -10.5 | 167
3 Revenue Sufficiency | 2025 | 1 | -10.4 | 130
3 Revenue Sufficiency | 2025 | 1 | -10.3 | 163
3 Revenue Sufficiency | 2025 | 1 | -10.2 | 147
3 Revenue Sufficiency | 2025 | 1 | -10.1 | 160
3 Revenue Sufficiency | 2025 | 1 | -10 | 154
3 Revenue Sufficiency | 2025 | 1 | -9.9 | 157
3 Revenue Sufficiency | 2025 | 1 | -9.8 | 179
3 Revenue Sufficiency | 2025 | 1 | -9.7 | 182
3 Revenue Sufficiency | 2025 | 1 | -9.6 | 146
3 Revenue Sufficiency | 2025 | 1 | -9.5 | 159
3 Revenue Sufficiency | 2025 | 1 | -9.4 | 171
3 Revenue Sufficiency | 2025 | 1 | -9.3 | 181
3 Revenue Sufficiency | 2025 | 1 | -9.2 | 176
3 Revenue Sufficiency | 2025 | 1 | -9.1 | 167
3 Revenue Sufficiency | 2025 | 1 | -9 | 171
3 Revenue Sufficiency | 2025 | 1 | -8.9 | 176
3 Revenue Sufficiency | 2025 | 1 | -8.8 | 148
3 Revenue Sufficiency | 2025 | 1 | -8.7 | 200
3 Revenue Sufficiency | 2025 | 1 | -8.6 | 195
3 Revenue Sufficiency | 2025 | 1 | -8.5 | 190
3 Revenue Sufficiency | 2025 | 1 | -8.4 | 176
3 Revenue Sufficiency | 2025 | 1 | -8.3 | 191
3 Revenue Sufficiency | 2025 | 1 | -8.2 | 192
3 Revenue Sufficiency | 2025 | 1 | -8.1 | 192
3 Revenue Sufficiency | 2025 | 1 | -8 | 197
3 Revenue Sufficiency | 2025 | 1 | -7.9 | 193
3 Revenue Sufficiency | 2025 | 1 | -7.8 | 207
3 Revenue Sufficiency | 2025 | 1 | -7.7 | 200
3 Revenue Sufficiency | 2025 | 1 | -7.6 | 200
3 Revenue Sufficiency | 2025 | 1 | -7.5 | 169
3 Revenue Sufficiency | 2025 | 1 | -7.4 | 219
3 Revenue Sufficiency | 2025 | 1 | -7.3 | 220
3 Revenue Sufficiency | 2025 | 1 | -7.2 | 203
3 Revenue Sufficiency | 2025 | 1 | -7.1 | 227
3 Revenue Sufficiency | 2025 | 1 | -7 | 226
3 Revenue Sufficiency | 2025 | 1 | -6.9 | 247
3 Revenue Sufficiency | 2025 | 1 | -6.8 | 238
3 Revenue Sufficiency | 2025 | 1 | -6.7 | 205
3 Revenue Sufficiency | 2025 | 1 | -6.6 | 217
3 Revenue Sufficiency | 2025 | 1 | -6.5 | 216
3 Revenue Sufficiency | 2025 | 1 | -6.4 | 238
3 Revenue Sufficiency | 2025 | 1 | -6.3 | 223
3 Revenue Sufficiency | 2025 | 1 | -6.2 | 234
3 Revenue Sufficiency | 2025 | 1 | -6.1 | 234
3 Revenue Sufficiency | 2025 | 1 | -6 | 240
3 Revenue Sufficiency | 2025 | 1 | -5.9 | 251
3 Revenue Sufficiency | 2025 | 1 | -5.8 | 270
3 Revenue Sufficiency | 2025 | 1 | -5.7 | 265
3 Revenue Sufficiency | 2025 | 1 | -5.6 | 228
3 Revenue Sufficiency | 2025 | 1 | -5.5 | 260
3 Revenue Sufficiency | 2025 | 1 | -5.4 | 234
3 Revenue Sufficiency | 2025 | 1 | -5.3 | 261
3 Revenue Sufficiency | 2025 | 1 | -5.2 | 285
3 Revenue Sufficiency | 2025 | 1 | -5.1 | 254
3 Revenue Sufficiency | 2025 | 1 | -5 | 235
3 Revenue Sufficiency | 2025 | 1 | -4.9 | 267
3 Revenue Sufficiency | 2025 | 1 | -4.8 | 247
3 Revenue Sufficiency | 2025 | 1 | -4.7 | 244
3 Revenue Sufficiency | 2025 | 1 | -4.6 | 258
3 Revenue Sufficiency | 2025 | 1 | -4.5 | 295
3 Revenue Sufficiency | 2025 | 1 | -4.4 | 260
3 Revenue Sufficiency | 2025 | 1 | -4.3 | 297
3 Revenue Sufficiency | 2025 | 1 | -4.2 | 279
3 Revenue Sufficiency | 2025 | 1 | -4.1 | 264
3 Revenue Sufficiency | 2025 | 1 | -4 | 253
3 Revenue Sufficiency | 2025 | 1 | -3.9 | 285
3 Revenue Sufficiency | 2025 | 1 | -3.8 | 279
3 Revenue Sufficiency | 2025 | 1 | -3.7 | 264
3 Revenue Sufficiency | 2025 | 1 | -3.6 | 292
3 Revenue Sufficiency | 2025 | 1 | -3.5 | 283
3 Revenue Sufficiency | 2025 | 1 | -3.4 | 303
3 Revenue Sufficiency | 2025 | 1 | -3.3 | 281
3 Revenue Sufficiency | 2025 | 1 | -3.2 | 269
3 Revenue Sufficiency | 2025 | 1 | -3.1 | 292
3 Revenue Sufficiency | 2025 | 1 | -3 | 315
3 Revenue Sufficiency | 2025 | 1 | -2.9 | 300
3 Revenue Sufficiency | 2025 | 1 | -2.8 | 296
3 Revenue Sufficiency | 2025 | 1 | -2.7 | 282
3 Revenue Sufficiency | 2025 | 1 | -2.6 | 349
3 Revenue Sufficiency | 2025 | 1 | -2.5 | 326
3 Revenue Sufficiency | 2025 | 1 | -2.4 | 294
3 Revenue Sufficiency | 2025 | 1 | -2.3 | 351
3 Revenue Sufficiency | 2025 | 1 | -2.2 | 323
3 Revenue Sufficiency | 2025 | 1 | -2.1 | 353
3 Revenue Sufficiency | 2025 | 1 | -2 | 332
3 Revenue Sufficiency | 2025 | 1 | -1.9 | 319
3 Revenue Sufficiency | 2025 | 1 | -1.8 | 346
3 Revenue Sufficiency | 2025 | 1 | -1.7 | 337
3 Revenue Sufficiency | 2025 | 1 | -1.6 | 359
3 Revenue Sufficiency | 2025 | 1 | -1.5 | 336
3 Revenue Sufficiency | 2025 | 1 | -1.4 | 352
3 Revenue Sufficiency | 2025 | 1 | -1.3 | 348
3 Revenue Sufficiency | 2025 | 1 | -1.2 | 370
3 Revenue Sufficiency | 2025 | 1 | -1.1 | 353
3 Revenue Sufficiency | 2025 | 1 | -1 | 361
3 Revenue Sufficiency | 2025 | 1 | -0.9 | 374
3 Revenue Sufficiency | 2025 | 1 | -0.8 | 340
3 Revenue Sufficiency | 2025 | 1 | -0.7 | 378
3 Revenue Sufficiency | 2025 | 1 | -0.6 | 357
3 Revenue Sufficiency | 2025 | 1 | -0.5 | 371
3 Revenue Sufficiency | 2025 | 1 | -0.4 | 397
3 Revenue Sufficiency | 2025 | 1 | -0.3 | 319
3 Revenue Sufficiency | 2025 | 1 | -0.2 | 381
3 Revenue Sufficiency | 2025 | 1 | -0.1 | 352
3 Revenue Sufficiency | 2025 | 1 | 0 | 10283
3 Revenue Sufficiency | 2025 | 1 | 0.1 | 368
3 Revenue Sufficiency | 2025 | 1 | 0.2 | 356
3 Revenue Sufficiency | 2025 | 1 | 0.3 | 352
3 Revenue Sufficiency | 2025 | 1 | 0.4 | 346
3 Revenue Sufficiency | 2025 | 1 | 0.5 | 335
3 Revenue Sufficiency | 2025 | 1 | 0.6 | 319
3 Revenue Sufficiency | 2025 | 1 | 0.7 | 301
3 Revenue Sufficiency | 2025 | 1 | 0.8 | 367
3 Revenue Sufficiency | 2025 | 1 | 0.9 | 349
3 Revenue Sufficiency | 2025 | 1 | 1 | 342
3 Revenue Sufficiency | 2025 | 1 | 1.1 | 329
3 Revenue Sufficiency | 2025 | 1 | 1.2 | 336
3 Revenue Sufficiency | 2025 | 1 | 1.3 | 323
3 Revenue Sufficiency | 2025 | 1 | 1.4 | 309
3 Revenue Sufficiency | 2025 | 1 | 1.5 | 339
3 Revenue Sufficiency | 2025 | 1 | 1.6 | 342
3 Revenue Sufficiency | 2025 | 1 | 1.7 | 322
3 Revenue Sufficiency | 2025 | 1 | 1.8 | 332
3 Revenue Sufficiency | 2025 | 1 | 1.9 | 340
3 Revenue Sufficiency | 2025 | 1 | 2 | 293
3 Revenue Sufficiency | 2025 | 1 | 2.1 | 315
3 Revenue Sufficiency | 2025 | 1 | 2.2 | 297
3 Revenue Sufficiency | 2025 | 1 | 2.3 | 301
3 Revenue Sufficiency | 2025 | 1 | 2.4 | 333
3 Revenue Sufficiency | 2025 | 1 | 2.5 | 311
3 Revenue Sufficiency | 2025 | 1 | 2.6 | 289
3 Revenue Sufficiency | 2025 | 1 | 2.7 | 305
3 Revenue Sufficiency | 2025 | 1 | 2.8 | 314
3 Revenue Sufficiency | 2025 | 1 | 2.9 | 286
3 Revenue Sufficiency | 2025 | 1 | 3 | 308
3 Revenue Sufficiency | 2025 | 1 | 3.1 | 296
3 Revenue Sufficiency | 2025 | 1 | 3.2 | 288
3 Revenue Sufficiency | 2025 | 1 | 3.3 | 246
3 Revenue Sufficiency | 2025 | 1 | 3.4 | 289
3 Revenue Sufficiency | 2025 | 1 | 3.5 | 286
3 Revenue Sufficiency | 2025 | 1 | 3.6 | 304
3 Revenue Sufficiency | 2025 | 1 | 3.7 | 249
3 Revenue Sufficiency | 2025 | 1 | 3.8 | 255
3 Revenue Sufficiency | 2025 | 1 | 3.9 | 258
3 Revenue Sufficiency | 2025 | 1 | 4 | 292
3 Revenue Sufficiency | 2025 | 1 | 4.1 | 268
3 Revenue Sufficiency | 2025 | 1 | 4.2 | 280
3 Revenue Sufficiency | 2025 | 1 | 4.3 | 250
3 Revenue Sufficiency | 2025 | 1 | 4.4 | 244
3 Revenue Sufficiency | 2025 | 1 | 4.5 | 238
3 Revenue Sufficiency | 2025 | 1 | 4.6 | 244
3 Revenue Sufficiency | 2025 | 1 | 4.7 | 289
3 Revenue Sufficiency | 2025 | 1 | 4.8 | 234
3 Revenue Sufficiency | 2025 | 1 | 4.9 | 252
3 Revenue Sufficiency | 2025 | 1 | 5 | 219
3 Revenue Sufficiency | 2025 | 1 | 5.1 | 224
3 Revenue Sufficiency | 2025 | 1 | 5.2 | 235
3 Revenue Sufficiency | 2025 | 1 | 5.3 | 246
3 Revenue Sufficiency | 2025 | 1 | 5.4 | 264
3 Revenue Sufficiency | 2025 | 1 | 5.5 | 225
3 Revenue Sufficiency | 2025 | 1 | 5.6 | 254
3 Revenue Sufficiency | 2025 | 1 | 5.7 | 231
3 Revenue Sufficiency | 2025 | 1 | 5.8 | 217
3 Revenue Sufficiency | 2025 | 1 | 5.9 | 207
3 Revenue Sufficiency | 2025 | 1 | 6 | 202
3 Revenue Sufficiency | 2025 | 1 | 6.1 | 226
3 Revenue Sufficiency | 2025 | 1 | 6.2 | 217
3 Revenue Sufficiency | 2025 | 1 | 6.3 | 227
3 Revenue Sufficiency | 2025 | 1 | 6.4 | 226
3 Revenue Sufficiency | 2025 | 1 | 6.5 | 199
3 Revenue Sufficiency | 2025 | 1 | 6.6 | 238
3 Revenue Sufficiency | 2025 | 1 | 6.7 | 213
3 Revenue Sufficiency | 2025 | 1 | 6.8 | 210
3 Revenue Sufficiency | 2025 | 1 | 6.9 | 201
3 Revenue Sufficiency | 2025 | 1 | 7 | 202
3 Revenue Sufficiency | 2025 | 1 | 7.1 | 222
3 Revenue Sufficiency | 2025 | 1 | 7.2 | 222
3 Revenue Sufficiency | 2025 | 1 | 7.3 | 200
3 Revenue Sufficiency | 2025 | 1 | 7.4 | 221
3 Revenue Sufficiency | 2025 | 1 | 7.5 | 157
3 Revenue Sufficiency | 2025 | 1 | 7.6 | 198
3 Revenue Sufficiency | 2025 | 1 | 7.7 | 211
3 Revenue Sufficiency | 2025 | 1 | 7.8 | 220
3 Revenue Sufficiency | 2025 | 1 | 7.9 | 196
3 Revenue Sufficiency | 2025 | 1 | 8 | 194
3 Revenue Sufficiency | 2025 | 1 | 8.1 | 192
3 Revenue Sufficiency | 2025 | 1 | 8.2 | 195
3 Revenue Sufficiency | 2025 | 1 | 8.3 | 183
3 Revenue Sufficiency | 2025 | 1 | 8.4 | 198
3 Revenue Sufficiency | 2025 | 1 | 8.5 | 177
3 Revenue Sufficiency | 2025 | 1 | 8.6 | 208
3 Revenue Sufficiency | 2025 | 1 | 8.7 | 183
3 Revenue Sufficiency | 2025 | 1 | 8.8 | 190
3 Revenue Sufficiency | 2025 | 1 | 8.9 | 164
3 Revenue Sufficiency | 2025 | 1 | 9 | 206
3 Revenue Sufficiency | 2025 | 1 | 9.1 | 170
3 Revenue Sufficiency | 2025 | 1 | 9.2 | 175
3 Revenue Sufficiency | 2025 | 1 | 9.3 | 168
3 Revenue Sufficiency | 2025 | 1 | 9.4 | 185
3 Revenue Sufficiency | 2025 | 1 | 9.5 | 164
3 Revenue Sufficiency | 2025 | 1 | 9.6 | 171
3 Revenue Sufficiency | 2025 | 1 | 9.7 | 164
3 Revenue Sufficiency | 2025 | 1 | 9.8 | 158
3 Revenue Sufficiency | 2025 | 1 | 9.9 | 168
3 Revenue Sufficiency | 2025 | 1 | 10 | 158
3 Revenue Sufficiency | 2025 | 1 | 10.1 | 139
3 Revenue Sufficiency | 2025 | 1 | 10.2 | 151
3 Revenue Sufficiency | 2025 | 1 | 10.3 | 140
3 Revenue Sufficiency | 2025 | 1 | 10.4 | 149
3 Revenue Sufficiency | 2025 | 1 | 10.5 | 158
3 Revenue Sufficiency | 2025 | 1 | 10.6 | 118
3 Revenue Sufficiency | 2025 | 1 | 10.7 | 141
3 Revenue Sufficiency | 2025 | 1 | 10.8 | 121
3 Revenue Sufficiency | 2025 | 1 | 10.9 | 138
3 Revenue Sufficiency | 2025 | 1 | 11 | 135
3 Revenue Sufficiency | 2025 | 1 | 11.1 | 129
3 Revenue Sufficiency | 2025 | 1 | 11.2 | 156
3 Revenue Sufficiency | 2025 | 1 | 11.3 | 142
3 Revenue Sufficiency | 2025 | 1 | 11.4 | 134
3 Revenue Sufficiency | 2025 | 1 | 11.5 | 153
3 Revenue Sufficiency | 2025 | 1 | 11.6 | 125
3 Revenue Sufficiency | 2025 | 1 | 11.7 | 118
3 Revenue Sufficiency | 2025 | 1 | 11.8 | 117
3 Revenue Sufficiency | 2025 | 1 | 11.9 | 127
3 Revenue Sufficiency | 2025 | 1 | 12 | 125
3 Revenue Sufficiency | 2025 | 1 | 12.1 | 128
3 Revenue Sufficiency | 2025 | 1 | 12.2 | 127
3 Revenue Sufficiency | 2025 | 1 | 12.3 | 129
3 Revenue Sufficiency | 2025 | 1 | 12.4 | 112
3 Revenue Sufficiency | 2025 | 1 | 12.5 | 129
3 Revenue Sufficiency | 2025 | 1 | 12.6 | 95
3 Revenue Sufficiency | 2025 | 1 | 12.7 | 113
3 Revenue Sufficiency | 2025 | 1 | 12.8 | 125
3 Revenue Sufficiency | 2025 | 1 | 12.9 | 115
3 Revenue Sufficiency | 2025 | 1 | 13 | 103
3 Revenue Sufficiency | 2025 | 1 | 13.1 | 129
3 Revenue Sufficiency | 2025 | 1 | 13.2 | 100
3 Revenue Sufficiency | 2025 | 1 | 13.3 | 128
3 Revenue Sufficiency | 2025 | 1 | 13.4 | 115
3 Revenue Sufficiency | 2025 | 1 | 13.5 | 84
3 Revenue Sufficiency | 2025 | 1 | 13.6 | 106
3 Revenue Sufficiency | 2025 | 1 | 13.7 | 104
3 Revenue Sufficiency | 2025 | 1 | 13.8 | 110
3 Revenue Sufficiency | 2025 | 1 | 13.9 | 107
3 Revenue Sufficiency | 2025 | 1 | 14 | 101
3 Revenue Sufficiency | 2025 | 1 | 14.1 | 83
3 Revenue Sufficiency | 2025 | 1 | 14.2 | 94
3 Revenue Sufficiency | 2025 | 1 | 14.3 | 77
3 Revenue Sufficiency | 2025 | 1 | 14.4 | 84
3 Revenue Sufficiency | 2025 | 1 | 14.5 | 109
3 Revenue Sufficiency | 2025 | 1 | 14.6 | 84
3 Revenue Sufficiency | 2025 | 1 | 14.7 | 98
3 Revenue Sufficiency | 2025 | 1 | 14.8 | 91
3 Revenue Sufficiency | 2025 | 1 | 14.9 | 92
3 Revenue Sufficiency | 2025 | 1 | 15 | 84
3 Revenue Sufficiency | 2025 | 1 | 15.1 | 93
3 Revenue Sufficiency | 2025 | 1 | 15.2 | 77
3 Revenue Sufficiency | 2025 | 1 | 15.3 | 98
3 Revenue Sufficiency | 2025 | 1 | 15.4 | 79
3 Revenue Sufficiency | 2025 | 1 | 15.5 | 93
3 Revenue Sufficiency | 2025 | 1 | 15.6 | 78
3 Revenue Sufficiency | 2025 | 1 | 15.7 | 96
3 Revenue Sufficiency | 2025 | 1 | 15.8 | 86
3 Revenue Sufficiency | 2025 | 1 | 15.9 | 84
3 Revenue Sufficiency | 2025 | 1 | 16 | 77
3 Revenue Sufficiency | 2025 | 1 | 16.1 | 81
3 Revenue Sufficiency | 2025 | 1 | 16.2 | 99
3 Revenue Sufficiency | 2025 | 1 | 16.3 | 71
3 Revenue Sufficiency | 2025 | 1 | 16.4 | 69
3 Revenue Sufficiency | 2025 | 1 | 16.5 | 74
3 Revenue Sufficiency | 2025 | 1 | 16.6 | 64
3 Revenue Sufficiency | 2025 | 1 | 16.7 | 80
3 Revenue Sufficiency | 2025 | 1 | 16.8 | 73
3 Revenue Sufficiency | 2025 | 1 | 16.9 | 70
3 Revenue Sufficiency | 2025 | 1 | 17 | 74
3 Revenue Sufficiency | 2025 | 1 | 17.1 | 71
3 Revenue Sufficiency | 2025 | 1 | 17.2 | 81
3 Revenue Sufficiency | 2025 | 1 | 17.3 | 65
3 Revenue Sufficiency | 2025 | 1 | 17.4 | 71
3 Revenue Sufficiency | 2025 | 1 | 17.5 | 75
3 Revenue Sufficiency | 2025 | 1 | 17.6 | 58
3 Revenue Sufficiency | 2025 | 1 | 17.7 | 69
3 Revenue Sufficiency | 2025 | 1 | 17.8 | 60
3 Revenue Sufficiency | 2025 | 1 | 17.9 | 74
3 Revenue Sufficiency | 2025 | 1 | 18 | 56
3 Revenue Sufficiency | 2025 | 1 | 18.1 | 77
3 Revenue Sufficiency | 2025 | 1 | 18.2 | 65
3 Revenue Sufficiency | 2025 | 1 | 18.3 | 62
3 Revenue Sufficiency | 2025 | 1 | 18.4 | 61
3 Revenue Sufficiency | 2025 | 1 | 18.5 | 60
3 Revenue Sufficiency | 2025 | 1 | 18.6 | 62
3 Revenue Sufficiency | 2025 | 1 | 18.7 | 70
3 Revenue Sufficiency | 2025 | 1 | 18.8 | 66
3 Revenue Sufficiency | 2025 | 1 | 18.9 | 57
3 Revenue Sufficiency | 2025 | 1 | 19 | 50
3 Revenue Sufficiency | 2025 | 1 | 19.1 | 65
3 Revenue Sufficiency | 2025 | 1 | 19.2 | 62
3 Revenue Sufficiency | 2025 | 1 | 19.3 | 69
3 Revenue Sufficiency | 2025 | 1 | 19.4 | 51
3 Revenue Sufficiency | 2025 | 1 | 19.5 | 67
3 Revenue Sufficiency | 2025 | 1 | 19.6 | 54
3 Revenue Sufficiency | 2025 | 1 | 19.7 | 55
3 Revenue Sufficiency | 2025 | 1 | 19.8 | 72
3 Revenue Sufficiency | 2025 | 1 | 19.9 | 50
3 Revenue Sufficiency | 2025 | 1 | 20 | 56
3 Revenue Sufficiency | 2025 | 1 | 20.1 | 51
3 Revenue Sufficiency | 2025 | 1 | 20.2 | 51
3 Revenue Sufficiency | 2025 | 1 | 20.3 | 54
3 Revenue Sufficiency | 2025 | 1 | 20.4 | 60
3 Revenue Sufficiency | 2025 | 1 | 20.5 | 57
3 Revenue Sufficiency | 2025 | 1 | 20.6 | 51
3 Revenue Sufficiency | 2025 | 1 | 20.7 | 52
3 Revenue Sufficiency | 2025 | 1 | 20.8 | 42
3 Revenue Sufficiency | 2025 | 1 | 20.9 | 49
3 Revenue Sufficiency | 2025 | 1 | 21 | 51
3 Revenue Sufficiency | 2025 | 1 | 21.1 | 45
3 Revenue Sufficiency | 2025 | 1 | 21.2 | 46
3 Revenue Sufficiency | 2025 | 1 | 21.3 | 50
3 Revenue Sufficiency | 2025 | 1 | 21.4 | 51
3 Revenue Sufficiency | 2025 | 1 | 21.5 | 53
3 Revenue Sufficiency | 2025 | 1 | 21.6 | 39
3 Revenue Sufficiency | 2025 | 1 | 21.7 | 37
3 Revenue Sufficiency | 2025 | 1 | 21.8 | 42
3 Revenue Sufficiency | 2025 | 1 | 21.9 | 48
3 Revenue Sufficiency | 2025 | 1 | 22 | 40
3 Revenue Sufficiency | 2025 | 1 | 22.1 | 46
3 Revenue Sufficiency | 2025 | 1 | 22.2 | 45
3 Revenue Sufficiency | 2025 | 1 | 22.3 | 43
3 Revenue Sufficiency | 2025 | 1 | 22.4 | 45
3 Revenue Sufficiency | 2025 | 1 | 22.5 | 42
3 Revenue Sufficiency | 2025 | 1 | 22.6 | 49
3 Revenue Sufficiency | 2025 | 1 | 22.7 | 29
3 Revenue Sufficiency | 2025 | 1 | 22.8 | 30
3 Revenue Sufficiency | 2025 | 1 | 22.9 | 41
3 Revenue Sufficiency | 2025 | 1 | 23 | 37
3 Revenue Sufficiency | 2025 | 1 | 23.1 | 37
3 Revenue Sufficiency | 2025 | 1 | 23.2 | 39
3 Revenue Sufficiency | 2025 | 1 | 23.3 | 36
3 Revenue Sufficiency | 2025 | 1 | 23.4 | 41
3 Revenue Sufficiency | 2025 | 1 | 23.5 | 35
3 Revenue Sufficiency | 2025 | 1 | 23.6 | 37
3 Revenue Sufficiency | 2025 | 1 | 23.7 | 27
3 Revenue Sufficiency | 2025 | 1 | 23.8 | 41
3 Revenue Sufficiency | 2025 | 1 | 23.9 | 32
3 Revenue Sufficiency | 2025 | 1 | 24 | 28
3 Revenue Sufficiency | 2025 | 1 | 24.1 | 41
3 Revenue Sufficiency | 2025 | 1 | 24.2 | 37
3 Revenue Sufficiency | 2025 | 1 | 24.3 | 34
3 Revenue Sufficiency | 2025 | 1 | 24.4 | 36
3 Revenue Sufficiency | 2025 | 1 | 24.5 | 32
3 Revenue Sufficiency | 2025 | 1 | 24.6 | 32
3 Revenue Sufficiency | 2025 | 1 | 24.7 | 19
3 Revenue Sufficiency | 2025 | 1 | 24.8 | 34
3 Revenue Sufficiency | 2025 | 1 | 24.9 | 31
3 Revenue Sufficiency | 2025 | 1 | 25 | 21
3 Revenue Sufficiency | 2025 | 1 | 25.1 | 47
3 Revenue Sufficiency | 2025 | 1 | 25.2 | 20
3 Revenue Sufficiency | 2025 | 1 | 25.3 | 36
3 Revenue Sufficiency | 2025 | 1 | 25.4 | 33
3 Revenue Sufficiency | 2025 | 1 | 25.5 | 29
3 Revenue Sufficiency | 2025 | 1 | 25.6 | 29
3 Revenue Sufficiency | 2025 | 1 | 25.7 | 28
3 Revenue Sufficiency | 2025 | 1 | 25.8 | 35
3 Revenue Sufficiency | 2025 | 1 | 25.9 | 32
3 Revenue Sufficiency | 2025 | 1 | 26 | 30
3 Revenue Sufficiency | 2025 | 1 | 26.1 | 23
3 Revenue Sufficiency | 2025 | 1 | 26.2 | 23
3 Revenue Sufficiency | 2025 | 1 | 26.3 | 29
3 Revenue Sufficiency | 2025 | 1 | 26.4 | 14
3 Revenue Sufficiency | 2025 | 1 | 26.5 | 19
3 Revenue Sufficiency | 2025 | 1 | 26.6 | 24
3 Revenue Sufficiency | 2025 | 1 | 26.7 | 28
3 Revenue Sufficiency | 2025 | 1 | 26.8 | 22
3 Revenue Sufficiency | 2025 | 1 | 26.9 | 24
3 Revenue Sufficiency | 2025 | 1 | 27 | 18
3 Revenue Sufficiency | 2025 | 1 | 27.1 | 22
3 Revenue Sufficiency | 2025 | 1 | 27.2 | 40
3 Revenue Sufficiency | 2025 | 1 | 27.3 | 18
3 Revenue Sufficiency | 2025 | 1 | 27.4 | 32
3 Revenue Sufficiency | 2025 | 1 | 27.5 | 25
3 Revenue Sufficiency | 2025 | 1 | 27.6 | 15
3 Revenue Sufficiency | 2025 | 1 | 27.7 | 26
3 Revenue Sufficiency | 2025 | 1 | 27.8 | 17
3 Revenue Sufficiency | 2025 | 1 | 27.9 | 27
3 Revenue Sufficiency | 2025 | 1 | 28 | 26
3 Revenue Sufficiency | 2025 | 1 | 28.1 | 20
3 Revenue Sufficiency | 2025 | 1 | 28.2 | 20
3 Revenue Sufficiency | 2025 | 1 | 28.3 | 19
3 Revenue Sufficiency | 2025 | 1 | 28.4 | 21
3 Revenue Sufficiency | 2025 | 1 | 28.5 | 21
3 Revenue Sufficiency | 2025 | 1 | 28.6 | 18
3 Revenue Sufficiency | 2025 | 1 | 28.7 | 21
3 Revenue Sufficiency | 2025 | 1 | 28.8 | 15
3 Revenue Sufficiency | 2025 | 1 | 28.9 | 14
3 Revenue Sufficiency | 2025 | 1 | 29 | 26
3 Revenue Sufficiency | 2025 | 1 | 29.1 | 16
3 Revenue Sufficiency | 2025 | 1 | 29.2 | 21
3 Revenue Sufficiency | 2025 | 1 | 29.3 | 16
3 Revenue Sufficiency | 2025 | 1 | 29.4 | 23
3 Revenue Sufficiency | 2025 | 1 | 29.5 | 12
3 Revenue Sufficiency | 2025 | 1 | 29.6 | 21
3 Revenue Sufficiency | 2025 | 1 | 29.7 | 14
3 Revenue Sufficiency | 2025 | 1 | 29.8 | 12
3 Revenue Sufficiency | 2025 | 1 | 29.9 | 10
3 Revenue Sufficiency | 2025 | 1 | 30 | 13
3 Revenue Sufficiency | 2025 | 1 | 30.1 | 19
3 Revenue Sufficiency | 2025 | 1 | 30.2 | 17
3 Revenue Sufficiency | 2025 | 1 | 30.3 | 11
3 Revenue Sufficiency | 2025 | 1 | 30.4 | 17
3 Revenue Sufficiency | 2025 | 1 | 30.5 | 12
3 Revenue Sufficiency | 2025 | 1 | 30.6 | 13
3 Revenue Sufficiency | 2025 | 1 | 30.7 | 22
3 Revenue Sufficiency | 2025 | 1 | 30.8 | 18
3 Revenue Sufficiency | 2025 | 1 | 30.9 | 12
3 Revenue Sufficiency | 2025 | 1 | 31 | 19
3 Revenue Sufficiency | 2025 | 1 | 31.1 | 9
3 Revenue Sufficiency | 2025 | 1 | 31.2 | 14
3 Revenue Sufficiency | 2025 | 1 | 31.3 | 12
3 Revenue Sufficiency | 2025 | 1 | 31.4 | 17
3 Revenue Sufficiency | 2025 | 1 | 31.5 | 16
3 Revenue Sufficiency | 2025 | 1 | 31.6 | 11
3 Revenue Sufficiency | 2025 | 1 | 31.7 | 14
3 Revenue Sufficiency | 2025 | 1 | 31.8 | 20
3 Revenue Sufficiency | 2025 | 1 | 31.9 | 8
3 Revenue Sufficiency | 2025 | 1 | 32 | 9
3 Revenue Sufficiency | 2025 | 1 | 32.1 | 9
3 Revenue Sufficiency | 2025 | 1 | 32.2 | 10
3 Revenue Sufficiency | 2025 | 1 | 32.3 | 17
3 Revenue Sufficiency | 2025 | 1 | 32.4 | 14
3 Revenue Sufficiency | 2025 | 1 | 32.5 | 9
3 Revenue Sufficiency | 2025 | 1 | 32.6 | 21
3 Revenue Sufficiency | 2025 | 1 | 32.7 | 15
3 Revenue Sufficiency | 2025 | 1 | 32.8 | 16
3 Revenue Sufficiency | 2025 | 1 | 32.9 | 10
3 Revenue Sufficiency | 2025 | 1 | 33 | 17
3 Revenue Sufficiency | 2025 | 1 | 33.1 | 12
3 Revenue Sufficiency | 2025 | 1 | 33.2 | 8
3 Revenue Sufficiency | 2025 | 1 | 33.3 | 5
3 Revenue Sufficiency | 2025 | 1 | 33.4 | 11
3 Revenue Sufficiency | 2025 | 1 | 33.5 | 11
3 Revenue Sufficiency | 2025 | 1 | 33.6 | 6
3 Revenue Sufficiency | 2025 | 1 | 33.7 | 10
3 Revenue Sufficiency | 2025 | 1 | 33.8 | 19
3 Revenue Sufficiency | 2025 | 1 | 33.9 | 13
3 Revenue Sufficiency | 2025 | 1 | 34 | 12
3 Revenue Sufficiency | 2025 | 1 | 34.1 | 9
3 Revenue Sufficiency | 2025 | 1 | 34.2 | 15
3 Revenue Sufficiency | 2025 | 1 | 34.3 | 13
3 Revenue Sufficiency | 2025 | 1 | 34.4 | 10
3 Revenue Sufficiency | 2025 | 1 | 34.5 | 13
3 Revenue Sufficiency | 2025 | 1 | 34.6 | 9
3 Revenue Sufficiency | 2025 | 1 | 34.7 | 14
3 Revenue Sufficiency | 2025 | 1 | 34.8 | 6
3 Revenue Sufficiency | 2025 | 1 | 34.9 | 6
3 Revenue Sufficiency | 2025 | 1 | 35 | 11
3 Revenue Sufficiency | 2025 | 1 | 35.1 | 11
3 Revenue Sufficiency | 2025 | 1 | 35.2 | 6
3 Revenue Sufficiency | 2025 | 1 | 35.3 | 8
3 Revenue Sufficiency | 2025 | 1 | 35.4 | 8
3 Revenue Sufficiency | 2025 | 1 | 35.5 | 8
3 Revenue Sufficiency | 2025 | 1 | 35.6 | 13
3 Revenue Sufficiency | 2025 | 1 | 35.7 | 7
3 Revenue Sufficiency | 2025 | 1 | 35.8 | 12
3 Revenue Sufficiency | 2025 | 1 | 35.9 | 7
3 Revenue Sufficiency | 2025 | 1 | 36 | 8
3 Revenue Sufficiency | 2025 | 1 | 36.1 | 7
3 Revenue Sufficiency | 2025 | 1 | 36.2 | 10
3 Revenue Sufficiency | 2025 | 1 | 36.3 | 12
3 Revenue Sufficiency | 2025 | 1 | 36.4 | 10
3 Revenue Sufficiency | 2025 | 1 | 36.5 | 7
3 Revenue Sufficiency | 2025 | 1 | 36.6 | 11
3 Revenue Sufficiency | 2025 | 1 | 36.7 | 12
3 Revenue Sufficiency | 2025 | 1 | 36.8 | 8
3 Revenue Sufficiency | 2025 | 1 | 36.9 | 3
3 Revenue Sufficiency | 2025 | 1 | 37 | 9
3 Revenue Sufficiency | 2025 | 1 | 37.1 | 10
3 Revenue Sufficiency | 2025 | 1 | 37.2 | 14
3 Revenue Sufficiency | 2025 | 1 | 37.3 | 3
3 Revenue Sufficiency | 2025 | 1 | 37.4 | 7
3 Revenue Sufficiency | 2025 | 1 | 37.5 | 9
3 Revenue Sufficiency | 2025 | 1 | 37.6 | 6
3 Revenue Sufficiency | 2025 | 1 | 37.7 | 2
3 Revenue Sufficiency | 2025 | 1 | 37.8 | 4
3 Revenue Sufficiency | 2025 | 1 | 37.9 | 7
3 Revenue Sufficiency | 2025 | 1 | 38 | 7
3 Revenue Sufficiency | 2025 | 1 | 38.1 | 6
3 Revenue Sufficiency | 2025 | 1 | 38.2 | 8
3 Revenue Sufficiency | 2025 | 1 | 38.3 | 5
3 Revenue Sufficiency | 2025 | 1 | 38.4 | 10
3 Revenue Sufficiency | 2025 | 1 | 38.5 | 4
3 Revenue Sufficiency | 2025 | 1 | 38.6 | 3
3 Revenue Sufficiency | 2025 | 1 | 38.7 | 8
3 Revenue Sufficiency | 2025 | 1 | 38.8 | 3
3 Revenue Sufficiency | 2025 | 1 | 38.9 | 8
3 Revenue Sufficiency | 2025 | 1 | 39 | 4
3 Revenue Sufficiency | 2025 | 1 | 39.1 | 7
3 Revenue Sufficiency | 2025 | 1 | 39.2 | 4
3 Revenue Sufficiency | 2025 | 1 | 39.3 | 5
3 Revenue Sufficiency | 2025 | 1 | 39.4 | 5
3 Revenue Sufficiency | 2025 | 1 | 39.5 | 3
3 Revenue Sufficiency | 2025 | 1 | 39.6 | 8
3 Revenue Sufficiency | 2025 | 1 | 39.7 | 8
3 Revenue Sufficiency | 2025 | 1 | 39.8 | 4
3 Revenue Sufficiency | 2025 | 1 | 39.9 | 7
3 Revenue Sufficiency | 2025 | 1 | 40 | 4
3 Revenue Sufficiency | 2025 | 1 | 40.1 | 4
3 Revenue Sufficiency | 2025 | 1 | 40.2 | 6
3 Revenue Sufficiency | 2025 | 1 | 40.3 | 5
3 Revenue Sufficiency | 2025 | 1 | 40.4 | 5
3 Revenue Sufficiency | 2025 | 1 | 40.5 | 6
3 Revenue Sufficiency | 2025 | 1 | 40.6 | 2
3 Revenue Sufficiency | 2025 | 1 | 40.7 | 3
3 Revenue Sufficiency | 2025 | 1 | 40.8 | 6
3 Revenue Sufficiency | 2025 | 1 | 40.9 | 3
3 Revenue Sufficiency | 2025 | 1 | 41 | 4
3 Revenue Sufficiency | 2025 | 1 | 41.1 | 5
3 Revenue Sufficiency | 2025 | 1 | 41.2 | 5
3 Revenue Sufficiency | 2025 | 1 | 41.3 | 7
3 Revenue Sufficiency | 2025 | 1 | 41.4 | 5
3 Revenue Sufficiency | 2025 | 1 | 41.5 | 5
3 Revenue Sufficiency | 2025 | 1 | 41.6 | 4
3 Revenue Sufficiency | 2025 | 1 | 41.7 | 6
3 Revenue Sufficiency | 2025 | 1 | 41.8 | 3
3 Revenue Sufficiency | 2025 | 1 | 41.9 | 3
3 Revenue Sufficiency | 2025 | 1 | 42 | 3
3 Revenue Sufficiency | 2025 | 1 | 42.1 | 6
3 Revenue Sufficiency | 2025 | 1 | 42.2 | 7
3 Revenue Sufficiency | 2025 | 1 | 42.3 | 1
3 Revenue Sufficiency | 2025 | 1 | 42.4 | 5
3 Revenue Sufficiency | 2025 | 1 | 42.5 | 2
3 Revenue Sufficiency | 2025 | 1 | 42.6 | 2
3 Revenue Sufficiency | 2025 | 1 | 42.7 | 3
3 Revenue Sufficiency | 2025 | 1 | 42.8 | 4
3 Revenue Sufficiency | 2025 | 1 | 42.9 | 4
3 Revenue Sufficiency | 2025 | 1 | 43 | 7
3 Revenue Sufficiency | 2025 | 1 | 43.1 | 4
3 Revenue Sufficiency | 2025 | 1 | 43.2 | 2
3 Revenue Sufficiency | 2025 | 1 | 43.3 | 6
3 Revenue Sufficiency | 2025 | 1 | 43.4 | 3
3 Revenue Sufficiency | 2025 | 1 | 43.5 | 7
3 Revenue Sufficiency | 2025 | 1 | 43.7 | 8
3 Revenue Sufficiency | 2025 | 1 | 43.8 | 5
3 Revenue Sufficiency | 2025 | 1 | 43.9 | 7
3 Revenue Sufficiency | 2025 | 1 | 44 | 5
3 Revenue Sufficiency | 2025 | 1 | 44.1 | 4
3 Revenue Sufficiency | 2025 | 1 | 44.2 | 5
3 Revenue Sufficiency | 2025 | 1 | 44.3 | 5
3 Revenue Sufficiency | 2025 | 1 | 44.4 | 4
3 Revenue Sufficiency | 2025 | 1 | 44.5 | 3
3 Revenue Sufficiency | 2025 | 1 | 44.6 | 3
3 Revenue Sufficiency | 2025 | 1 | 44.7 | 2
3 Revenue Sufficiency | 2025 | 1 | 44.8 | 2
3 Revenue Sufficiency | 2025 | 1 | 44.9 | 2
3 Revenue Sufficiency | 2025 | 1 | 45 | 1
3 Revenue Sufficiency | 2025 | 1 | 45.1 | 1
3 Revenue Sufficiency | 2025 | 1 | 45.2 | 1
3 Revenue Sufficiency | 2025 | 1 | 45.3 | 1
3 Revenue Sufficiency | 2025 | 1 | 45.4 | 2
3 Revenue Sufficiency | 2025 | 1 | 45.5 | 2
3 Revenue Sufficiency | 2025 | 1 | 45.6 | 4
3 Revenue Sufficiency | 2025 | 1 | 45.7 | 4
3 Revenue Sufficiency | 2025 | 1 | 45.8 | 1
3 Revenue Sufficiency | 2025 | 1 | 45.9 | 1
3 Revenue Sufficiency | 2025 | 1 | 46 | 4
3 Revenue Sufficiency | 2025 | 1 | 46.1 | 3
3 Revenue Sufficiency | 2025 | 1 | 46.2 | 8
3 Revenue Sufficiency | 2025 | 1 | 46.3 | 3
3 Revenue Sufficiency | 2025 | 1 | 46.4 | 2
3 Revenue Sufficiency | 2025 | 1 | 46.5 | 2
3 Revenue Sufficiency | 2025 | 1 | 46.6 | 4
3 Revenue Sufficiency | 2025 | 1 | 46.7 | 3
3 Revenue Sufficiency | 2025 | 1 | 46.8 | 1
3 Revenue Sufficiency | 2025 | 1 | 46.9 | 3
3 Revenue Sufficiency | 2025 | 1 | 47 | 2
3 Revenue Sufficiency | 2025 | 1 | 47.1 | 2
3 Revenue Sufficiency | 2025 | 1 | 47.3 | 3
3 Revenue Sufficiency | 2025 | 1 | 47.4 | 3
3 Revenue Sufficiency | 2025 | 1 | 47.5 | 1
3 Revenue Sufficiency | 2025 | 1 | 47.6 | 3
3 Revenue Sufficiency | 2025 | 1 | 47.7 | 3
3 Revenue Sufficiency | 2025 | 1 | 47.8 | 2
3 Revenue Sufficiency | 2025 | 1 | 48 | 2
3 Revenue Sufficiency | 2025 | 1 | 48.1 | 1
3 Revenue Sufficiency | 2025 | 1 | 48.2 | 2
3 Revenue Sufficiency | 2025 | 1 | 48.3 | 2
3 Revenue Sufficiency | 2025 | 1 | 48.4 | 2
3 Revenue Sufficiency | 2025 | 1 | 48.5 | 2
3 Revenue Sufficiency | 2025 | 1 | 48.6 | 3
3 Revenue Sufficiency | 2025 | 1 | 48.7 | 4
3 Revenue Sufficiency | 2025 | 1 | 48.9 | 2
3 Revenue Sufficiency | 2025 | 1 | 49 | 1
3 Revenue Sufficiency | 2025 | 1 | 49.1 | 5
3 Revenue Sufficiency | 2025 | 1 | 49.3 | 4
3 Revenue Sufficiency | 2025 | 1 | 49.4 | 1
3 Revenue Sufficiency | 2025 | 1 | 49.5 | 3
3 Revenue Sufficiency | 2025 | 1 | 49.6 | 2
3 Revenue Sufficiency | 2025 | 1 | 49.7 | 2
3 Revenue Sufficiency | 2025 | 1 | 50 | 2
3 Revenue Sufficiency | 2025 | 1 | 50.4 | 2
3 Revenue Sufficiency | 2025 | 1 | 50.5 | 1
3 Revenue Sufficiency | 2025 | 1 | 50.6 | 2
3 Revenue Sufficiency | 2025 | 1 | 50.7 | 1
3 Revenue Sufficiency | 2025 | 1 | 50.8 | 2
3 Revenue Sufficiency | 2025 | 1 | 50.9 | 1
3 Revenue Sufficiency | 2025 | 1 | 51 | 1
3 Revenue Sufficiency | 2025 | 1 | 51.1 | 1
3 Revenue Sufficiency | 2025 | 1 | 51.2 | 2
3 Revenue Sufficiency | 2025 | 1 | 51.3 | 1
3 Revenue Sufficiency | 2025 | 1 | 51.4 | 2
3 Revenue Sufficiency | 2025 | 1 | 51.6 | 1
3 Revenue Sufficiency | 2025 | 1 | 51.7 | 1
3 Revenue Sufficiency | 2025 | 1 | 51.8 | 3
3 Revenue Sufficiency | 2025 | 1 | 51.9 | 1
3 Revenue Sufficiency | 2025 | 1 | 52 | 2
3 Revenue Sufficiency | 2025 | 1 | 52.1 | 2
3 Revenue Sufficiency | 2025 | 1 | 52.2 | 3
3 Revenue Sufficiency | 2025 | 1 | 52.3 | 2
3 Revenue Sufficiency | 2025 | 1 | 52.4 | 2
3 Revenue Sufficiency | 2025 | 1 | 52.5 | 1
3 Revenue Sufficiency | 2025 | 1 | 52.6 | 3
3 Revenue Sufficiency | 2025 | 1 | 52.7 | 2
3 Revenue Sufficiency | 2025 | 1 | 52.8 | 1
3 Revenue Sufficiency | 2025 | 1 | 53 | 1
3 Revenue Sufficiency | 2025 | 1 | 53.1 | 1
3 Revenue Sufficiency | 2025 | 1 | 53.2 | 1
3 Revenue Sufficiency | 2025 | 1 | 53.3 | 1
3 Revenue Sufficiency | 2025 | 1 | 53.4 | 1
3 Revenue Sufficiency | 2025 | 1 | 53.6 | 1
3 Revenue Sufficiency | 2025 | 1 | 53.7 | 1
3 Revenue Sufficiency | 2025 | 1 | 54 | 2
3 Revenue Sufficiency | 2025 | 1 | 54.1 | 1
3 Revenue Sufficiency | 2025 | 1 | 54.3 | 1
3 Revenue Sufficiency | 2025 | 1 | 54.4 | 2
3 Revenue Sufficiency | 2025 | 1 | 54.5 | 1
3 Revenue Sufficiency | 2025 | 1 | 54.7 | 2
3 Revenue Sufficiency | 2025 | 1 | 54.8 | 3
3 Revenue Sufficiency | 2025 | 1 | 54.9 | 1
3 Revenue Sufficiency | 2025 | 1 | 55 | 1
3 Revenue Sufficiency | 2025 | 1 | 55.1 | 3
3 Revenue Sufficiency | 2025 | 1 | 55.3 | 4
3 Revenue Sufficiency | 2025 | 1 | 55.4 | 2
3 Revenue Sufficiency | 2025 | 1 | 55.5 | 2
3 Revenue Sufficiency | 2025 | 1 | 55.6 | 1
3 Revenue Sufficiency | 2025 | 1 | 56.1 | 1
3 Revenue Sufficiency | 2025 | 1 | 56.2 | 1
3 Revenue Sufficiency | 2025 | 1 | 56.4 | 1
3 Revenue Sufficiency | 2025 | 1 | 57 | 2
3 Revenue Sufficiency | 2025 | 1 | 57.1 | 2
3 Revenue Sufficiency | 2025 | 1 | 57.4 | 2
3 Revenue Sufficiency | 2025 | 1 | 57.7 | 3
3 Revenue Sufficiency | 2025 | 1 | 57.8 | 2
3 Revenue Sufficiency | 2025 | 1 | 57.9 | 2
3 Revenue Sufficiency | 2025 | 1 | 58.3 | 1
3 Revenue Sufficiency | 2025 | 1 | 58.5 | 2
3 Revenue Sufficiency | 2025 | 1 | 58.7 | 2
3 Revenue Sufficiency | 2025 | 1 | 58.8 | 1
3 Revenue Sufficiency | 2025 | 1 | 58.9 | 1
3 Revenue Sufficiency | 2025 | 1 | 59.1 | 1
3 Revenue Sufficiency | 2025 | 1 | 59.2 | 2
3 Revenue Sufficiency | 2025 | 1 | 59.4 | 1
3 Revenue Sufficiency | 2025 | 1 | 59.6 | 3
3 Revenue Sufficiency | 2025 | 1 | 59.8 | 1
3 Revenue Sufficiency | 2025 | 1 | 59.9 | 3
3 Revenue Sufficiency | 2025 | 1 | 60.2 | 1
3 Revenue Sufficiency | 2025 | 1 | 60.3 | 2
3 Revenue Sufficiency | 2025 | 1 | 60.4 | 1
3 Revenue Sufficiency | 2025 | 1 | 60.5 | 1
3 Revenue Sufficiency | 2025 | 1 | 60.6 | 3
3 Revenue Sufficiency | 2025 | 1 | 61.1 | 1
3 Revenue Sufficiency | 2025 | 1 | 61.2 | 1
3 Revenue Sufficiency | 2025 | 1 | 62.1 | 1
3 Revenue Sufficiency | 2025 | 1 | 62.5 | 1
3 Revenue Sufficiency | 2025 | 1 | 62.8 | 1
3 Revenue Sufficiency | 2025 | 1 | 63.2 | 1
3 Revenue Sufficiency | 2025 | 1 | 65.1 | 1
3 Revenue Sufficiency | 2025 | 1 | 65.4 | 1
3 Revenue Sufficiency | 2025 | 1 | 65.5 | 1
3 Revenue Sufficiency | 2025 | 1 | 66.1 | 1
3 Revenue Sufficiency | 2025 | 1 | 66.7 | 1
3 Revenue Sufficiency | 2025 | 1 | 67.6 | 1
3 Revenue Sufficiency | 2025 | 1 | 69 | 1
3 Revenue Sufficiency | 2025 | 1 | 69.3 | 1
3 Revenue Sufficiency | 2025 | 1 | 69.4 | 1
3 Revenue Sufficiency | 2025 | 1 | 70.1 | 1
3 Revenue Sufficiency | 2025 | 1 | 71.2 | 1
3 Revenue Sufficiency | 2025 | 1 | 71.8 | 3
3 Revenue Sufficiency | 2025 | 1 | 73.5 | 1
3 Revenue Sufficiency | 2025 | 1 | 78.3 | 1
3 Revenue Sufficiency | 2025 | 1 | 80.2 | 1
3 Revenue Sufficiency | 2025 | 1 | 96.3 | 1
3 Revenue Sufficiency | 2025 | 1 | 100 | 1
3 Revenue Sufficiency | 2025 | 1 | 107.9 | 1
3 Revenue Sufficiency | 2025 | 1 | 177.9 | 1
3 Revenue Sufficiency | 2025 | 1 | 185.3 | 1
3 Revenue Sufficiency | 2025 | 1 | 258.3 | 1
3 Revenue Sufficiency | 2025 | 2 | -97.4 | 1
3 Revenue Sufficiency | 2025 | 2 | -71.7 | 1
3 Revenue Sufficiency | 2025 | 2 | -60.8 | 2
3 Revenue Sufficiency | 2025 | 2 | -60.4 | 1
3 Revenue Sufficiency | 2025 | 2 | -58 | 1
3 Revenue Sufficiency | 2025 | 2 | -57.6 | 1
3 Revenue Sufficiency | 2025 | 2 | -55.3 | 1
3 Revenue Sufficiency | 2025 | 2 | -55.1 | 2
3 Revenue Sufficiency | 2025 | 2 | -54.2 | 1
3 Revenue Sufficiency | 2025 | 2 | -54 | 1
3 Revenue Sufficiency | 2025 | 2 | -53.3 | 1
3 Revenue Sufficiency | 2025 | 2 | -53.2 | 2
3 Revenue Sufficiency | 2025 | 2 | -53 | 1
3 Revenue Sufficiency | 2025 | 2 | -52.8 | 1
3 Revenue Sufficiency | 2025 | 2 | -52.2 | 2
3 Revenue Sufficiency | 2025 | 2 | -51.8 | 1
3 Revenue Sufficiency | 2025 | 2 | -51.2 | 1
3 Revenue Sufficiency | 2025 | 2 | -49.7 | 1
3 Revenue Sufficiency | 2025 | 2 | -49.3 | 1
3 Revenue Sufficiency | 2025 | 2 | -49.1 | 1
3 Revenue Sufficiency | 2025 | 2 | -48.7 | 1
3 Revenue Sufficiency | 2025 | 2 | -48.6 | 1
3 Revenue Sufficiency | 2025 | 2 | -47.8 | 1
3 Revenue Sufficiency | 2025 | 2 | -47 | 1
3 Revenue Sufficiency | 2025 | 2 | -46.9 | 2
3 Revenue Sufficiency | 2025 | 2 | -46.7 | 1
3 Revenue Sufficiency | 2025 | 2 | -46.4 | 1
3 Revenue Sufficiency | 2025 | 2 | -46.3 | 1
3 Revenue Sufficiency | 2025 | 2 | -46.2 | 2
3 Revenue Sufficiency | 2025 | 2 | -45.8 | 1
3 Revenue Sufficiency | 2025 | 2 | -45.7 | 3
3 Revenue Sufficiency | 2025 | 2 | -45.6 | 1
3 Revenue Sufficiency | 2025 | 2 | -45.5 | 1
3 Revenue Sufficiency | 2025 | 2 | -45.4 | 2
3 Revenue Sufficiency | 2025 | 2 | -45.3 | 1
3 Revenue Sufficiency | 2025 | 2 | -45.2 | 1
3 Revenue Sufficiency | 2025 | 2 | -45 | 1
3 Revenue Sufficiency | 2025 | 2 | -44.6 | 1
3 Revenue Sufficiency | 2025 | 2 | -44.4 | 1
3 Revenue Sufficiency | 2025 | 2 | -44.3 | 2
3 Revenue Sufficiency | 2025 | 2 | -44 | 1
3 Revenue Sufficiency | 2025 | 2 | -43.9 | 2
3 Revenue Sufficiency | 2025 | 2 | -43.8 | 1
3 Revenue Sufficiency | 2025 | 2 | -43.5 | 1
3 Revenue Sufficiency | 2025 | 2 | -43.4 | 1
3 Revenue Sufficiency | 2025 | 2 | -43.3 | 1
3 Revenue Sufficiency | 2025 | 2 | -43.2 | 2
3 Revenue Sufficiency | 2025 | 2 | -43.1 | 1
3 Revenue Sufficiency | 2025 | 2 | -43 | 1
3 Revenue Sufficiency | 2025 | 2 | -42.7 | 1
3 Revenue Sufficiency | 2025 | 2 | -42.6 | 4
3 Revenue Sufficiency | 2025 | 2 | -42.5 | 3
3 Revenue Sufficiency | 2025 | 2 | -42.4 | 1
3 Revenue Sufficiency | 2025 | 2 | -42.3 | 2
3 Revenue Sufficiency | 2025 | 2 | -42.2 | 2
3 Revenue Sufficiency | 2025 | 2 | -42.1 | 2
3 Revenue Sufficiency | 2025 | 2 | -42 | 4
3 Revenue Sufficiency | 2025 | 2 | -41.8 | 2
3 Revenue Sufficiency | 2025 | 2 | -41.7 | 3
3 Revenue Sufficiency | 2025 | 2 | -41.6 | 3
3 Revenue Sufficiency | 2025 | 2 | -41.4 | 2
3 Revenue Sufficiency | 2025 | 2 | -41.3 | 1
3 Revenue Sufficiency | 2025 | 2 | -41.2 | 2
3 Revenue Sufficiency | 2025 | 2 | -41.1 | 2
3 Revenue Sufficiency | 2025 | 2 | -40.9 | 4
3 Revenue Sufficiency | 2025 | 2 | -40.8 | 1
3 Revenue Sufficiency | 2025 | 2 | -40.6 | 2
3 Revenue Sufficiency | 2025 | 2 | -40.4 | 4
3 Revenue Sufficiency | 2025 | 2 | -40.3 | 2
3 Revenue Sufficiency | 2025 | 2 | -40.2 | 1
3 Revenue Sufficiency | 2025 | 2 | -40 | 3
3 Revenue Sufficiency | 2025 | 2 | -39.9 | 3
3 Revenue Sufficiency | 2025 | 2 | -39.8 | 1
3 Revenue Sufficiency | 2025 | 2 | -39.7 | 2
3 Revenue Sufficiency | 2025 | 2 | -39.6 | 3
3 Revenue Sufficiency | 2025 | 2 | -39.4 | 1
3 Revenue Sufficiency | 2025 | 2 | -39.3 | 1
3 Revenue Sufficiency | 2025 | 2 | -39.2 | 2
3 Revenue Sufficiency | 2025 | 2 | -39.1 | 1
3 Revenue Sufficiency | 2025 | 2 | -39 | 1
3 Revenue Sufficiency | 2025 | 2 | -38.9 | 3
3 Revenue Sufficiency | 2025 | 2 | -38.8 | 1
3 Revenue Sufficiency | 2025 | 2 | -38.7 | 5
3 Revenue Sufficiency | 2025 | 2 | -38.5 | 2
3 Revenue Sufficiency | 2025 | 2 | -38.4 | 2
3 Revenue Sufficiency | 2025 | 2 | -38.3 | 2
3 Revenue Sufficiency | 2025 | 2 | -38.2 | 3
3 Revenue Sufficiency | 2025 | 2 | -38.1 | 4
3 Revenue Sufficiency | 2025 | 2 | -38 | 1
3 Revenue Sufficiency | 2025 | 2 | -37.8 | 2
3 Revenue Sufficiency | 2025 | 2 | -37.7 | 5
3 Revenue Sufficiency | 2025 | 2 | -37.6 | 2
3 Revenue Sufficiency | 2025 | 2 | -37.5 | 3
3 Revenue Sufficiency | 2025 | 2 | -37.4 | 5
3 Revenue Sufficiency | 2025 | 2 | -37.3 | 4
3 Revenue Sufficiency | 2025 | 2 | -37.2 | 5
3 Revenue Sufficiency | 2025 | 2 | -37.1 | 1
3 Revenue Sufficiency | 2025 | 2 | -37 | 4
3 Revenue Sufficiency | 2025 | 2 | -36.9 | 1
3 Revenue Sufficiency | 2025 | 2 | -36.8 | 3
3 Revenue Sufficiency | 2025 | 2 | -36.7 | 4
3 Revenue Sufficiency | 2025 | 2 | -36.6 | 2
3 Revenue Sufficiency | 2025 | 2 | -36.5 | 3
3 Revenue Sufficiency | 2025 | 2 | -36.4 | 3
3 Revenue Sufficiency | 2025 | 2 | -36.3 | 3
3 Revenue Sufficiency | 2025 | 2 | -36.2 | 3
3 Revenue Sufficiency | 2025 | 2 | -36.1 | 1
3 Revenue Sufficiency | 2025 | 2 | -36 | 2
3 Revenue Sufficiency | 2025 | 2 | -35.9 | 1
3 Revenue Sufficiency | 2025 | 2 | -35.7 | 8
3 Revenue Sufficiency | 2025 | 2 | -35.6 | 2
3 Revenue Sufficiency | 2025 | 2 | -35.5 | 4
3 Revenue Sufficiency | 2025 | 2 | -35.4 | 6
3 Revenue Sufficiency | 2025 | 2 | -35.3 | 4
3 Revenue Sufficiency | 2025 | 2 | -35.2 | 5
3 Revenue Sufficiency | 2025 | 2 | -35.1 | 1
3 Revenue Sufficiency | 2025 | 2 | -35 | 3
3 Revenue Sufficiency | 2025 | 2 | -34.9 | 4
3 Revenue Sufficiency | 2025 | 2 | -34.8 | 2
3 Revenue Sufficiency | 2025 | 2 | -34.7 | 3
3 Revenue Sufficiency | 2025 | 2 | -34.6 | 2
3 Revenue Sufficiency | 2025 | 2 | -34.5 | 2
3 Revenue Sufficiency | 2025 | 2 | -34.4 | 4
3 Revenue Sufficiency | 2025 | 2 | -34.3 | 1
3 Revenue Sufficiency | 2025 | 2 | -34.2 | 2
3 Revenue Sufficiency | 2025 | 2 | -34.1 | 4
3 Revenue Sufficiency | 2025 | 2 | -34 | 3
3 Revenue Sufficiency | 2025 | 2 | -33.9 | 5
3 Revenue Sufficiency | 2025 | 2 | -33.8 | 3
3 Revenue Sufficiency | 2025 | 2 | -33.7 | 2
3 Revenue Sufficiency | 2025 | 2 | -33.6 | 5
3 Revenue Sufficiency | 2025 | 2 | -33.5 | 2
3 Revenue Sufficiency | 2025 | 2 | -33.4 | 3
3 Revenue Sufficiency | 2025 | 2 | -33.3 | 2
3 Revenue Sufficiency | 2025 | 2 | -33.2 | 5
3 Revenue Sufficiency | 2025 | 2 | -33.1 | 3
3 Revenue Sufficiency | 2025 | 2 | -33 | 5
3 Revenue Sufficiency | 2025 | 2 | -32.9 | 5
3 Revenue Sufficiency | 2025 | 2 | -32.8 | 3
3 Revenue Sufficiency | 2025 | 2 | -32.7 | 6
3 Revenue Sufficiency | 2025 | 2 | -32.6 | 4
3 Revenue Sufficiency | 2025 | 2 | -32.5 | 3
3 Revenue Sufficiency | 2025 | 2 | -32.4 | 6
3 Revenue Sufficiency | 2025 | 2 | -32.3 | 5
3 Revenue Sufficiency | 2025 | 2 | -32.2 | 5
3 Revenue Sufficiency | 2025 | 2 | -32.1 | 6
3 Revenue Sufficiency | 2025 | 2 | -32 | 12
3 Revenue Sufficiency | 2025 | 2 | -31.9 | 4
3 Revenue Sufficiency | 2025 | 2 | -31.8 | 5
3 Revenue Sufficiency | 2025 | 2 | -31.7 | 2
3 Revenue Sufficiency | 2025 | 2 | -31.6 | 7
3 Revenue Sufficiency | 2025 | 2 | -31.5 | 4
3 Revenue Sufficiency | 2025 | 2 | -31.4 | 3
3 Revenue Sufficiency | 2025 | 2 | -31.3 | 2
3 Revenue Sufficiency | 2025 | 2 | -31.2 | 8
3 Revenue Sufficiency | 2025 | 2 | -31.1 | 15
3 Revenue Sufficiency | 2025 | 2 | -31 | 2
3 Revenue Sufficiency | 2025 | 2 | -30.9 | 4
3 Revenue Sufficiency | 2025 | 2 | -30.8 | 9
3 Revenue Sufficiency | 2025 | 2 | -30.7 | 9
3 Revenue Sufficiency | 2025 | 2 | -30.6 | 8
3 Revenue Sufficiency | 2025 | 2 | -30.5 | 8
3 Revenue Sufficiency | 2025 | 2 | -30.4 | 8
3 Revenue Sufficiency | 2025 | 2 | -30.3 | 8
3 Revenue Sufficiency | 2025 | 2 | -30.2 | 7
3 Revenue Sufficiency | 2025 | 2 | -30.1 | 3
3 Revenue Sufficiency | 2025 | 2 | -30 | 6
3 Revenue Sufficiency | 2025 | 2 | -29.9 | 5
3 Revenue Sufficiency | 2025 | 2 | -29.8 | 3
3 Revenue Sufficiency | 2025 | 2 | -29.7 | 6
3 Revenue Sufficiency | 2025 | 2 | -29.6 | 8
3 Revenue Sufficiency | 2025 | 2 | -29.5 | 8
3 Revenue Sufficiency | 2025 | 2 | -29.4 | 6
3 Revenue Sufficiency | 2025 | 2 | -29.3 | 4
3 Revenue Sufficiency | 2025 | 2 | -29.2 | 7
3 Revenue Sufficiency | 2025 | 2 | -29.1 | 9
3 Revenue Sufficiency | 2025 | 2 | -29 | 8
3 Revenue Sufficiency | 2025 | 2 | -28.9 | 10
3 Revenue Sufficiency | 2025 | 2 | -28.8 | 4
3 Revenue Sufficiency | 2025 | 2 | -28.7 | 12
3 Revenue Sufficiency | 2025 | 2 | -28.6 | 10
3 Revenue Sufficiency | 2025 | 2 | -28.5 | 9
3 Revenue Sufficiency | 2025 | 2 | -28.4 | 3
3 Revenue Sufficiency | 2025 | 2 | -28.3 | 8
3 Revenue Sufficiency | 2025 | 2 | -28.2 | 9
3 Revenue Sufficiency | 2025 | 2 | -28.1 | 9
3 Revenue Sufficiency | 2025 | 2 | -28 | 4
3 Revenue Sufficiency | 2025 | 2 | -27.9 | 9
3 Revenue Sufficiency | 2025 | 2 | -27.8 | 7
3 Revenue Sufficiency | 2025 | 2 | -27.7 | 6
3 Revenue Sufficiency | 2025 | 2 | -27.6 | 8
3 Revenue Sufficiency | 2025 | 2 | -27.5 | 12
3 Revenue Sufficiency | 2025 | 2 | -27.4 | 14
3 Revenue Sufficiency | 2025 | 2 | -27.3 | 12
3 Revenue Sufficiency | 2025 | 2 | -27.2 | 6
3 Revenue Sufficiency | 2025 | 2 | -27.1 | 10
3 Revenue Sufficiency | 2025 | 2 | -27 | 8
3 Revenue Sufficiency | 2025 | 2 | -26.9 | 5
3 Revenue Sufficiency | 2025 | 2 | -26.8 | 11
3 Revenue Sufficiency | 2025 | 2 | -26.7 | 11
3 Revenue Sufficiency | 2025 | 2 | -26.6 | 8
3 Revenue Sufficiency | 2025 | 2 | -26.5 | 16
3 Revenue Sufficiency | 2025 | 2 | -26.4 | 10
3 Revenue Sufficiency | 2025 | 2 | -26.3 | 11
3 Revenue Sufficiency | 2025 | 2 | -26.2 | 6
3 Revenue Sufficiency | 2025 | 2 | -26.1 | 5
3 Revenue Sufficiency | 2025 | 2 | -26 | 16
3 Revenue Sufficiency | 2025 | 2 | -25.9 | 6
3 Revenue Sufficiency | 2025 | 2 | -25.8 | 14
3 Revenue Sufficiency | 2025 | 2 | -25.7 | 9
3 Revenue Sufficiency | 2025 | 2 | -25.6 | 13
3 Revenue Sufficiency | 2025 | 2 | -25.5 | 8
3 Revenue Sufficiency | 2025 | 2 | -25.4 | 9
3 Revenue Sufficiency | 2025 | 2 | -25.3 | 14
3 Revenue Sufficiency | 2025 | 2 | -25.2 | 16
3 Revenue Sufficiency | 2025 | 2 | -25.1 | 16
3 Revenue Sufficiency | 2025 | 2 | -25 | 10
3 Revenue Sufficiency | 2025 | 2 | -24.9 | 10
3 Revenue Sufficiency | 2025 | 2 | -24.8 | 13
3 Revenue Sufficiency | 2025 | 2 | -24.7 | 11
3 Revenue Sufficiency | 2025 | 2 | -24.6 | 10
3 Revenue Sufficiency | 2025 | 2 | -24.5 | 16
3 Revenue Sufficiency | 2025 | 2 | -24.4 | 13
3 Revenue Sufficiency | 2025 | 2 | -24.3 | 14
3 Revenue Sufficiency | 2025 | 2 | -24.2 | 12
3 Revenue Sufficiency | 2025 | 2 | -24.1 | 16
3 Revenue Sufficiency | 2025 | 2 | -24 | 11
3 Revenue Sufficiency | 2025 | 2 | -23.9 | 18
3 Revenue Sufficiency | 2025 | 2 | -23.8 | 19
3 Revenue Sufficiency | 2025 | 2 | -23.7 | 17
3 Revenue Sufficiency | 2025 | 2 | -23.6 | 15
3 Revenue Sufficiency | 2025 | 2 | -23.5 | 14
3 Revenue Sufficiency | 2025 | 2 | -23.4 | 17
3 Revenue Sufficiency | 2025 | 2 | -23.3 | 19
3 Revenue Sufficiency | 2025 | 2 | -23.2 | 19
3 Revenue Sufficiency | 2025 | 2 | -23.1 | 16
3 Revenue Sufficiency | 2025 | 2 | -23 | 14
3 Revenue Sufficiency | 2025 | 2 | -22.9 | 10
3 Revenue Sufficiency | 2025 | 2 | -22.8 | 21
3 Revenue Sufficiency | 2025 | 2 | -22.7 | 10
3 Revenue Sufficiency | 2025 | 2 | -22.6 | 15
3 Revenue Sufficiency | 2025 | 2 | -22.5 | 13
3 Revenue Sufficiency | 2025 | 2 | -22.4 | 18
3 Revenue Sufficiency | 2025 | 2 | -22.3 | 20
3 Revenue Sufficiency | 2025 | 2 | -22.2 | 19
3 Revenue Sufficiency | 2025 | 2 | -22.1 | 13
3 Revenue Sufficiency | 2025 | 2 | -22 | 22
3 Revenue Sufficiency | 2025 | 2 | -21.9 | 27
3 Revenue Sufficiency | 2025 | 2 | -21.8 | 30
3 Revenue Sufficiency | 2025 | 2 | -21.7 | 16
3 Revenue Sufficiency | 2025 | 2 | -21.6 | 21
3 Revenue Sufficiency | 2025 | 2 | -21.5 | 17
3 Revenue Sufficiency | 2025 | 2 | -21.4 | 20
3 Revenue Sufficiency | 2025 | 2 | -21.3 | 19
3 Revenue Sufficiency | 2025 | 2 | -21.2 | 20
3 Revenue Sufficiency | 2025 | 2 | -21.1 | 22
3 Revenue Sufficiency | 2025 | 2 | -21 | 21
3 Revenue Sufficiency | 2025 | 2 | -20.9 | 19
3 Revenue Sufficiency | 2025 | 2 | -20.8 | 30
3 Revenue Sufficiency | 2025 | 2 | -20.7 | 26
3 Revenue Sufficiency | 2025 | 2 | -20.6 | 23
3 Revenue Sufficiency | 2025 | 2 | -20.5 | 30
3 Revenue Sufficiency | 2025 | 2 | -20.4 | 9
3 Revenue Sufficiency | 2025 | 2 | -20.3 | 23
3 Revenue Sufficiency | 2025 | 2 | -20.2 | 21
3 Revenue Sufficiency | 2025 | 2 | -20.1 | 28
3 Revenue Sufficiency | 2025 | 2 | -20 | 25
3 Revenue Sufficiency | 2025 | 2 | -19.9 | 27
3 Revenue Sufficiency | 2025 | 2 | -19.8 | 22
3 Revenue Sufficiency | 2025 | 2 | -19.7 | 30
3 Revenue Sufficiency | 2025 | 2 | -19.6 | 29
3 Revenue Sufficiency | 2025 | 2 | -19.5 | 28
3 Revenue Sufficiency | 2025 | 2 | -19.4 | 21
3 Revenue Sufficiency | 2025 | 2 | -19.3 | 28
3 Revenue Sufficiency | 2025 | 2 | -19.2 | 35
3 Revenue Sufficiency | 2025 | 2 | -19.1 | 31
3 Revenue Sufficiency | 2025 | 2 | -19 | 30
3 Revenue Sufficiency | 2025 | 2 | -18.9 | 23
3 Revenue Sufficiency | 2025 | 2 | -18.8 | 27
3 Revenue Sufficiency | 2025 | 2 | -18.7 | 26
3 Revenue Sufficiency | 2025 | 2 | -18.6 | 37
3 Revenue Sufficiency | 2025 | 2 | -18.5 | 31
3 Revenue Sufficiency | 2025 | 2 | -18.4 | 23
3 Revenue Sufficiency | 2025 | 2 | -18.3 | 35
3 Revenue Sufficiency | 2025 | 2 | -18.2 | 26
3 Revenue Sufficiency | 2025 | 2 | -18.1 | 25
3 Revenue Sufficiency | 2025 | 2 | -18 | 27
3 Revenue Sufficiency | 2025 | 2 | -17.9 | 38
3 Revenue Sufficiency | 2025 | 2 | -17.8 | 28
3 Revenue Sufficiency | 2025 | 2 | -17.7 | 27
3 Revenue Sufficiency | 2025 | 2 | -17.6 | 36
3 Revenue Sufficiency | 2025 | 2 | -17.5 | 35
3 Revenue Sufficiency | 2025 | 2 | -17.4 | 29
3 Revenue Sufficiency | 2025 | 2 | -17.3 | 27
3 Revenue Sufficiency | 2025 | 2 | -17.2 | 24
3 Revenue Sufficiency | 2025 | 2 | -17.1 | 37
3 Revenue Sufficiency | 2025 | 2 | -17 | 29
3 Revenue Sufficiency | 2025 | 2 | -16.9 | 38
3 Revenue Sufficiency | 2025 | 2 | -16.8 | 40
3 Revenue Sufficiency | 2025 | 2 | -16.7 | 31
3 Revenue Sufficiency | 2025 | 2 | -16.6 | 28
3 Revenue Sufficiency | 2025 | 2 | -16.5 | 41
3 Revenue Sufficiency | 2025 | 2 | -16.4 | 39
3 Revenue Sufficiency | 2025 | 2 | -16.3 | 35
3 Revenue Sufficiency | 2025 | 2 | -16.2 | 31
3 Revenue Sufficiency | 2025 | 2 | -16.1 | 33
3 Revenue Sufficiency | 2025 | 2 | -16 | 41
3 Revenue Sufficiency | 2025 | 2 | -15.9 | 36
3 Revenue Sufficiency | 2025 | 2 | -15.8 | 36
3 Revenue Sufficiency | 2025 | 2 | -15.7 | 50
3 Revenue Sufficiency | 2025 | 2 | -15.6 | 44
3 Revenue Sufficiency | 2025 | 2 | -15.5 | 48
3 Revenue Sufficiency | 2025 | 2 | -15.4 | 42
3 Revenue Sufficiency | 2025 | 2 | -15.3 | 41
3 Revenue Sufficiency | 2025 | 2 | -15.2 | 43
3 Revenue Sufficiency | 2025 | 2 | -15.1 | 54
3 Revenue Sufficiency | 2025 | 2 | -15 | 34
3 Revenue Sufficiency | 2025 | 2 | -14.9 | 32
3 Revenue Sufficiency | 2025 | 2 | -14.8 | 40
3 Revenue Sufficiency | 2025 | 2 | -14.7 | 40
3 Revenue Sufficiency | 2025 | 2 | -14.6 | 47
3 Revenue Sufficiency | 2025 | 2 | -14.5 | 57
3 Revenue Sufficiency | 2025 | 2 | -14.4 | 40
3 Revenue Sufficiency | 2025 | 2 | -14.3 | 31
3 Revenue Sufficiency | 2025 | 2 | -14.2 | 40
3 Revenue Sufficiency | 2025 | 2 | -14.1 | 46
3 Revenue Sufficiency | 2025 | 2 | -14 | 49
3 Revenue Sufficiency | 2025 | 2 | -13.9 | 58
3 Revenue Sufficiency | 2025 | 2 | -13.8 | 34
3 Revenue Sufficiency | 2025 | 2 | -13.7 | 55
3 Revenue Sufficiency | 2025 | 2 | -13.6 | 32
3 Revenue Sufficiency | 2025 | 2 | -13.5 | 54
3 Revenue Sufficiency | 2025 | 2 | -13.4 | 53
3 Revenue Sufficiency | 2025 | 2 | -13.3 | 37
3 Revenue Sufficiency | 2025 | 2 | -13.2 | 59
3 Revenue Sufficiency | 2025 | 2 | -13.1 | 49
3 Revenue Sufficiency | 2025 | 2 | -13 | 45
3 Revenue Sufficiency | 2025 | 2 | -12.9 | 56
3 Revenue Sufficiency | 2025 | 2 | -12.8 | 45
3 Revenue Sufficiency | 2025 | 2 | -12.7 | 49
3 Revenue Sufficiency | 2025 | 2 | -12.6 | 49
3 Revenue Sufficiency | 2025 | 2 | -12.5 | 49
3 Revenue Sufficiency | 2025 | 2 | -12.4 | 41
3 Revenue Sufficiency | 2025 | 2 | -12.3 | 63
3 Revenue Sufficiency | 2025 | 2 | -12.2 | 56
3 Revenue Sufficiency | 2025 | 2 | -12.1 | 57
3 Revenue Sufficiency | 2025 | 2 | -12 | 55
3 Revenue Sufficiency | 2025 | 2 | -11.9 | 55
3 Revenue Sufficiency | 2025 | 2 | -11.8 | 62
3 Revenue Sufficiency | 2025 | 2 | -11.7 | 54
3 Revenue Sufficiency | 2025 | 2 | -11.6 | 54
3 Revenue Sufficiency | 2025 | 2 | -11.5 | 60
3 Revenue Sufficiency | 2025 | 2 | -11.4 | 68
3 Revenue Sufficiency | 2025 | 2 | -11.3 | 69
3 Revenue Sufficiency | 2025 | 2 | -11.2 | 62
3 Revenue Sufficiency | 2025 | 2 | -11.1 | 70
3 Revenue Sufficiency | 2025 | 2 | -11 | 53
3 Revenue Sufficiency | 2025 | 2 | -10.9 | 52
3 Revenue Sufficiency | 2025 | 2 | -10.8 | 58
3 Revenue Sufficiency | 2025 | 2 | -10.7 | 62
3 Revenue Sufficiency | 2025 | 2 | -10.6 | 64
3 Revenue Sufficiency | 2025 | 2 | -10.5 | 69
3 Revenue Sufficiency | 2025 | 2 | -10.4 | 70
3 Revenue Sufficiency | 2025 | 2 | -10.3 | 57
3 Revenue Sufficiency | 2025 | 2 | -10.2 | 63
3 Revenue Sufficiency | 2025 | 2 | -10.1 | 58
3 Revenue Sufficiency | 2025 | 2 | -10 | 70
3 Revenue Sufficiency | 2025 | 2 | -9.9 | 50
3 Revenue Sufficiency | 2025 | 2 | -9.8 | 67
3 Revenue Sufficiency | 2025 | 2 | -9.7 | 49
3 Revenue Sufficiency | 2025 | 2 | -9.6 | 71
3 Revenue Sufficiency | 2025 | 2 | -9.5 | 61
3 Revenue Sufficiency | 2025 | 2 | -9.4 | 72
3 Revenue Sufficiency | 2025 | 2 | -9.3 | 60
3 Revenue Sufficiency | 2025 | 2 | -9.2 | 81
3 Revenue Sufficiency | 2025 | 2 | -9.1 | 62
3 Revenue Sufficiency | 2025 | 2 | -9 | 55
3 Revenue Sufficiency | 2025 | 2 | -8.9 | 70
3 Revenue Sufficiency | 2025 | 2 | -8.8 | 70
3 Revenue Sufficiency | 2025 | 2 | -8.7 | 55
3 Revenue Sufficiency | 2025 | 2 | -8.6 | 57
3 Revenue Sufficiency | 2025 | 2 | -8.5 | 74
3 Revenue Sufficiency | 2025 | 2 | -8.4 | 73
3 Revenue Sufficiency | 2025 | 2 | -8.3 | 74
3 Revenue Sufficiency | 2025 | 2 | -8.2 | 80
3 Revenue Sufficiency | 2025 | 2 | -8.1 | 68
3 Revenue Sufficiency | 2025 | 2 | -8 | 77
3 Revenue Sufficiency | 2025 | 2 | -7.9 | 75
3 Revenue Sufficiency | 2025 | 2 | -7.8 | 79
3 Revenue Sufficiency | 2025 | 2 | -7.7 | 79
3 Revenue Sufficiency | 2025 | 2 | -7.6 | 66
3 Revenue Sufficiency | 2025 | 2 | -7.5 | 73
3 Revenue Sufficiency | 2025 | 2 | -7.4 | 72
3 Revenue Sufficiency | 2025 | 2 | -7.3 | 83
3 Revenue Sufficiency | 2025 | 2 | -7.2 | 79
3 Revenue Sufficiency | 2025 | 2 | -7.1 | 83
3 Revenue Sufficiency | 2025 | 2 | -7 | 70
3 Revenue Sufficiency | 2025 | 2 | -6.9 | 70
3 Revenue Sufficiency | 2025 | 2 | -6.8 | 75
3 Revenue Sufficiency | 2025 | 2 | -6.7 | 70
3 Revenue Sufficiency | 2025 | 2 | -6.6 | 80
3 Revenue Sufficiency | 2025 | 2 | -6.5 | 66
3 Revenue Sufficiency | 2025 | 2 | -6.4 | 69
3 Revenue Sufficiency | 2025 | 2 | -6.3 | 71
3 Revenue Sufficiency | 2025 | 2 | -6.2 | 76
3 Revenue Sufficiency | 2025 | 2 | -6.1 | 79
3 Revenue Sufficiency | 2025 | 2 | -6 | 76
3 Revenue Sufficiency | 2025 | 2 | -5.9 | 73
3 Revenue Sufficiency | 2025 | 2 | -5.8 | 65
3 Revenue Sufficiency | 2025 | 2 | -5.7 | 81
3 Revenue Sufficiency | 2025 | 2 | -5.6 | 73
3 Revenue Sufficiency | 2025 | 2 | -5.5 | 69
3 Revenue Sufficiency | 2025 | 2 | -5.4 | 69
3 Revenue Sufficiency | 2025 | 2 | -5.3 | 73
3 Revenue Sufficiency | 2025 | 2 | -5.2 | 75
3 Revenue Sufficiency | 2025 | 2 | -5.1 | 56
3 Revenue Sufficiency | 2025 | 2 | -5 | 76
3 Revenue Sufficiency | 2025 | 2 | -4.9 | 87
3 Revenue Sufficiency | 2025 | 2 | -4.8 | 70
3 Revenue Sufficiency | 2025 | 2 | -4.7 | 77
3 Revenue Sufficiency | 2025 | 2 | -4.6 | 58
3 Revenue Sufficiency | 2025 | 2 | -4.5 | 70
3 Revenue Sufficiency | 2025 | 2 | -4.4 | 74
3 Revenue Sufficiency | 2025 | 2 | -4.3 | 71
3 Revenue Sufficiency | 2025 | 2 | -4.2 | 68
3 Revenue Sufficiency | 2025 | 2 | -4.1 | 87
3 Revenue Sufficiency | 2025 | 2 | -4 | 63
3 Revenue Sufficiency | 2025 | 2 | -3.9 | 84
3 Revenue Sufficiency | 2025 | 2 | -3.8 | 58
3 Revenue Sufficiency | 2025 | 2 | -3.7 | 72
3 Revenue Sufficiency | 2025 | 2 | -3.6 | 73
3 Revenue Sufficiency | 2025 | 2 | -3.5 | 73
3 Revenue Sufficiency | 2025 | 2 | -3.4 | 72
3 Revenue Sufficiency | 2025 | 2 | -3.3 | 72
3 Revenue Sufficiency | 2025 | 2 | -3.2 | 71
3 Revenue Sufficiency | 2025 | 2 | -3.1 | 79
3 Revenue Sufficiency | 2025 | 2 | -3 | 70
3 Revenue Sufficiency | 2025 | 2 | -2.9 | 55
3 Revenue Sufficiency | 2025 | 2 | -2.8 | 67
3 Revenue Sufficiency | 2025 | 2 | -2.7 | 75
3 Revenue Sufficiency | 2025 | 2 | -2.6 | 70
3 Revenue Sufficiency | 2025 | 2 | -2.5 | 60
3 Revenue Sufficiency | 2025 | 2 | -2.4 | 70
3 Revenue Sufficiency | 2025 | 2 | -2.3 | 56
3 Revenue Sufficiency | 2025 | 2 | -2.2 | 73
3 Revenue Sufficiency | 2025 | 2 | -2.1 | 51
3 Revenue Sufficiency | 2025 | 2 | -2 | 64
3 Revenue Sufficiency | 2025 | 2 | -1.9 | 53
3 Revenue Sufficiency | 2025 | 2 | -1.8 | 54
3 Revenue Sufficiency | 2025 | 2 | -1.7 | 55
3 Revenue Sufficiency | 2025 | 2 | -1.6 | 64
3 Revenue Sufficiency | 2025 | 2 | -1.5 | 61
3 Revenue Sufficiency | 2025 | 2 | -1.4 | 49
3 Revenue Sufficiency | 2025 | 2 | -1.3 | 52
3 Revenue Sufficiency | 2025 | 2 | -1.2 | 47
3 Revenue Sufficiency | 2025 | 2 | -1.1 | 65
3 Revenue Sufficiency | 2025 | 2 | -1 | 57
3 Revenue Sufficiency | 2025 | 2 | -0.9 | 44
3 Revenue Sufficiency | 2025 | 2 | -0.8 | 41
3 Revenue Sufficiency | 2025 | 2 | -0.7 | 43
3 Revenue Sufficiency | 2025 | 2 | -0.6 | 44
3 Revenue Sufficiency | 2025 | 2 | -0.5 | 33
3 Revenue Sufficiency | 2025 | 2 | -0.4 | 48
3 Revenue Sufficiency | 2025 | 2 | -0.3 | 43
3 Revenue Sufficiency | 2025 | 2 | -0.2 | 31
3 Revenue Sufficiency | 2025 | 2 | -0.1 | 38
3 Revenue Sufficiency | 2025 | 2 | 0 | 1154
3 Revenue Sufficiency | 2025 | 2 | 0.1 | 31
3 Revenue Sufficiency | 2025 | 2 | 0.2 | 24
3 Revenue Sufficiency | 2025 | 2 | 0.3 | 42
3 Revenue Sufficiency | 2025 | 2 | 0.4 | 27
3 Revenue Sufficiency | 2025 | 2 | 0.5 | 37
3 Revenue Sufficiency | 2025 | 2 | 0.6 | 46
3 Revenue Sufficiency | 2025 | 2 | 0.7 | 42
3 Revenue Sufficiency | 2025 | 2 | 0.8 | 33
3 Revenue Sufficiency | 2025 | 2 | 0.9 | 41
3 Revenue Sufficiency | 2025 | 2 | 1 | 30
3 Revenue Sufficiency | 2025 | 2 | 1.1 | 42
3 Revenue Sufficiency | 2025 | 2 | 1.2 | 45
3 Revenue Sufficiency | 2025 | 2 | 1.3 | 52
3 Revenue Sufficiency | 2025 | 2 | 1.4 | 55
3 Revenue Sufficiency | 2025 | 2 | 1.5 | 41
3 Revenue Sufficiency | 2025 | 2 | 1.6 | 48
3 Revenue Sufficiency | 2025 | 2 | 1.7 | 51
3 Revenue Sufficiency | 2025 | 2 | 1.8 | 50
3 Revenue Sufficiency | 2025 | 2 | 1.9 | 51
3 Revenue Sufficiency | 2025 | 2 | 2 | 67
3 Revenue Sufficiency | 2025 | 2 | 2.1 | 60
3 Revenue Sufficiency | 2025 | 2 | 2.2 | 61
3 Revenue Sufficiency | 2025 | 2 | 2.3 | 57
3 Revenue Sufficiency | 2025 | 2 | 2.4 | 62
3 Revenue Sufficiency | 2025 | 2 | 2.5 | 52
3 Revenue Sufficiency | 2025 | 2 | 2.6 | 60
3 Revenue Sufficiency | 2025 | 2 | 2.7 | 61
3 Revenue Sufficiency | 2025 | 2 | 2.8 | 72
3 Revenue Sufficiency | 2025 | 2 | 2.9 | 65
3 Revenue Sufficiency | 2025 | 2 | 3 | 57
3 Revenue Sufficiency | 2025 | 2 | 3.1 | 64
3 Revenue Sufficiency | 2025 | 2 | 3.2 | 67
3 Revenue Sufficiency | 2025 | 2 | 3.3 | 76
3 Revenue Sufficiency | 2025 | 2 | 3.4 | 66
3 Revenue Sufficiency | 2025 | 2 | 3.5 | 75
3 Revenue Sufficiency | 2025 | 2 | 3.6 | 73
3 Revenue Sufficiency | 2025 | 2 | 3.7 | 72
3 Revenue Sufficiency | 2025 | 2 | 3.8 | 78
3 Revenue Sufficiency | 2025 | 2 | 3.9 | 69
3 Revenue Sufficiency | 2025 | 2 | 4 | 68
3 Revenue Sufficiency | 2025 | 2 | 4.1 | 75
3 Revenue Sufficiency | 2025 | 2 | 4.2 | 74
3 Revenue Sufficiency | 2025 | 2 | 4.3 | 61
3 Revenue Sufficiency | 2025 | 2 | 4.4 | 81
3 Revenue Sufficiency | 2025 | 2 | 4.5 | 76
3 Revenue Sufficiency | 2025 | 2 | 4.6 | 60
3 Revenue Sufficiency | 2025 | 2 | 4.7 | 75
3 Revenue Sufficiency | 2025 | 2 | 4.8 | 55
3 Revenue Sufficiency | 2025 | 2 | 4.9 | 74
3 Revenue Sufficiency | 2025 | 2 | 5 | 79
3 Revenue Sufficiency | 2025 | 2 | 5.1 | 79
3 Revenue Sufficiency | 2025 | 2 | 5.2 | 72
3 Revenue Sufficiency | 2025 | 2 | 5.3 | 82
3 Revenue Sufficiency | 2025 | 2 | 5.4 | 68
3 Revenue Sufficiency | 2025 | 2 | 5.5 | 68
3 Revenue Sufficiency | 2025 | 2 | 5.6 | 74
3 Revenue Sufficiency | 2025 | 2 | 5.7 | 70
3 Revenue Sufficiency | 2025 | 2 | 5.8 | 66
3 Revenue Sufficiency | 2025 | 2 | 5.9 | 81
3 Revenue Sufficiency | 2025 | 2 | 6 | 73
3 Revenue Sufficiency | 2025 | 2 | 6.1 | 72
3 Revenue Sufficiency | 2025 | 2 | 6.2 | 70
3 Revenue Sufficiency | 2025 | 2 | 6.3 | 65
3 Revenue Sufficiency | 2025 | 2 | 6.4 | 67
3 Revenue Sufficiency | 2025 | 2 | 6.5 | 61
3 Revenue Sufficiency | 2025 | 2 | 6.6 | 72
3 Revenue Sufficiency | 2025 | 2 | 6.7 | 83
3 Revenue Sufficiency | 2025 | 2 | 6.8 | 80
3 Revenue Sufficiency | 2025 | 2 | 6.9 | 81
3 Revenue Sufficiency | 2025 | 2 | 7 | 65
3 Revenue Sufficiency | 2025 | 2 | 7.1 | 63
3 Revenue Sufficiency | 2025 | 2 | 7.2 | 77
3 Revenue Sufficiency | 2025 | 2 | 7.3 | 72
3 Revenue Sufficiency | 2025 | 2 | 7.4 | 73
3 Revenue Sufficiency | 2025 | 2 | 7.5 | 65
3 Revenue Sufficiency | 2025 | 2 | 7.6 | 71
3 Revenue Sufficiency | 2025 | 2 | 7.7 | 63
3 Revenue Sufficiency | 2025 | 2 | 7.8 | 84
3 Revenue Sufficiency | 2025 | 2 | 7.9 | 53
3 Revenue Sufficiency | 2025 | 2 | 8 | 69
3 Revenue Sufficiency | 2025 | 2 | 8.1 | 61
3 Revenue Sufficiency | 2025 | 2 | 8.2 | 68
3 Revenue Sufficiency | 2025 | 2 | 8.3 | 67
3 Revenue Sufficiency | 2025 | 2 | 8.4 | 75
3 Revenue Sufficiency | 2025 | 2 | 8.5 | 67
3 Revenue Sufficiency | 2025 | 2 | 8.6 | 72
3 Revenue Sufficiency | 2025 | 2 | 8.7 | 71
3 Revenue Sufficiency | 2025 | 2 | 8.8 | 91
3 Revenue Sufficiency | 2025 | 2 | 8.9 | 52
3 Revenue Sufficiency | 2025 | 2 | 9 | 76
3 Revenue Sufficiency | 2025 | 2 | 9.1 | 69
3 Revenue Sufficiency | 2025 | 2 | 9.2 | 73
3 Revenue Sufficiency | 2025 | 2 | 9.3 | 67
3 Revenue Sufficiency | 2025 | 2 | 9.4 | 64
3 Revenue Sufficiency | 2025 | 2 | 9.5 | 76
3 Revenue Sufficiency | 2025 | 2 | 9.6 | 71
3 Revenue Sufficiency | 2025 | 2 | 9.7 | 73
3 Revenue Sufficiency | 2025 | 2 | 9.8 | 65
3 Revenue Sufficiency | 2025 | 2 | 9.9 | 64
3 Revenue Sufficiency | 2025 | 2 | 10 | 72
3 Revenue Sufficiency | 2025 | 2 | 10.1 | 70
3 Revenue Sufficiency | 2025 | 2 | 10.2 | 66
3 Revenue Sufficiency | 2025 | 2 | 10.3 | 75
3 Revenue Sufficiency | 2025 | 2 | 10.4 | 56
3 Revenue Sufficiency | 2025 | 2 | 10.5 | 49
3 Revenue Sufficiency | 2025 | 2 | 10.6 | 53
3 Revenue Sufficiency | 2025 | 2 | 10.7 | 56
3 Revenue Sufficiency | 2025 | 2 | 10.8 | 61
3 Revenue Sufficiency | 2025 | 2 | 10.9 | 47
3 Revenue Sufficiency | 2025 | 2 | 11 | 53
3 Revenue Sufficiency | 2025 | 2 | 11.1 | 54
3 Revenue Sufficiency | 2025 | 2 | 11.2 | 61
3 Revenue Sufficiency | 2025 | 2 | 11.3 | 55
3 Revenue Sufficiency | 2025 | 2 | 11.4 | 63
3 Revenue Sufficiency | 2025 | 2 | 11.5 | 62
3 Revenue Sufficiency | 2025 | 2 | 11.6 | 60
3 Revenue Sufficiency | 2025 | 2 | 11.7 | 49
3 Revenue Sufficiency | 2025 | 2 | 11.8 | 46
3 Revenue Sufficiency | 2025 | 2 | 11.9 | 50
3 Revenue Sufficiency | 2025 | 2 | 12 | 51
3 Revenue Sufficiency | 2025 | 2 | 12.1 | 53
3 Revenue Sufficiency | 2025 | 2 | 12.2 | 46
3 Revenue Sufficiency | 2025 | 2 | 12.3 | 68
3 Revenue Sufficiency | 2025 | 2 | 12.4 | 49
3 Revenue Sufficiency | 2025 | 2 | 12.5 | 55
3 Revenue Sufficiency | 2025 | 2 | 12.6 | 60
3 Revenue Sufficiency | 2025 | 2 | 12.7 | 57
3 Revenue Sufficiency | 2025 | 2 | 12.8 | 50
3 Revenue Sufficiency | 2025 | 2 | 12.9 | 56
3 Revenue Sufficiency | 2025 | 2 | 13 | 55
3 Revenue Sufficiency | 2025 | 2 | 13.1 | 53
3 Revenue Sufficiency | 2025 | 2 | 13.2 | 45
3 Revenue Sufficiency | 2025 | 2 | 13.3 | 46
3 Revenue Sufficiency | 2025 | 2 | 13.4 | 48
3 Revenue Sufficiency | 2025 | 2 | 13.5 | 44
3 Revenue Sufficiency | 2025 | 2 | 13.6 | 52
3 Revenue Sufficiency | 2025 | 2 | 13.7 | 47
3 Revenue Sufficiency | 2025 | 2 | 13.8 | 39
3 Revenue Sufficiency | 2025 | 2 | 13.9 | 52
3 Revenue Sufficiency | 2025 | 2 | 14 | 60
3 Revenue Sufficiency | 2025 | 2 | 14.1 | 51
3 Revenue Sufficiency | 2025 | 2 | 14.2 | 50
3 Revenue Sufficiency | 2025 | 2 | 14.3 | 50
3 Revenue Sufficiency | 2025 | 2 | 14.4 | 32
3 Revenue Sufficiency | 2025 | 2 | 14.5 | 55
3 Revenue Sufficiency | 2025 | 2 | 14.6 | 39
3 Revenue Sufficiency | 2025 | 2 | 14.7 | 55
3 Revenue Sufficiency | 2025 | 2 | 14.8 | 48
3 Revenue Sufficiency | 2025 | 2 | 14.9 | 42
3 Revenue Sufficiency | 2025 | 2 | 15 | 47
3 Revenue Sufficiency | 2025 | 2 | 15.1 | 40
3 Revenue Sufficiency | 2025 | 2 | 15.2 | 55
3 Revenue Sufficiency | 2025 | 2 | 15.3 | 31
3 Revenue Sufficiency | 2025 | 2 | 15.4 | 40
3 Revenue Sufficiency | 2025 | 2 | 15.5 | 48
3 Revenue Sufficiency | 2025 | 2 | 15.6 | 40
3 Revenue Sufficiency | 2025 | 2 | 15.7 | 50
3 Revenue Sufficiency | 2025 | 2 | 15.8 | 40
3 Revenue Sufficiency | 2025 | 2 | 15.9 | 38
3 Revenue Sufficiency | 2025 | 2 | 16 | 36
3 Revenue Sufficiency | 2025 | 2 | 16.1 | 44
3 Revenue Sufficiency | 2025 | 2 | 16.2 | 38
3 Revenue Sufficiency | 2025 | 2 | 16.3 | 40
3 Revenue Sufficiency | 2025 | 2 | 16.4 | 30
3 Revenue Sufficiency | 2025 | 2 | 16.5 | 37
3 Revenue Sufficiency | 2025 | 2 | 16.6 | 50
3 Revenue Sufficiency | 2025 | 2 | 16.7 | 35
3 Revenue Sufficiency | 2025 | 2 | 16.8 | 47
3 Revenue Sufficiency | 2025 | 2 | 16.9 | 42
3 Revenue Sufficiency | 2025 | 2 | 17 | 34
3 Revenue Sufficiency | 2025 | 2 | 17.1 | 31
3 Revenue Sufficiency | 2025 | 2 | 17.2 | 38
3 Revenue Sufficiency | 2025 | 2 | 17.3 | 42
3 Revenue Sufficiency | 2025 | 2 | 17.4 | 37
3 Revenue Sufficiency | 2025 | 2 | 17.5 | 40
3 Revenue Sufficiency | 2025 | 2 | 17.6 | 32
3 Revenue Sufficiency | 2025 | 2 | 17.7 | 31
3 Revenue Sufficiency | 2025 | 2 | 17.8 | 29
3 Revenue Sufficiency | 2025 | 2 | 17.9 | 26
3 Revenue Sufficiency | 2025 | 2 | 18 | 37
3 Revenue Sufficiency | 2025 | 2 | 18.1 | 31
3 Revenue Sufficiency | 2025 | 2 | 18.2 | 29
3 Revenue Sufficiency | 2025 | 2 | 18.3 | 22
3 Revenue Sufficiency | 2025 | 2 | 18.4 | 36
3 Revenue Sufficiency | 2025 | 2 | 18.5 | 33
3 Revenue Sufficiency | 2025 | 2 | 18.6 | 19
3 Revenue Sufficiency | 2025 | 2 | 18.7 | 39
3 Revenue Sufficiency | 2025 | 2 | 18.8 | 40
3 Revenue Sufficiency | 2025 | 2 | 18.9 | 29
3 Revenue Sufficiency | 2025 | 2 | 19 | 24
3 Revenue Sufficiency | 2025 | 2 | 19.1 | 40
3 Revenue Sufficiency | 2025 | 2 | 19.2 | 22
3 Revenue Sufficiency | 2025 | 2 | 19.3 | 38
3 Revenue Sufficiency | 2025 | 2 | 19.4 | 30
3 Revenue Sufficiency | 2025 | 2 | 19.5 | 26
3 Revenue Sufficiency | 2025 | 2 | 19.6 | 25
3 Revenue Sufficiency | 2025 | 2 | 19.7 | 33
3 Revenue Sufficiency | 2025 | 2 | 19.8 | 24
3 Revenue Sufficiency | 2025 | 2 | 19.9 | 32
3 Revenue Sufficiency | 2025 | 2 | 20 | 21
3 Revenue Sufficiency | 2025 | 2 | 20.1 | 19
3 Revenue Sufficiency | 2025 | 2 | 20.2 | 31
3 Revenue Sufficiency | 2025 | 2 | 20.3 | 23
3 Revenue Sufficiency | 2025 | 2 | 20.4 | 16
3 Revenue Sufficiency | 2025 | 2 | 20.5 | 32
3 Revenue Sufficiency | 2025 | 2 | 20.6 | 19
3 Revenue Sufficiency | 2025 | 2 | 20.7 | 19
3 Revenue Sufficiency | 2025 | 2 | 20.8 | 23
3 Revenue Sufficiency | 2025 | 2 | 20.9 | 25
3 Revenue Sufficiency | 2025 | 2 | 21 | 27
3 Revenue Sufficiency | 2025 | 2 | 21.1 | 22
3 Revenue Sufficiency | 2025 | 2 | 21.2 | 26
3 Revenue Sufficiency | 2025 | 2 | 21.3 | 15
3 Revenue Sufficiency | 2025 | 2 | 21.4 | 24
3 Revenue Sufficiency | 2025 | 2 | 21.5 | 24
3 Revenue Sufficiency | 2025 | 2 | 21.6 | 18
3 Revenue Sufficiency | 2025 | 2 | 21.7 | 26
3 Revenue Sufficiency | 2025 | 2 | 21.8 | 23
3 Revenue Sufficiency | 2025 | 2 | 21.9 | 16
3 Revenue Sufficiency | 2025 | 2 | 22 | 16
3 Revenue Sufficiency | 2025 | 2 | 22.1 | 17
3 Revenue Sufficiency | 2025 | 2 | 22.2 | 29
3 Revenue Sufficiency | 2025 | 2 | 22.3 | 22
3 Revenue Sufficiency | 2025 | 2 | 22.4 | 20
3 Revenue Sufficiency | 2025 | 2 | 22.5 | 25
3 Revenue Sufficiency | 2025 | 2 | 22.6 | 18
3 Revenue Sufficiency | 2025 | 2 | 22.7 | 23
3 Revenue Sufficiency | 2025 | 2 | 22.8 | 18
3 Revenue Sufficiency | 2025 | 2 | 22.9 | 12
3 Revenue Sufficiency | 2025 | 2 | 23 | 15
3 Revenue Sufficiency | 2025 | 2 | 23.1 | 14
3 Revenue Sufficiency | 2025 | 2 | 23.2 | 13
3 Revenue Sufficiency | 2025 | 2 | 23.3 | 27
3 Revenue Sufficiency | 2025 | 2 | 23.4 | 12
3 Revenue Sufficiency | 2025 | 2 | 23.5 | 18
3 Revenue Sufficiency | 2025 | 2 | 23.6 | 11
3 Revenue Sufficiency | 2025 | 2 | 23.7 | 18
3 Revenue Sufficiency | 2025 | 2 | 23.8 | 10
3 Revenue Sufficiency | 2025 | 2 | 23.9 | 20
3 Revenue Sufficiency | 2025 | 2 | 24 | 18
3 Revenue Sufficiency | 2025 | 2 | 24.1 | 10
3 Revenue Sufficiency | 2025 | 2 | 24.2 | 15
3 Revenue Sufficiency | 2025 | 2 | 24.3 | 13
3 Revenue Sufficiency | 2025 | 2 | 24.4 | 18
3 Revenue Sufficiency | 2025 | 2 | 24.5 | 16
3 Revenue Sufficiency | 2025 | 2 | 24.6 | 22
3 Revenue Sufficiency | 2025 | 2 | 24.7 | 13
3 Revenue Sufficiency | 2025 | 2 | 24.8 | 12
3 Revenue Sufficiency | 2025 | 2 | 24.9 | 19
3 Revenue Sufficiency | 2025 | 2 | 25 | 12
3 Revenue Sufficiency | 2025 | 2 | 25.1 | 12
3 Revenue Sufficiency | 2025 | 2 | 25.2 | 13
3 Revenue Sufficiency | 2025 | 2 | 25.3 | 10
3 Revenue Sufficiency | 2025 | 2 | 25.4 | 12
3 Revenue Sufficiency | 2025 | 2 | 25.5 | 16
3 Revenue Sufficiency | 2025 | 2 | 25.6 | 17
3 Revenue Sufficiency | 2025 | 2 | 25.7 | 7
3 Revenue Sufficiency | 2025 | 2 | 25.8 | 11
3 Revenue Sufficiency | 2025 | 2 | 25.9 | 11
3 Revenue Sufficiency | 2025 | 2 | 26 | 12
3 Revenue Sufficiency | 2025 | 2 | 26.1 | 9
3 Revenue Sufficiency | 2025 | 2 | 26.2 | 22
3 Revenue Sufficiency | 2025 | 2 | 26.3 | 15
3 Revenue Sufficiency | 2025 | 2 | 26.4 | 18
3 Revenue Sufficiency | 2025 | 2 | 26.5 | 14
3 Revenue Sufficiency | 2025 | 2 | 26.6 | 18
3 Revenue Sufficiency | 2025 | 2 | 26.7 | 17
3 Revenue Sufficiency | 2025 | 2 | 26.8 | 11
3 Revenue Sufficiency | 2025 | 2 | 26.9 | 9
3 Revenue Sufficiency | 2025 | 2 | 27 | 12
3 Revenue Sufficiency | 2025 | 2 | 27.1 | 15
3 Revenue Sufficiency | 2025 | 2 | 27.2 | 14
3 Revenue Sufficiency | 2025 | 2 | 27.3 | 15
3 Revenue Sufficiency | 2025 | 2 | 27.4 | 11
3 Revenue Sufficiency | 2025 | 2 | 27.5 | 10
3 Revenue Sufficiency | 2025 | 2 | 27.6 | 12
3 Revenue Sufficiency | 2025 | 2 | 27.7 | 7
3 Revenue Sufficiency | 2025 | 2 | 27.8 | 10
3 Revenue Sufficiency | 2025 | 2 | 27.9 | 14
3 Revenue Sufficiency | 2025 | 2 | 28 | 8
3 Revenue Sufficiency | 2025 | 2 | 28.1 | 5
3 Revenue Sufficiency | 2025 | 2 | 28.2 | 11
3 Revenue Sufficiency | 2025 | 2 | 28.3 | 13
3 Revenue Sufficiency | 2025 | 2 | 28.4 | 9
3 Revenue Sufficiency | 2025 | 2 | 28.5 | 14
3 Revenue Sufficiency | 2025 | 2 | 28.6 | 13
3 Revenue Sufficiency | 2025 | 2 | 28.7 | 8
3 Revenue Sufficiency | 2025 | 2 | 28.8 | 12
3 Revenue Sufficiency | 2025 | 2 | 28.9 | 11
3 Revenue Sufficiency | 2025 | 2 | 29 | 17
3 Revenue Sufficiency | 2025 | 2 | 29.1 | 8
3 Revenue Sufficiency | 2025 | 2 | 29.2 | 10
3 Revenue Sufficiency | 2025 | 2 | 29.3 | 11
3 Revenue Sufficiency | 2025 | 2 | 29.4 | 7
3 Revenue Sufficiency | 2025 | 2 | 29.5 | 11
3 Revenue Sufficiency | 2025 | 2 | 29.6 | 13
3 Revenue Sufficiency | 2025 | 2 | 29.7 | 11
3 Revenue Sufficiency | 2025 | 2 | 29.8 | 11
3 Revenue Sufficiency | 2025 | 2 | 29.9 | 5
3 Revenue Sufficiency | 2025 | 2 | 30 | 6
3 Revenue Sufficiency | 2025 | 2 | 30.1 | 8
3 Revenue Sufficiency | 2025 | 2 | 30.2 | 14
3 Revenue Sufficiency | 2025 | 2 | 30.3 | 4
3 Revenue Sufficiency | 2025 | 2 | 30.4 | 6
3 Revenue Sufficiency | 2025 | 2 | 30.5 | 9
3 Revenue Sufficiency | 2025 | 2 | 30.6 | 8
3 Revenue Sufficiency | 2025 | 2 | 30.7 | 4
3 Revenue Sufficiency | 2025 | 2 | 30.8 | 4
3 Revenue Sufficiency | 2025 | 2 | 30.9 | 4
3 Revenue Sufficiency | 2025 | 2 | 31 | 8
3 Revenue Sufficiency | 2025 | 2 | 31.1 | 8
3 Revenue Sufficiency | 2025 | 2 | 31.2 | 11
3 Revenue Sufficiency | 2025 | 2 | 31.3 | 6
3 Revenue Sufficiency | 2025 | 2 | 31.4 | 4
3 Revenue Sufficiency | 2025 | 2 | 31.5 | 10
3 Revenue Sufficiency | 2025 | 2 | 31.6 | 9
3 Revenue Sufficiency | 2025 | 2 | 31.7 | 7
3 Revenue Sufficiency | 2025 | 2 | 31.8 | 8
3 Revenue Sufficiency | 2025 | 2 | 31.9 | 9
3 Revenue Sufficiency | 2025 | 2 | 32 | 8
3 Revenue Sufficiency | 2025 | 2 | 32.1 | 3
3 Revenue Sufficiency | 2025 | 2 | 32.2 | 6
3 Revenue Sufficiency | 2025 | 2 | 32.3 | 7
3 Revenue Sufficiency | 2025 | 2 | 32.4 | 4
3 Revenue Sufficiency | 2025 | 2 | 32.5 | 8
3 Revenue Sufficiency | 2025 | 2 | 32.6 | 6
3 Revenue Sufficiency | 2025 | 2 | 32.7 | 6
3 Revenue Sufficiency | 2025 | 2 | 32.8 | 11
3 Revenue Sufficiency | 2025 | 2 | 32.9 | 3
3 Revenue Sufficiency | 2025 | 2 | 33 | 5
3 Revenue Sufficiency | 2025 | 2 | 33.1 | 6
3 Revenue Sufficiency | 2025 | 2 | 33.2 | 11
3 Revenue Sufficiency | 2025 | 2 | 33.3 | 6
3 Revenue Sufficiency | 2025 | 2 | 33.4 | 6
3 Revenue Sufficiency | 2025 | 2 | 33.5 | 6
3 Revenue Sufficiency | 2025 | 2 | 33.6 | 8
3 Revenue Sufficiency | 2025 | 2 | 33.7 | 7
3 Revenue Sufficiency | 2025 | 2 | 33.8 | 5
3 Revenue Sufficiency | 2025 | 2 | 33.9 | 8
3 Revenue Sufficiency | 2025 | 2 | 34 | 9
3 Revenue Sufficiency | 2025 | 2 | 34.1 | 5
3 Revenue Sufficiency | 2025 | 2 | 34.2 | 4
3 Revenue Sufficiency | 2025 | 2 | 34.3 | 8
3 Revenue Sufficiency | 2025 | 2 | 34.4 | 10
3 Revenue Sufficiency | 2025 | 2 | 34.5 | 4
3 Revenue Sufficiency | 2025 | 2 | 34.6 | 6
3 Revenue Sufficiency | 2025 | 2 | 34.7 | 4
3 Revenue Sufficiency | 2025 | 2 | 34.8 | 4
3 Revenue Sufficiency | 2025 | 2 | 34.9 | 5
3 Revenue Sufficiency | 2025 | 2 | 35 | 7
3 Revenue Sufficiency | 2025 | 2 | 35.1 | 6
3 Revenue Sufficiency | 2025 | 2 | 35.2 | 5
3 Revenue Sufficiency | 2025 | 2 | 35.3 | 7
3 Revenue Sufficiency | 2025 | 2 | 35.4 | 3
3 Revenue Sufficiency | 2025 | 2 | 35.5 | 1
3 Revenue Sufficiency | 2025 | 2 | 35.6 | 10
3 Revenue Sufficiency | 2025 | 2 | 35.7 | 5
3 Revenue Sufficiency | 2025 | 2 | 35.8 | 2
3 Revenue Sufficiency | 2025 | 2 | 35.9 | 5
3 Revenue Sufficiency | 2025 | 2 | 36 | 6
3 Revenue Sufficiency | 2025 | 2 | 36.1 | 5
3 Revenue Sufficiency | 2025 | 2 | 36.2 | 8
3 Revenue Sufficiency | 2025 | 2 | 36.3 | 6
3 Revenue Sufficiency | 2025 | 2 | 36.4 | 5
3 Revenue Sufficiency | 2025 | 2 | 36.5 | 3
3 Revenue Sufficiency | 2025 | 2 | 36.6 | 5
3 Revenue Sufficiency | 2025 | 2 | 36.7 | 6
3 Revenue Sufficiency | 2025 | 2 | 36.8 | 2
3 Revenue Sufficiency | 2025 | 2 | 36.9 | 1
3 Revenue Sufficiency | 2025 | 2 | 37 | 5
3 Revenue Sufficiency | 2025 | 2 | 37.1 | 6
3 Revenue Sufficiency | 2025 | 2 | 37.2 | 6
3 Revenue Sufficiency | 2025 | 2 | 37.3 | 5
3 Revenue Sufficiency | 2025 | 2 | 37.4 | 4
3 Revenue Sufficiency | 2025 | 2 | 37.5 | 7
3 Revenue Sufficiency | 2025 | 2 | 37.6 | 4
3 Revenue Sufficiency | 2025 | 2 | 37.7 | 6
3 Revenue Sufficiency | 2025 | 2 | 37.8 | 4
3 Revenue Sufficiency | 2025 | 2 | 37.9 | 5
3 Revenue Sufficiency | 2025 | 2 | 38 | 7
3 Revenue Sufficiency | 2025 | 2 | 38.1 | 3
3 Revenue Sufficiency | 2025 | 2 | 38.2 | 3
3 Revenue Sufficiency | 2025 | 2 | 38.3 | 2
3 Revenue Sufficiency | 2025 | 2 | 38.4 | 5
3 Revenue Sufficiency | 2025 | 2 | 38.5 | 6
3 Revenue Sufficiency | 2025 | 2 | 38.6 | 3
3 Revenue Sufficiency | 2025 | 2 | 38.7 | 4
3 Revenue Sufficiency | 2025 | 2 | 38.8 | 3
3 Revenue Sufficiency | 2025 | 2 | 38.9 | 6
3 Revenue Sufficiency | 2025 | 2 | 39 | 2
3 Revenue Sufficiency | 2025 | 2 | 39.1 | 5
3 Revenue Sufficiency | 2025 | 2 | 39.2 | 2
3 Revenue Sufficiency | 2025 | 2 | 39.3 | 2
3 Revenue Sufficiency | 2025 | 2 | 39.4 | 1
3 Revenue Sufficiency | 2025 | 2 | 39.5 | 3
3 Revenue Sufficiency | 2025 | 2 | 39.6 | 1
3 Revenue Sufficiency | 2025 | 2 | 39.7 | 1
3 Revenue Sufficiency | 2025 | 2 | 39.8 | 3
3 Revenue Sufficiency | 2025 | 2 | 40 | 3
3 Revenue Sufficiency | 2025 | 2 | 40.1 | 2
3 Revenue Sufficiency | 2025 | 2 | 40.2 | 2
3 Revenue Sufficiency | 2025 | 2 | 40.3 | 3
3 Revenue Sufficiency | 2025 | 2 | 40.5 | 4
3 Revenue Sufficiency | 2025 | 2 | 40.6 | 1
3 Revenue Sufficiency | 2025 | 2 | 40.7 | 3
3 Revenue Sufficiency | 2025 | 2 | 40.8 | 4
3 Revenue Sufficiency | 2025 | 2 | 40.9 | 7
3 Revenue Sufficiency | 2025 | 2 | 41 | 5
3 Revenue Sufficiency | 2025 | 2 | 41.1 | 6
3 Revenue Sufficiency | 2025 | 2 | 41.3 | 3
3 Revenue Sufficiency | 2025 | 2 | 41.4 | 2
3 Revenue Sufficiency | 2025 | 2 | 41.5 | 3
3 Revenue Sufficiency | 2025 | 2 | 41.6 | 7
3 Revenue Sufficiency | 2025 | 2 | 41.7 | 2
3 Revenue Sufficiency | 2025 | 2 | 41.8 | 4
3 Revenue Sufficiency | 2025 | 2 | 42 | 2
3 Revenue Sufficiency | 2025 | 2 | 42.1 | 3
3 Revenue Sufficiency | 2025 | 2 | 42.2 | 3
3 Revenue Sufficiency | 2025 | 2 | 42.3 | 7
3 Revenue Sufficiency | 2025 | 2 | 42.4 | 1
3 Revenue Sufficiency | 2025 | 2 | 42.5 | 7
3 Revenue Sufficiency | 2025 | 2 | 42.6 | 3
3 Revenue Sufficiency | 2025 | 2 | 42.7 | 4
3 Revenue Sufficiency | 2025 | 2 | 42.9 | 2
3 Revenue Sufficiency | 2025 | 2 | 43 | 1
3 Revenue Sufficiency | 2025 | 2 | 43.1 | 6
3 Revenue Sufficiency | 2025 | 2 | 43.2 | 1
3 Revenue Sufficiency | 2025 | 2 | 43.3 | 3
3 Revenue Sufficiency | 2025 | 2 | 43.4 | 2
3 Revenue Sufficiency | 2025 | 2 | 43.5 | 2
3 Revenue Sufficiency | 2025 | 2 | 43.6 | 2
3 Revenue Sufficiency | 2025 | 2 | 43.7 | 3
3 Revenue Sufficiency | 2025 | 2 | 43.8 | 1
3 Revenue Sufficiency | 2025 | 2 | 43.9 | 1
3 Revenue Sufficiency | 2025 | 2 | 44 | 3
3 Revenue Sufficiency | 2025 | 2 | 44.1 | 2
3 Revenue Sufficiency | 2025 | 2 | 44.2 | 2
3 Revenue Sufficiency | 2025 | 2 | 44.3 | 1
3 Revenue Sufficiency | 2025 | 2 | 44.4 | 2
3 Revenue Sufficiency | 2025 | 2 | 44.5 | 2
3 Revenue Sufficiency | 2025 | 2 | 44.6 | 2
3 Revenue Sufficiency | 2025 | 2 | 44.9 | 3
3 Revenue Sufficiency | 2025 | 2 | 45 | 3
3 Revenue Sufficiency | 2025 | 2 | 45.1 | 2
3 Revenue Sufficiency | 2025 | 2 | 45.3 | 1
3 Revenue Sufficiency | 2025 | 2 | 45.4 | 1
3 Revenue Sufficiency | 2025 | 2 | 45.5 | 3
3 Revenue Sufficiency | 2025 | 2 | 45.6 | 2
3 Revenue Sufficiency | 2025 | 2 | 45.8 | 3
3 Revenue Sufficiency | 2025 | 2 | 46 | 2
3 Revenue Sufficiency | 2025 | 2 | 46.1 | 2
3 Revenue Sufficiency | 2025 | 2 | 46.2 | 2
3 Revenue Sufficiency | 2025 | 2 | 46.3 | 1
3 Revenue Sufficiency | 2025 | 2 | 46.4 | 4
3 Revenue Sufficiency | 2025 | 2 | 46.5 | 1
3 Revenue Sufficiency | 2025 | 2 | 46.6 | 1
3 Revenue Sufficiency | 2025 | 2 | 46.7 | 1
3 Revenue Sufficiency | 2025 | 2 | 46.8 | 2
3 Revenue Sufficiency | 2025 | 2 | 46.9 | 1
3 Revenue Sufficiency | 2025 | 2 | 47.1 | 1
3 Revenue Sufficiency | 2025 | 2 | 47.3 | 1
3 Revenue Sufficiency | 2025 | 2 | 47.4 | 2
3 Revenue Sufficiency | 2025 | 2 | 47.5 | 1
3 Revenue Sufficiency | 2025 | 2 | 47.6 | 2
3 Revenue Sufficiency | 2025 | 2 | 47.7 | 1
3 Revenue Sufficiency | 2025 | 2 | 47.8 | 1
3 Revenue Sufficiency | 2025 | 2 | 47.9 | 1
3 Revenue Sufficiency | 2025 | 2 | 48 | 1
3 Revenue Sufficiency | 2025 | 2 | 48.1 | 2
3 Revenue Sufficiency | 2025 | 2 | 48.2 | 4
3 Revenue Sufficiency | 2025 | 2 | 48.3 | 1
3 Revenue Sufficiency | 2025 | 2 | 48.4 | 1
3 Revenue Sufficiency | 2025 | 2 | 48.5 | 1
3 Revenue Sufficiency | 2025 | 2 | 48.8 | 3
3 Revenue Sufficiency | 2025 | 2 | 49.1 | 2
3 Revenue Sufficiency | 2025 | 2 | 49.2 | 1
3 Revenue Sufficiency | 2025 | 2 | 49.6 | 1
3 Revenue Sufficiency | 2025 | 2 | 49.8 | 1
3 Revenue Sufficiency | 2025 | 2 | 49.9 | 1
3 Revenue Sufficiency | 2025 | 2 | 50 | 2
3 Revenue Sufficiency | 2025 | 2 | 50.1 | 1
3 Revenue Sufficiency | 2025 | 2 | 50.2 | 1
3 Revenue Sufficiency | 2025 | 2 | 50.4 | 1
3 Revenue Sufficiency | 2025 | 2 | 50.6 | 1
3 Revenue Sufficiency | 2025 | 2 | 50.9 | 1
3 Revenue Sufficiency | 2025 | 2 | 51.1 | 1
3 Revenue Sufficiency | 2025 | 2 | 51.2 | 2
3 Revenue Sufficiency | 2025 | 2 | 51.3 | 2
3 Revenue Sufficiency | 2025 | 2 | 51.5 | 1
3 Revenue Sufficiency | 2025 | 2 | 51.6 | 2
3 Revenue Sufficiency | 2025 | 2 | 51.7 | 1
3 Revenue Sufficiency | 2025 | 2 | 52 | 1
3 Revenue Sufficiency | 2025 | 2 | 52.4 | 1
3 Revenue Sufficiency | 2025 | 2 | 52.6 | 1
3 Revenue Sufficiency | 2025 | 2 | 52.7 | 1
3 Revenue Sufficiency | 2025 | 2 | 53.1 | 1
3 Revenue Sufficiency | 2025 | 2 | 53.2 | 2
3 Revenue Sufficiency | 2025 | 2 | 53.6 | 1
3 Revenue Sufficiency | 2025 | 2 | 53.7 | 1
3 Revenue Sufficiency | 2025 | 2 | 53.8 | 2
3 Revenue Sufficiency | 2025 | 2 | 53.9 | 1
3 Revenue Sufficiency | 2025 | 2 | 54.1 | 1
3 Revenue Sufficiency | 2025 | 2 | 54.5 | 2
3 Revenue Sufficiency | 2025 | 2 | 54.7 | 2
3 Revenue Sufficiency | 2025 | 2 | 55 | 1
3 Revenue Sufficiency | 2025 | 2 | 55.4 | 1
3 Revenue Sufficiency | 2025 | 2 | 57.3 | 1
3 Revenue Sufficiency | 2025 | 2 | 57.5 | 1
3 Revenue Sufficiency | 2025 | 2 | 57.6 | 1
3 Revenue Sufficiency | 2025 | 2 | 57.7 | 1
3 Revenue Sufficiency | 2025 | 2 | 57.8 | 1
3 Revenue Sufficiency | 2025 | 2 | 58.1 | 1
3 Revenue Sufficiency | 2025 | 2 | 58.3 | 1
3 Revenue Sufficiency | 2025 | 2 | 59.3 | 1
3 Revenue Sufficiency | 2025 | 2 | 60 | 2
3 Revenue Sufficiency | 2025 | 2 | 60.1 | 1
3 Revenue Sufficiency | 2025 | 2 | 60.7 | 2
3 Revenue Sufficiency | 2025 | 2 | 60.8 | 1
3 Revenue Sufficiency | 2025 | 2 | 61 | 1
3 Revenue Sufficiency | 2025 | 2 | 62.1 | 1
3 Revenue Sufficiency | 2025 | 2 | 62.7 | 1
3 Revenue Sufficiency | 2025 | 2 | 63.1 | 1
3 Revenue Sufficiency | 2025 | 2 | 65.1 | 1
3 Revenue Sufficiency | 2025 | 2 | 65.3 | 1
3 Revenue Sufficiency | 2025 | 2 | 65.8 | 1
3 Revenue Sufficiency | 2025 | 2 | 66.1 | 1
3 Revenue Sufficiency | 2025 | 2 | 66.4 | 1
3 Revenue Sufficiency | 2025 | 2 | 70.2 | 1
3 Revenue Sufficiency | 2025 | 2 | 78.1 | 1
3 Revenue Sufficiency | 2025 | 2 | 79.5 | 1
3 Revenue Sufficiency | 2025 | 2 | 94.7 | 1
3 Revenue Sufficiency | 2025 | 2 | 112 | 1
3 Revenue Sufficiency | 2025 | 2 | 210.8 | 1
3 Revenue Sufficiency | 2025 | 3 | -68 | 1
3 Revenue Sufficiency | 2025 | 3 | -66.5 | 1
3 Revenue Sufficiency | 2025 | 3 | -65.2 | 1
3 Revenue Sufficiency | 2025 | 3 | -61.7 | 1
3 Revenue Sufficiency | 2025 | 3 | -60.5 | 1
3 Revenue Sufficiency | 2025 | 3 | -60.1 | 1
3 Revenue Sufficiency | 2025 | 3 | -57.7 | 1
3 Revenue Sufficiency | 2025 | 3 | -55.9 | 1
3 Revenue Sufficiency | 2025 | 3 | -55.5 | 1
3 Revenue Sufficiency | 2025 | 3 | -54.4 | 1
3 Revenue Sufficiency | 2025 | 3 | -54.3 | 1
3 Revenue Sufficiency | 2025 | 3 | -53.4 | 1
3 Revenue Sufficiency | 2025 | 3 | -52.7 | 1
3 Revenue Sufficiency | 2025 | 3 | -51.5 | 1
3 Revenue Sufficiency | 2025 | 3 | -51.1 | 1
3 Revenue Sufficiency | 2025 | 3 | -50.8 | 1
3 Revenue Sufficiency | 2025 | 3 | -50.7 | 1
3 Revenue Sufficiency | 2025 | 3 | -50.6 | 1
3 Revenue Sufficiency | 2025 | 3 | -49.5 | 1
3 Revenue Sufficiency | 2025 | 3 | -49.3 | 1
3 Revenue Sufficiency | 2025 | 3 | -49 | 1
3 Revenue Sufficiency | 2025 | 3 | -48.3 | 2
3 Revenue Sufficiency | 2025 | 3 | -48.1 | 1
3 Revenue Sufficiency | 2025 | 3 | -47.7 | 1
3 Revenue Sufficiency | 2025 | 3 | -47.2 | 1
3 Revenue Sufficiency | 2025 | 3 | -47 | 1
3 Revenue Sufficiency | 2025 | 3 | -46.8 | 1
3 Revenue Sufficiency | 2025 | 3 | -46.6 | 1
3 Revenue Sufficiency | 2025 | 3 | -45.8 | 1
3 Revenue Sufficiency | 2025 | 3 | -45.5 | 2
3 Revenue Sufficiency | 2025 | 3 | -45.4 | 2
3 Revenue Sufficiency | 2025 | 3 | -45.3 | 1
3 Revenue Sufficiency | 2025 | 3 | -44.9 | 1
3 Revenue Sufficiency | 2025 | 3 | -44.6 | 1
3 Revenue Sufficiency | 2025 | 3 | -44.5 | 3
3 Revenue Sufficiency | 2025 | 3 | -44.3 | 1
3 Revenue Sufficiency | 2025 | 3 | -44 | 2
3 Revenue Sufficiency | 2025 | 3 | -43.6 | 2
3 Revenue Sufficiency | 2025 | 3 | -43.2 | 3
3 Revenue Sufficiency | 2025 | 3 | -43.1 | 2
3 Revenue Sufficiency | 2025 | 3 | -43 | 1
3 Revenue Sufficiency | 2025 | 3 | -42.7 | 1
3 Revenue Sufficiency | 2025 | 3 | -42.6 | 2
3 Revenue Sufficiency | 2025 | 3 | -42.4 | 1
3 Revenue Sufficiency | 2025 | 3 | -42.1 | 1
3 Revenue Sufficiency | 2025 | 3 | -42 | 1
3 Revenue Sufficiency | 2025 | 3 | -41.9 | 1
3 Revenue Sufficiency | 2025 | 3 | -41.7 | 2
3 Revenue Sufficiency | 2025 | 3 | -41.6 | 2
3 Revenue Sufficiency | 2025 | 3 | -41.5 | 2
3 Revenue Sufficiency | 2025 | 3 | -41.2 | 1
3 Revenue Sufficiency | 2025 | 3 | -41 | 1
3 Revenue Sufficiency | 2025 | 3 | -40.9 | 2
3 Revenue Sufficiency | 2025 | 3 | -40.7 | 2
3 Revenue Sufficiency | 2025 | 3 | -40.4 | 2
3 Revenue Sufficiency | 2025 | 3 | -40.3 | 5
3 Revenue Sufficiency | 2025 | 3 | -40.2 | 1
3 Revenue Sufficiency | 2025 | 3 | -40.1 | 2
3 Revenue Sufficiency | 2025 | 3 | -40 | 2
3 Revenue Sufficiency | 2025 | 3 | -39.9 | 1
3 Revenue Sufficiency | 2025 | 3 | -39.7 | 2
3 Revenue Sufficiency | 2025 | 3 | -39.4 | 1
3 Revenue Sufficiency | 2025 | 3 | -39.3 | 2
3 Revenue Sufficiency | 2025 | 3 | -39.2 | 2
3 Revenue Sufficiency | 2025 | 3 | -38.8 | 2
3 Revenue Sufficiency | 2025 | 3 | -38.6 | 2
3 Revenue Sufficiency | 2025 | 3 | -38.5 | 1
3 Revenue Sufficiency | 2025 | 3 | -38.4 | 1
3 Revenue Sufficiency | 2025 | 3 | -38.3 | 1
3 Revenue Sufficiency | 2025 | 3 | -38.2 | 2
3 Revenue Sufficiency | 2025 | 3 | -38.1 | 1
3 Revenue Sufficiency | 2025 | 3 | -37.7 | 1
3 Revenue Sufficiency | 2025 | 3 | -37.6 | 5
3 Revenue Sufficiency | 2025 | 3 | -37.4 | 1
3 Revenue Sufficiency | 2025 | 3 | -37.3 | 2
3 Revenue Sufficiency | 2025 | 3 | -36.9 | 1
3 Revenue Sufficiency | 2025 | 3 | -36.8 | 2
3 Revenue Sufficiency | 2025 | 3 | -36.7 | 2
3 Revenue Sufficiency | 2025 | 3 | -36.6 | 2
3 Revenue Sufficiency | 2025 | 3 | -36.5 | 3
3 Revenue Sufficiency | 2025 | 3 | -36.3 | 6
3 Revenue Sufficiency | 2025 | 3 | -36.2 | 2
3 Revenue Sufficiency | 2025 | 3 | -36.1 | 4
3 Revenue Sufficiency | 2025 | 3 | -36 | 2
3 Revenue Sufficiency | 2025 | 3 | -35.8 | 2
3 Revenue Sufficiency | 2025 | 3 | -35.7 | 1
3 Revenue Sufficiency | 2025 | 3 | -35.6 | 1
3 Revenue Sufficiency | 2025 | 3 | -35.4 | 3
3 Revenue Sufficiency | 2025 | 3 | -35.3 | 3
3 Revenue Sufficiency | 2025 | 3 | -35.1 | 2
3 Revenue Sufficiency | 2025 | 3 | -34.9 | 3
3 Revenue Sufficiency | 2025 | 3 | -34.8 | 8
3 Revenue Sufficiency | 2025 | 3 | -34.7 | 2
3 Revenue Sufficiency | 2025 | 3 | -34.6 | 1
3 Revenue Sufficiency | 2025 | 3 | -34.5 | 3
3 Revenue Sufficiency | 2025 | 3 | -34.4 | 1
3 Revenue Sufficiency | 2025 | 3 | -34.3 | 3
3 Revenue Sufficiency | 2025 | 3 | -34.2 | 1
3 Revenue Sufficiency | 2025 | 3 | -34.1 | 4
3 Revenue Sufficiency | 2025 | 3 | -34 | 5
3 Revenue Sufficiency | 2025 | 3 | -33.9 | 1
3 Revenue Sufficiency | 2025 | 3 | -33.8 | 7
3 Revenue Sufficiency | 2025 | 3 | -33.7 | 3
3 Revenue Sufficiency | 2025 | 3 | -33.6 | 2
3 Revenue Sufficiency | 2025 | 3 | -33.5 | 2
3 Revenue Sufficiency | 2025 | 3 | -33.3 | 5
3 Revenue Sufficiency | 2025 | 3 | -33.2 | 3
3 Revenue Sufficiency | 2025 | 3 | -33 | 1
3 Revenue Sufficiency | 2025 | 3 | -32.9 | 3
3 Revenue Sufficiency | 2025 | 3 | -32.8 | 2
3 Revenue Sufficiency | 2025 | 3 | -32.7 | 4
3 Revenue Sufficiency | 2025 | 3 | -32.6 | 1
3 Revenue Sufficiency | 2025 | 3 | -32.5 | 3
3 Revenue Sufficiency | 2025 | 3 | -32.3 | 2
3 Revenue Sufficiency | 2025 | 3 | -32.2 | 7
3 Revenue Sufficiency | 2025 | 3 | -32.1 | 1
3 Revenue Sufficiency | 2025 | 3 | -32 | 3
3 Revenue Sufficiency | 2025 | 3 | -31.9 | 4
3 Revenue Sufficiency | 2025 | 3 | -31.8 | 1
3 Revenue Sufficiency | 2025 | 3 | -31.7 | 2
3 Revenue Sufficiency | 2025 | 3 | -31.6 | 3
3 Revenue Sufficiency | 2025 | 3 | -31.5 | 5
3 Revenue Sufficiency | 2025 | 3 | -31.4 | 3
3 Revenue Sufficiency | 2025 | 3 | -31.3 | 4
3 Revenue Sufficiency | 2025 | 3 | -31.1 | 5
3 Revenue Sufficiency | 2025 | 3 | -31 | 5
3 Revenue Sufficiency | 2025 | 3 | -30.8 | 1
3 Revenue Sufficiency | 2025 | 3 | -30.7 | 4
3 Revenue Sufficiency | 2025 | 3 | -30.6 | 3
3 Revenue Sufficiency | 2025 | 3 | -30.5 | 5
3 Revenue Sufficiency | 2025 | 3 | -30.4 | 6
3 Revenue Sufficiency | 2025 | 3 | -30.3 | 6
3 Revenue Sufficiency | 2025 | 3 | -30.2 | 6
3 Revenue Sufficiency | 2025 | 3 | -30.1 | 3
3 Revenue Sufficiency | 2025 | 3 | -30 | 3
3 Revenue Sufficiency | 2025 | 3 | -29.9 | 6
3 Revenue Sufficiency | 2025 | 3 | -29.7 | 7
3 Revenue Sufficiency | 2025 | 3 | -29.6 | 2
3 Revenue Sufficiency | 2025 | 3 | -29.5 | 3
3 Revenue Sufficiency | 2025 | 3 | -29.4 | 6
3 Revenue Sufficiency | 2025 | 3 | -29.3 | 5
3 Revenue Sufficiency | 2025 | 3 | -29.2 | 3
3 Revenue Sufficiency | 2025 | 3 | -29.1 | 4
3 Revenue Sufficiency | 2025 | 3 | -29 | 6
3 Revenue Sufficiency | 2025 | 3 | -28.9 | 3
3 Revenue Sufficiency | 2025 | 3 | -28.8 | 7
3 Revenue Sufficiency | 2025 | 3 | -28.7 | 8
3 Revenue Sufficiency | 2025 | 3 | -28.6 | 9
3 Revenue Sufficiency | 2025 | 3 | -28.5 | 5
3 Revenue Sufficiency | 2025 | 3 | -28.4 | 3
3 Revenue Sufficiency | 2025 | 3 | -28.3 | 4
3 Revenue Sufficiency | 2025 | 3 | -28.2 | 4
3 Revenue Sufficiency | 2025 | 3 | -28.1 | 3
3 Revenue Sufficiency | 2025 | 3 | -28 | 2
3 Revenue Sufficiency | 2025 | 3 | -27.9 | 10
3 Revenue Sufficiency | 2025 | 3 | -27.8 | 4
3 Revenue Sufficiency | 2025 | 3 | -27.7 | 6
3 Revenue Sufficiency | 2025 | 3 | -27.6 | 8
3 Revenue Sufficiency | 2025 | 3 | -27.5 | 3
3 Revenue Sufficiency | 2025 | 3 | -27.4 | 10
3 Revenue Sufficiency | 2025 | 3 | -27.3 | 4
3 Revenue Sufficiency | 2025 | 3 | -27.2 | 9
3 Revenue Sufficiency | 2025 | 3 | -27.1 | 4
3 Revenue Sufficiency | 2025 | 3 | -27 | 7
3 Revenue Sufficiency | 2025 | 3 | -26.9 | 9
3 Revenue Sufficiency | 2025 | 3 | -26.8 | 3
3 Revenue Sufficiency | 2025 | 3 | -26.7 | 3
3 Revenue Sufficiency | 2025 | 3 | -26.6 | 6
3 Revenue Sufficiency | 2025 | 3 | -26.5 | 9
3 Revenue Sufficiency | 2025 | 3 | -26.4 | 11
3 Revenue Sufficiency | 2025 | 3 | -26.3 | 9
3 Revenue Sufficiency | 2025 | 3 | -26.2 | 7
3 Revenue Sufficiency | 2025 | 3 | -26.1 | 5
3 Revenue Sufficiency | 2025 | 3 | -26 | 10
3 Revenue Sufficiency | 2025 | 3 | -25.9 | 7
3 Revenue Sufficiency | 2025 | 3 | -25.8 | 3
3 Revenue Sufficiency | 2025 | 3 | -25.7 | 7
3 Revenue Sufficiency | 2025 | 3 | -25.6 | 6
3 Revenue Sufficiency | 2025 | 3 | -25.5 | 5
3 Revenue Sufficiency | 2025 | 3 | -25.4 | 1
3 Revenue Sufficiency | 2025 | 3 | -25.3 | 5
3 Revenue Sufficiency | 2025 | 3 | -25.2 | 5
3 Revenue Sufficiency | 2025 | 3 | -25.1 | 8
3 Revenue Sufficiency | 2025 | 3 | -25 | 12
3 Revenue Sufficiency | 2025 | 3 | -24.9 | 4
3 Revenue Sufficiency | 2025 | 3 | -24.8 | 8
3 Revenue Sufficiency | 2025 | 3 | -24.7 | 11
3 Revenue Sufficiency | 2025 | 3 | -24.6 | 7
3 Revenue Sufficiency | 2025 | 3 | -24.5 | 5
3 Revenue Sufficiency | 2025 | 3 | -24.4 | 6
3 Revenue Sufficiency | 2025 | 3 | -24.3 | 7
3 Revenue Sufficiency | 2025 | 3 | -24.2 | 11
3 Revenue Sufficiency | 2025 | 3 | -24.1 | 3
3 Revenue Sufficiency | 2025 | 3 | -24 | 10
3 Revenue Sufficiency | 2025 | 3 | -23.9 | 11
3 Revenue Sufficiency | 2025 | 3 | -23.8 | 7
3 Revenue Sufficiency | 2025 | 3 | -23.7 | 9
3 Revenue Sufficiency | 2025 | 3 | -23.6 | 12
3 Revenue Sufficiency | 2025 | 3 | -23.5 | 8
3 Revenue Sufficiency | 2025 | 3 | -23.4 | 6
3 Revenue Sufficiency | 2025 | 3 | -23.3 | 10
3 Revenue Sufficiency | 2025 | 3 | -23.2 | 6
3 Revenue Sufficiency | 2025 | 3 | -23.1 | 5
3 Revenue Sufficiency | 2025 | 3 | -23 | 12
3 Revenue Sufficiency | 2025 | 3 | -22.9 | 8
3 Revenue Sufficiency | 2025 | 3 | -22.8 | 9
3 Revenue Sufficiency | 2025 | 3 | -22.7 | 9
3 Revenue Sufficiency | 2025 | 3 | -22.6 | 7
3 Revenue Sufficiency | 2025 | 3 | -22.5 | 12
3 Revenue Sufficiency | 2025 | 3 | -22.4 | 12
3 Revenue Sufficiency | 2025 | 3 | -22.3 | 17
3 Revenue Sufficiency | 2025 | 3 | -22.2 | 16
3 Revenue Sufficiency | 2025 | 3 | -22.1 | 6
3 Revenue Sufficiency | 2025 | 3 | -22 | 7
3 Revenue Sufficiency | 2025 | 3 | -21.9 | 6
3 Revenue Sufficiency | 2025 | 3 | -21.8 | 11
3 Revenue Sufficiency | 2025 | 3 | -21.7 | 12
3 Revenue Sufficiency | 2025 | 3 | -21.6 | 12
3 Revenue Sufficiency | 2025 | 3 | -21.5 | 14
3 Revenue Sufficiency | 2025 | 3 | -21.4 | 9
3 Revenue Sufficiency | 2025 | 3 | -21.3 | 15
3 Revenue Sufficiency | 2025 | 3 | -21.2 | 19
3 Revenue Sufficiency | 2025 | 3 | -21.1 | 8
3 Revenue Sufficiency | 2025 | 3 | -21 | 19
3 Revenue Sufficiency | 2025 | 3 | -20.9 | 10
3 Revenue Sufficiency | 2025 | 3 | -20.8 | 9
3 Revenue Sufficiency | 2025 | 3 | -20.7 | 13
3 Revenue Sufficiency | 2025 | 3 | -20.6 | 8
3 Revenue Sufficiency | 2025 | 3 | -20.5 | 8
3 Revenue Sufficiency | 2025 | 3 | -20.4 | 12
3 Revenue Sufficiency | 2025 | 3 | -20.3 | 10
3 Revenue Sufficiency | 2025 | 3 | -20.2 | 13
3 Revenue Sufficiency | 2025 | 3 | -20.1 | 8
3 Revenue Sufficiency | 2025 | 3 | -20 | 13
3 Revenue Sufficiency | 2025 | 3 | -19.9 | 14
3 Revenue Sufficiency | 2025 | 3 | -19.8 | 18
3 Revenue Sufficiency | 2025 | 3 | -19.7 | 11
3 Revenue Sufficiency | 2025 | 3 | -19.6 | 13
3 Revenue Sufficiency | 2025 | 3 | -19.5 | 18
3 Revenue Sufficiency | 2025 | 3 | -19.4 | 11
3 Revenue Sufficiency | 2025 | 3 | -19.3 | 11
3 Revenue Sufficiency | 2025 | 3 | -19.2 | 16
3 Revenue Sufficiency | 2025 | 3 | -19.1 | 12
3 Revenue Sufficiency | 2025 | 3 | -19 | 7
3 Revenue Sufficiency | 2025 | 3 | -18.9 | 19
3 Revenue Sufficiency | 2025 | 3 | -18.8 | 10
3 Revenue Sufficiency | 2025 | 3 | -18.7 | 11
3 Revenue Sufficiency | 2025 | 3 | -18.6 | 17
3 Revenue Sufficiency | 2025 | 3 | -18.5 | 19
3 Revenue Sufficiency | 2025 | 3 | -18.4 | 13
3 Revenue Sufficiency | 2025 | 3 | -18.3 | 12
3 Revenue Sufficiency | 2025 | 3 | -18.2 | 13
3 Revenue Sufficiency | 2025 | 3 | -18.1 | 18
3 Revenue Sufficiency | 2025 | 3 | -18 | 18
3 Revenue Sufficiency | 2025 | 3 | -17.9 | 14
3 Revenue Sufficiency | 2025 | 3 | -17.8 | 14
3 Revenue Sufficiency | 2025 | 3 | -17.7 | 19
3 Revenue Sufficiency | 2025 | 3 | -17.6 | 15
3 Revenue Sufficiency | 2025 | 3 | -17.5 | 18
3 Revenue Sufficiency | 2025 | 3 | -17.4 | 14
3 Revenue Sufficiency | 2025 | 3 | -17.3 | 13
3 Revenue Sufficiency | 2025 | 3 | -17.2 | 20
3 Revenue Sufficiency | 2025 | 3 | -17.1 | 18
3 Revenue Sufficiency | 2025 | 3 | -17 | 13
3 Revenue Sufficiency | 2025 | 3 | -16.9 | 17
3 Revenue Sufficiency | 2025 | 3 | -16.8 | 18
3 Revenue Sufficiency | 2025 | 3 | -16.7 | 14
3 Revenue Sufficiency | 2025 | 3 | -16.6 | 25
3 Revenue Sufficiency | 2025 | 3 | -16.5 | 17
3 Revenue Sufficiency | 2025 | 3 | -16.4 | 20
3 Revenue Sufficiency | 2025 | 3 | -16.3 | 20
3 Revenue Sufficiency | 2025 | 3 | -16.2 | 22
3 Revenue Sufficiency | 2025 | 3 | -16.1 | 16
3 Revenue Sufficiency | 2025 | 3 | -16 | 26
3 Revenue Sufficiency | 2025 | 3 | -15.9 | 18
3 Revenue Sufficiency | 2025 | 3 | -15.8 | 23
3 Revenue Sufficiency | 2025 | 3 | -15.7 | 18
3 Revenue Sufficiency | 2025 | 3 | -15.6 | 18
3 Revenue Sufficiency | 2025 | 3 | -15.5 | 23
3 Revenue Sufficiency | 2025 | 3 | -15.4 | 24
3 Revenue Sufficiency | 2025 | 3 | -15.3 | 17
3 Revenue Sufficiency | 2025 | 3 | -15.2 | 24
3 Revenue Sufficiency | 2025 | 3 | -15.1 | 15
3 Revenue Sufficiency | 2025 | 3 | -15 | 20
3 Revenue Sufficiency | 2025 | 3 | -14.9 | 21
3 Revenue Sufficiency | 2025 | 3 | -14.8 | 32
3 Revenue Sufficiency | 2025 | 3 | -14.7 | 14
3 Revenue Sufficiency | 2025 | 3 | -14.6 | 34
3 Revenue Sufficiency | 2025 | 3 | -14.5 | 22
3 Revenue Sufficiency | 2025 | 3 | -14.4 | 20
3 Revenue Sufficiency | 2025 | 3 | -14.3 | 19
3 Revenue Sufficiency | 2025 | 3 | -14.2 | 24
3 Revenue Sufficiency | 2025 | 3 | -14.1 | 18
3 Revenue Sufficiency | 2025 | 3 | -14 | 20
3 Revenue Sufficiency | 2025 | 3 | -13.9 | 29
3 Revenue Sufficiency | 2025 | 3 | -13.8 | 20
3 Revenue Sufficiency | 2025 | 3 | -13.7 | 23
3 Revenue Sufficiency | 2025 | 3 | -13.6 | 23
3 Revenue Sufficiency | 2025 | 3 | -13.5 | 27
3 Revenue Sufficiency | 2025 | 3 | -13.4 | 19
3 Revenue Sufficiency | 2025 | 3 | -13.3 | 28
3 Revenue Sufficiency | 2025 | 3 | -13.2 | 19
3 Revenue Sufficiency | 2025 | 3 | -13.1 | 26
3 Revenue Sufficiency | 2025 | 3 | -13 | 29
3 Revenue Sufficiency | 2025 | 3 | -12.9 | 23
3 Revenue Sufficiency | 2025 | 3 | -12.8 | 17
3 Revenue Sufficiency | 2025 | 3 | -12.7 | 31
3 Revenue Sufficiency | 2025 | 3 | -12.6 | 27
3 Revenue Sufficiency | 2025 | 3 | -12.5 | 21
3 Revenue Sufficiency | 2025 | 3 | -12.4 | 20
3 Revenue Sufficiency | 2025 | 3 | -12.3 | 21
3 Revenue Sufficiency | 2025 | 3 | -12.2 | 25
3 Revenue Sufficiency | 2025 | 3 | -12.1 | 26
3 Revenue Sufficiency | 2025 | 3 | -12 | 21
3 Revenue Sufficiency | 2025 | 3 | -11.9 | 27
3 Revenue Sufficiency | 2025 | 3 | -11.8 | 20
3 Revenue Sufficiency | 2025 | 3 | -11.7 | 26
3 Revenue Sufficiency | 2025 | 3 | -11.6 | 21
3 Revenue Sufficiency | 2025 | 3 | -11.5 | 21
3 Revenue Sufficiency | 2025 | 3 | -11.4 | 29
3 Revenue Sufficiency | 2025 | 3 | -11.3 | 37
3 Revenue Sufficiency | 2025 | 3 | -11.2 | 26
3 Revenue Sufficiency | 2025 | 3 | -11.1 | 24
3 Revenue Sufficiency | 2025 | 3 | -11 | 23
3 Revenue Sufficiency | 2025 | 3 | -10.9 | 30
3 Revenue Sufficiency | 2025 | 3 | -10.8 | 28
3 Revenue Sufficiency | 2025 | 3 | -10.7 | 33
3 Revenue Sufficiency | 2025 | 3 | -10.6 | 25
3 Revenue Sufficiency | 2025 | 3 | -10.5 | 29
3 Revenue Sufficiency | 2025 | 3 | -10.4 | 35
3 Revenue Sufficiency | 2025 | 3 | -10.3 | 25
3 Revenue Sufficiency | 2025 | 3 | -10.2 | 35
3 Revenue Sufficiency | 2025 | 3 | -10.1 | 17
3 Revenue Sufficiency | 2025 | 3 | -10 | 28
3 Revenue Sufficiency | 2025 | 3 | -9.9 | 29
3 Revenue Sufficiency | 2025 | 3 | -9.8 | 24
3 Revenue Sufficiency | 2025 | 3 | -9.7 | 23
3 Revenue Sufficiency | 2025 | 3 | -9.6 | 28
3 Revenue Sufficiency | 2025 | 3 | -9.5 | 30
3 Revenue Sufficiency | 2025 | 3 | -9.4 | 36
3 Revenue Sufficiency | 2025 | 3 | -9.3 | 30
3 Revenue Sufficiency | 2025 | 3 | -9.2 | 30
3 Revenue Sufficiency | 2025 | 3 | -9.1 | 25
3 Revenue Sufficiency | 2025 | 3 | -9 | 36
3 Revenue Sufficiency | 2025 | 3 | -8.9 | 22
3 Revenue Sufficiency | 2025 | 3 | -8.8 | 32
3 Revenue Sufficiency | 2025 | 3 | -8.7 | 22
3 Revenue Sufficiency | 2025 | 3 | -8.6 | 24
3 Revenue Sufficiency | 2025 | 3 | -8.5 | 29
3 Revenue Sufficiency | 2025 | 3 | -8.4 | 23
3 Revenue Sufficiency | 2025 | 3 | -8.3 | 30
3 Revenue Sufficiency | 2025 | 3 | -8.2 | 24
3 Revenue Sufficiency | 2025 | 3 | -8.1 | 20
3 Revenue Sufficiency | 2025 | 3 | -8 | 29
3 Revenue Sufficiency | 2025 | 3 | -7.9 | 27
3 Revenue Sufficiency | 2025 | 3 | -7.8 | 31
3 Revenue Sufficiency | 2025 | 3 | -7.7 | 33
3 Revenue Sufficiency | 2025 | 3 | -7.6 | 28
3 Revenue Sufficiency | 2025 | 3 | -7.5 | 31
3 Revenue Sufficiency | 2025 | 3 | -7.4 | 25
3 Revenue Sufficiency | 2025 | 3 | -7.3 | 16
3 Revenue Sufficiency | 2025 | 3 | -7.2 | 34
3 Revenue Sufficiency | 2025 | 3 | -7.1 | 37
3 Revenue Sufficiency | 2025 | 3 | -7 | 28
3 Revenue Sufficiency | 2025 | 3 | -6.9 | 35
3 Revenue Sufficiency | 2025 | 3 | -6.8 | 30
3 Revenue Sufficiency | 2025 | 3 | -6.7 | 24
3 Revenue Sufficiency | 2025 | 3 | -6.6 | 32
3 Revenue Sufficiency | 2025 | 3 | -6.5 | 18
3 Revenue Sufficiency | 2025 | 3 | -6.4 | 24
3 Revenue Sufficiency | 2025 | 3 | -6.3 | 19
3 Revenue Sufficiency | 2025 | 3 | -6.2 | 20
3 Revenue Sufficiency | 2025 | 3 | -6.1 | 23
3 Revenue Sufficiency | 2025 | 3 | -6 | 24
3 Revenue Sufficiency | 2025 | 3 | -5.9 | 17
3 Revenue Sufficiency | 2025 | 3 | -5.8 | 18
3 Revenue Sufficiency | 2025 | 3 | -5.7 | 31
3 Revenue Sufficiency | 2025 | 3 | -5.6 | 35
3 Revenue Sufficiency | 2025 | 3 | -5.5 | 18
3 Revenue Sufficiency | 2025 | 3 | -5.4 | 27
3 Revenue Sufficiency | 2025 | 3 | -5.3 | 24
3 Revenue Sufficiency | 2025 | 3 | -5.2 | 25
3 Revenue Sufficiency | 2025 | 3 | -5.1 | 20
3 Revenue Sufficiency | 2025 | 3 | -5 | 15
3 Revenue Sufficiency | 2025 | 3 | -4.9 | 18
3 Revenue Sufficiency | 2025 | 3 | -4.8 | 24
3 Revenue Sufficiency | 2025 | 3 | -4.7 | 14
3 Revenue Sufficiency | 2025 | 3 | -4.6 | 17
3 Revenue Sufficiency | 2025 | 3 | -4.5 | 28
3 Revenue Sufficiency | 2025 | 3 | -4.4 | 14
3 Revenue Sufficiency | 2025 | 3 | -4.3 | 25
3 Revenue Sufficiency | 2025 | 3 | -4.2 | 21
3 Revenue Sufficiency | 2025 | 3 | -4.1 | 19
3 Revenue Sufficiency | 2025 | 3 | -4 | 18
3 Revenue Sufficiency | 2025 | 3 | -3.9 | 15
3 Revenue Sufficiency | 2025 | 3 | -3.8 | 12
3 Revenue Sufficiency | 2025 | 3 | -3.7 | 21
3 Revenue Sufficiency | 2025 | 3 | -3.6 | 16
3 Revenue Sufficiency | 2025 | 3 | -3.5 | 19
3 Revenue Sufficiency | 2025 | 3 | -3.4 | 19
3 Revenue Sufficiency | 2025 | 3 | -3.3 | 21
3 Revenue Sufficiency | 2025 | 3 | -3.2 | 15
3 Revenue Sufficiency | 2025 | 3 | -3.1 | 14
3 Revenue Sufficiency | 2025 | 3 | -3 | 20
3 Revenue Sufficiency | 2025 | 3 | -2.9 | 20
3 Revenue Sufficiency | 2025 | 3 | -2.8 | 12
3 Revenue Sufficiency | 2025 | 3 | -2.7 | 15
3 Revenue Sufficiency | 2025 | 3 | -2.6 | 22
3 Revenue Sufficiency | 2025 | 3 | -2.5 | 11
3 Revenue Sufficiency | 2025 | 3 | -2.4 | 13
3 Revenue Sufficiency | 2025 | 3 | -2.3 | 12
3 Revenue Sufficiency | 2025 | 3 | -2.2 | 14
3 Revenue Sufficiency | 2025 | 3 | -2.1 | 12
3 Revenue Sufficiency | 2025 | 3 | -2 | 12
3 Revenue Sufficiency | 2025 | 3 | -1.9 | 8
3 Revenue Sufficiency | 2025 | 3 | -1.8 | 16
3 Revenue Sufficiency | 2025 | 3 | -1.7 | 9
3 Revenue Sufficiency | 2025 | 3 | -1.6 | 13
3 Revenue Sufficiency | 2025 | 3 | -1.5 | 8
3 Revenue Sufficiency | 2025 | 3 | -1.4 | 16
3 Revenue Sufficiency | 2025 | 3 | -1.3 | 10
3 Revenue Sufficiency | 2025 | 3 | -1.2 | 11
3 Revenue Sufficiency | 2025 | 3 | -1.1 | 8
3 Revenue Sufficiency | 2025 | 3 | -1 | 8
3 Revenue Sufficiency | 2025 | 3 | -0.9 | 12
3 Revenue Sufficiency | 2025 | 3 | -0.8 | 14
3 Revenue Sufficiency | 2025 | 3 | -0.7 | 11
3 Revenue Sufficiency | 2025 | 3 | -0.6 | 14
3 Revenue Sufficiency | 2025 | 3 | -0.5 | 11
3 Revenue Sufficiency | 2025 | 3 | -0.4 | 15
3 Revenue Sufficiency | 2025 | 3 | -0.3 | 4
3 Revenue Sufficiency | 2025 | 3 | -0.2 | 9
3 Revenue Sufficiency | 2025 | 3 | -0.1 | 5
3 Revenue Sufficiency | 2025 | 3 | 0 | 173
3 Revenue Sufficiency | 2025 | 3 | 0.1 | 9
3 Revenue Sufficiency | 2025 | 3 | 0.2 | 10
3 Revenue Sufficiency | 2025 | 3 | 0.3 | 9
3 Revenue Sufficiency | 2025 | 3 | 0.4 | 7
3 Revenue Sufficiency | 2025 | 3 | 0.5 | 8
3 Revenue Sufficiency | 2025 | 3 | 0.6 | 8
3 Revenue Sufficiency | 2025 | 3 | 0.7 | 7
3 Revenue Sufficiency | 2025 | 3 | 0.8 | 5
3 Revenue Sufficiency | 2025 | 3 | 0.9 | 12
3 Revenue Sufficiency | 2025 | 3 | 1 | 12
3 Revenue Sufficiency | 2025 | 3 | 1.1 | 7
3 Revenue Sufficiency | 2025 | 3 | 1.2 | 5
3 Revenue Sufficiency | 2025 | 3 | 1.3 | 7
3 Revenue Sufficiency | 2025 | 3 | 1.4 | 20
3 Revenue Sufficiency | 2025 | 3 | 1.5 | 8
3 Revenue Sufficiency | 2025 | 3 | 1.6 | 11
3 Revenue Sufficiency | 2025 | 3 | 1.7 | 11
3 Revenue Sufficiency | 2025 | 3 | 1.8 | 11
3 Revenue Sufficiency | 2025 | 3 | 1.9 | 6
3 Revenue Sufficiency | 2025 | 3 | 2 | 13
3 Revenue Sufficiency | 2025 | 3 | 2.1 | 10
3 Revenue Sufficiency | 2025 | 3 | 2.2 | 9
3 Revenue Sufficiency | 2025 | 3 | 2.3 | 11
3 Revenue Sufficiency | 2025 | 3 | 2.4 | 12
3 Revenue Sufficiency | 2025 | 3 | 2.5 | 17
3 Revenue Sufficiency | 2025 | 3 | 2.6 | 19
3 Revenue Sufficiency | 2025 | 3 | 2.7 | 16
3 Revenue Sufficiency | 2025 | 3 | 2.8 | 22
3 Revenue Sufficiency | 2025 | 3 | 2.9 | 20
3 Revenue Sufficiency | 2025 | 3 | 3 | 23
3 Revenue Sufficiency | 2025 | 3 | 3.1 | 8
3 Revenue Sufficiency | 2025 | 3 | 3.2 | 17
3 Revenue Sufficiency | 2025 | 3 | 3.3 | 14
3 Revenue Sufficiency | 2025 | 3 | 3.4 | 16
3 Revenue Sufficiency | 2025 | 3 | 3.5 | 18
3 Revenue Sufficiency | 2025 | 3 | 3.6 | 10
3 Revenue Sufficiency | 2025 | 3 | 3.7 | 25
3 Revenue Sufficiency | 2025 | 3 | 3.8 | 20
3 Revenue Sufficiency | 2025 | 3 | 3.9 | 24
3 Revenue Sufficiency | 2025 | 3 | 4 | 13
3 Revenue Sufficiency | 2025 | 3 | 4.1 | 11
3 Revenue Sufficiency | 2025 | 3 | 4.2 | 27
3 Revenue Sufficiency | 2025 | 3 | 4.3 | 26
3 Revenue Sufficiency | 2025 | 3 | 4.4 | 18
3 Revenue Sufficiency | 2025 | 3 | 4.5 | 22
3 Revenue Sufficiency | 2025 | 3 | 4.6 | 26
3 Revenue Sufficiency | 2025 | 3 | 4.7 | 17
3 Revenue Sufficiency | 2025 | 3 | 4.8 | 21
3 Revenue Sufficiency | 2025 | 3 | 4.9 | 26
3 Revenue Sufficiency | 2025 | 3 | 5 | 23
3 Revenue Sufficiency | 2025 | 3 | 5.1 | 30
3 Revenue Sufficiency | 2025 | 3 | 5.2 | 20
3 Revenue Sufficiency | 2025 | 3 | 5.3 | 25
3 Revenue Sufficiency | 2025 | 3 | 5.4 | 11
3 Revenue Sufficiency | 2025 | 3 | 5.5 | 14
3 Revenue Sufficiency | 2025 | 3 | 5.6 | 21
3 Revenue Sufficiency | 2025 | 3 | 5.7 | 26
3 Revenue Sufficiency | 2025 | 3 | 5.8 | 21
3 Revenue Sufficiency | 2025 | 3 | 5.9 | 24
3 Revenue Sufficiency | 2025 | 3 | 6 | 22
3 Revenue Sufficiency | 2025 | 3 | 6.1 | 25
3 Revenue Sufficiency | 2025 | 3 | 6.2 | 31
3 Revenue Sufficiency | 2025 | 3 | 6.3 | 16
3 Revenue Sufficiency | 2025 | 3 | 6.4 | 19
3 Revenue Sufficiency | 2025 | 3 | 6.5 | 27
3 Revenue Sufficiency | 2025 | 3 | 6.6 | 20
3 Revenue Sufficiency | 2025 | 3 | 6.7 | 18
3 Revenue Sufficiency | 2025 | 3 | 6.8 | 26
3 Revenue Sufficiency | 2025 | 3 | 6.9 | 24
3 Revenue Sufficiency | 2025 | 3 | 7 | 20
3 Revenue Sufficiency | 2025 | 3 | 7.1 | 28
3 Revenue Sufficiency | 2025 | 3 | 7.2 | 19
3 Revenue Sufficiency | 2025 | 3 | 7.3 | 21
3 Revenue Sufficiency | 2025 | 3 | 7.4 | 24
3 Revenue Sufficiency | 2025 | 3 | 7.5 | 20
3 Revenue Sufficiency | 2025 | 3 | 7.6 | 25
3 Revenue Sufficiency | 2025 | 3 | 7.7 | 28
3 Revenue Sufficiency | 2025 | 3 | 7.8 | 28
3 Revenue Sufficiency | 2025 | 3 | 7.9 | 24
3 Revenue Sufficiency | 2025 | 3 | 8 | 20
3 Revenue Sufficiency | 2025 | 3 | 8.1 | 24
3 Revenue Sufficiency | 2025 | 3 | 8.2 | 19
3 Revenue Sufficiency | 2025 | 3 | 8.3 | 21
3 Revenue Sufficiency | 2025 | 3 | 8.4 | 29
3 Revenue Sufficiency | 2025 | 3 | 8.5 | 21
3 Revenue Sufficiency | 2025 | 3 | 8.6 | 35
3 Revenue Sufficiency | 2025 | 3 | 8.7 | 29
3 Revenue Sufficiency | 2025 | 3 | 8.8 | 23
3 Revenue Sufficiency | 2025 | 3 | 8.9 | 25
3 Revenue Sufficiency | 2025 | 3 | 9 | 16
3 Revenue Sufficiency | 2025 | 3 | 9.1 | 25
3 Revenue Sufficiency | 2025 | 3 | 9.2 | 29
3 Revenue Sufficiency | 2025 | 3 | 9.3 | 23
3 Revenue Sufficiency | 2025 | 3 | 9.4 | 22
3 Revenue Sufficiency | 2025 | 3 | 9.5 | 29
3 Revenue Sufficiency | 2025 | 3 | 9.6 | 24
3 Revenue Sufficiency | 2025 | 3 | 9.7 | 33
3 Revenue Sufficiency | 2025 | 3 | 9.8 | 21
3 Revenue Sufficiency | 2025 | 3 | 9.9 | 23
3 Revenue Sufficiency | 2025 | 3 | 10 | 25
3 Revenue Sufficiency | 2025 | 3 | 10.1 | 24
3 Revenue Sufficiency | 2025 | 3 | 10.2 | 20
3 Revenue Sufficiency | 2025 | 3 | 10.3 | 29
3 Revenue Sufficiency | 2025 | 3 | 10.4 | 23
3 Revenue Sufficiency | 2025 | 3 | 10.5 | 20
3 Revenue Sufficiency | 2025 | 3 | 10.6 | 22
3 Revenue Sufficiency | 2025 | 3 | 10.7 | 14
3 Revenue Sufficiency | 2025 | 3 | 10.8 | 28
3 Revenue Sufficiency | 2025 | 3 | 10.9 | 30
3 Revenue Sufficiency | 2025 | 3 | 11 | 21
3 Revenue Sufficiency | 2025 | 3 | 11.1 | 29
3 Revenue Sufficiency | 2025 | 3 | 11.2 | 23
3 Revenue Sufficiency | 2025 | 3 | 11.3 | 23
3 Revenue Sufficiency | 2025 | 3 | 11.4 | 24
3 Revenue Sufficiency | 2025 | 3 | 11.5 | 32
3 Revenue Sufficiency | 2025 | 3 | 11.6 | 30
3 Revenue Sufficiency | 2025 | 3 | 11.7 | 27
3 Revenue Sufficiency | 2025 | 3 | 11.8 | 24
3 Revenue Sufficiency | 2025 | 3 | 11.9 | 19
3 Revenue Sufficiency | 2025 | 3 | 12 | 25
3 Revenue Sufficiency | 2025 | 3 | 12.1 | 30
3 Revenue Sufficiency | 2025 | 3 | 12.2 | 20
3 Revenue Sufficiency | 2025 | 3 | 12.3 | 18
3 Revenue Sufficiency | 2025 | 3 | 12.4 | 28
3 Revenue Sufficiency | 2025 | 3 | 12.5 | 26
3 Revenue Sufficiency | 2025 | 3 | 12.6 | 25
3 Revenue Sufficiency | 2025 | 3 | 12.7 | 27
3 Revenue Sufficiency | 2025 | 3 | 12.8 | 27
3 Revenue Sufficiency | 2025 | 3 | 12.9 | 25
3 Revenue Sufficiency | 2025 | 3 | 13 | 29
3 Revenue Sufficiency | 2025 | 3 | 13.1 | 26
3 Revenue Sufficiency | 2025 | 3 | 13.2 | 20
3 Revenue Sufficiency | 2025 | 3 | 13.3 | 23
3 Revenue Sufficiency | 2025 | 3 | 13.4 | 25
3 Revenue Sufficiency | 2025 | 3 | 13.5 | 24
3 Revenue Sufficiency | 2025 | 3 | 13.6 | 18
3 Revenue Sufficiency | 2025 | 3 | 13.7 | 18
3 Revenue Sufficiency | 2025 | 3 | 13.8 | 19
3 Revenue Sufficiency | 2025 | 3 | 13.9 | 15
3 Revenue Sufficiency | 2025 | 3 | 14 | 21
3 Revenue Sufficiency | 2025 | 3 | 14.1 | 23
3 Revenue Sufficiency | 2025 | 3 | 14.2 | 24
3 Revenue Sufficiency | 2025 | 3 | 14.3 | 28
3 Revenue Sufficiency | 2025 | 3 | 14.4 | 25
3 Revenue Sufficiency | 2025 | 3 | 14.5 | 28
3 Revenue Sufficiency | 2025 | 3 | 14.6 | 20
3 Revenue Sufficiency | 2025 | 3 | 14.7 | 27
3 Revenue Sufficiency | 2025 | 3 | 14.8 | 14
3 Revenue Sufficiency | 2025 | 3 | 14.9 | 20
3 Revenue Sufficiency | 2025 | 3 | 15 | 21
3 Revenue Sufficiency | 2025 | 3 | 15.1 | 22
3 Revenue Sufficiency | 2025 | 3 | 15.2 | 14
3 Revenue Sufficiency | 2025 | 3 | 15.3 | 22
3 Revenue Sufficiency | 2025 | 3 | 15.4 | 23
3 Revenue Sufficiency | 2025 | 3 | 15.5 | 26
3 Revenue Sufficiency | 2025 | 3 | 15.6 | 25
3 Revenue Sufficiency | 2025 | 3 | 15.7 | 18
3 Revenue Sufficiency | 2025 | 3 | 15.8 | 22
3 Revenue Sufficiency | 2025 | 3 | 15.9 | 19
3 Revenue Sufficiency | 2025 | 3 | 16 | 25
3 Revenue Sufficiency | 2025 | 3 | 16.1 | 20
3 Revenue Sufficiency | 2025 | 3 | 16.2 | 19
3 Revenue Sufficiency | 2025 | 3 | 16.3 | 20
3 Revenue Sufficiency | 2025 | 3 | 16.4 | 16
3 Revenue Sufficiency | 2025 | 3 | 16.5 | 16
3 Revenue Sufficiency | 2025 | 3 | 16.6 | 21
3 Revenue Sufficiency | 2025 | 3 | 16.7 | 15
3 Revenue Sufficiency | 2025 | 3 | 16.8 | 21
3 Revenue Sufficiency | 2025 | 3 | 16.9 | 19
3 Revenue Sufficiency | 2025 | 3 | 17 | 18
3 Revenue Sufficiency | 2025 | 3 | 17.1 | 22
3 Revenue Sufficiency | 2025 | 3 | 17.2 | 18
3 Revenue Sufficiency | 2025 | 3 | 17.3 | 21
3 Revenue Sufficiency | 2025 | 3 | 17.4 | 17
3 Revenue Sufficiency | 2025 | 3 | 17.5 | 11
3 Revenue Sufficiency | 2025 | 3 | 17.6 | 13
3 Revenue Sufficiency | 2025 | 3 | 17.7 | 14
3 Revenue Sufficiency | 2025 | 3 | 17.8 | 20
3 Revenue Sufficiency | 2025 | 3 | 17.9 | 22
3 Revenue Sufficiency | 2025 | 3 | 18 | 20
3 Revenue Sufficiency | 2025 | 3 | 18.1 | 13
3 Revenue Sufficiency | 2025 | 3 | 18.2 | 15
3 Revenue Sufficiency | 2025 | 3 | 18.3 | 16
3 Revenue Sufficiency | 2025 | 3 | 18.4 | 18
3 Revenue Sufficiency | 2025 | 3 | 18.5 | 18
3 Revenue Sufficiency | 2025 | 3 | 18.6 | 25
3 Revenue Sufficiency | 2025 | 3 | 18.7 | 16
3 Revenue Sufficiency | 2025 | 3 | 18.8 | 20
3 Revenue Sufficiency | 2025 | 3 | 18.9 | 12
3 Revenue Sufficiency | 2025 | 3 | 19 | 14
3 Revenue Sufficiency | 2025 | 3 | 19.1 | 12
3 Revenue Sufficiency | 2025 | 3 | 19.2 | 20
3 Revenue Sufficiency | 2025 | 3 | 19.3 | 24
3 Revenue Sufficiency | 2025 | 3 | 19.4 | 16
3 Revenue Sufficiency | 2025 | 3 | 19.5 | 12
3 Revenue Sufficiency | 2025 | 3 | 19.6 | 14
3 Revenue Sufficiency | 2025 | 3 | 19.7 | 9
3 Revenue Sufficiency | 2025 | 3 | 19.8 | 20
3 Revenue Sufficiency | 2025 | 3 | 19.9 | 21
3 Revenue Sufficiency | 2025 | 3 | 20 | 14
3 Revenue Sufficiency | 2025 | 3 | 20.1 | 12
3 Revenue Sufficiency | 2025 | 3 | 20.2 | 14
3 Revenue Sufficiency | 2025 | 3 | 20.3 | 11
3 Revenue Sufficiency | 2025 | 3 | 20.4 | 10
3 Revenue Sufficiency | 2025 | 3 | 20.5 | 20
3 Revenue Sufficiency | 2025 | 3 | 20.6 | 18
3 Revenue Sufficiency | 2025 | 3 | 20.7 | 15
3 Revenue Sufficiency | 2025 | 3 | 20.8 | 16
3 Revenue Sufficiency | 2025 | 3 | 20.9 | 17
3 Revenue Sufficiency | 2025 | 3 | 21 | 13
3 Revenue Sufficiency | 2025 | 3 | 21.1 | 13
3 Revenue Sufficiency | 2025 | 3 | 21.2 | 14
3 Revenue Sufficiency | 2025 | 3 | 21.3 | 12
3 Revenue Sufficiency | 2025 | 3 | 21.4 | 9
3 Revenue Sufficiency | 2025 | 3 | 21.5 | 10
3 Revenue Sufficiency | 2025 | 3 | 21.6 | 14
3 Revenue Sufficiency | 2025 | 3 | 21.7 | 16
3 Revenue Sufficiency | 2025 | 3 | 21.8 | 12
3 Revenue Sufficiency | 2025 | 3 | 21.9 | 13
3 Revenue Sufficiency | 2025 | 3 | 22 | 8
3 Revenue Sufficiency | 2025 | 3 | 22.1 | 16
3 Revenue Sufficiency | 2025 | 3 | 22.2 | 11
3 Revenue Sufficiency | 2025 | 3 | 22.3 | 9
3 Revenue Sufficiency | 2025 | 3 | 22.4 | 7
3 Revenue Sufficiency | 2025 | 3 | 22.5 | 8
3 Revenue Sufficiency | 2025 | 3 | 22.6 | 14
3 Revenue Sufficiency | 2025 | 3 | 22.7 | 15
3 Revenue Sufficiency | 2025 | 3 | 22.8 | 22
3 Revenue Sufficiency | 2025 | 3 | 22.9 | 9
3 Revenue Sufficiency | 2025 | 3 | 23 | 16
3 Revenue Sufficiency | 2025 | 3 | 23.1 | 12
3 Revenue Sufficiency | 2025 | 3 | 23.2 | 9
3 Revenue Sufficiency | 2025 | 3 | 23.3 | 23
3 Revenue Sufficiency | 2025 | 3 | 23.4 | 13
3 Revenue Sufficiency | 2025 | 3 | 23.5 | 11
3 Revenue Sufficiency | 2025 | 3 | 23.6 | 10
3 Revenue Sufficiency | 2025 | 3 | 23.7 | 9
3 Revenue Sufficiency | 2025 | 3 | 23.8 | 9
3 Revenue Sufficiency | 2025 | 3 | 23.9 | 7
3 Revenue Sufficiency | 2025 | 3 | 24 | 8
3 Revenue Sufficiency | 2025 | 3 | 24.1 | 12
3 Revenue Sufficiency | 2025 | 3 | 24.2 | 13
3 Revenue Sufficiency | 2025 | 3 | 24.3 | 14
3 Revenue Sufficiency | 2025 | 3 | 24.4 | 9
3 Revenue Sufficiency | 2025 | 3 | 24.5 | 12
3 Revenue Sufficiency | 2025 | 3 | 24.6 | 11
3 Revenue Sufficiency | 2025 | 3 | 24.7 | 11
3 Revenue Sufficiency | 2025 | 3 | 24.8 | 9
3 Revenue Sufficiency | 2025 | 3 | 24.9 | 5
3 Revenue Sufficiency | 2025 | 3 | 25 | 11
3 Revenue Sufficiency | 2025 | 3 | 25.1 | 10
3 Revenue Sufficiency | 2025 | 3 | 25.2 | 10
3 Revenue Sufficiency | 2025 | 3 | 25.3 | 4
3 Revenue Sufficiency | 2025 | 3 | 25.4 | 9
3 Revenue Sufficiency | 2025 | 3 | 25.5 | 7
3 Revenue Sufficiency | 2025 | 3 | 25.6 | 11
3 Revenue Sufficiency | 2025 | 3 | 25.7 | 11
3 Revenue Sufficiency | 2025 | 3 | 25.8 | 6
3 Revenue Sufficiency | 2025 | 3 | 25.9 | 8
3 Revenue Sufficiency | 2025 | 3 | 26 | 7
3 Revenue Sufficiency | 2025 | 3 | 26.1 | 10
3 Revenue Sufficiency | 2025 | 3 | 26.2 | 10
3 Revenue Sufficiency | 2025 | 3 | 26.3 | 8
3 Revenue Sufficiency | 2025 | 3 | 26.4 | 13
3 Revenue Sufficiency | 2025 | 3 | 26.5 | 7
3 Revenue Sufficiency | 2025 | 3 | 26.6 | 11
3 Revenue Sufficiency | 2025 | 3 | 26.7 | 11
3 Revenue Sufficiency | 2025 | 3 | 26.8 | 4
3 Revenue Sufficiency | 2025 | 3 | 26.9 | 10
3 Revenue Sufficiency | 2025 | 3 | 27 | 7
3 Revenue Sufficiency | 2025 | 3 | 27.1 | 8
3 Revenue Sufficiency | 2025 | 3 | 27.2 | 6
3 Revenue Sufficiency | 2025 | 3 | 27.3 | 13
3 Revenue Sufficiency | 2025 | 3 | 27.4 | 14
3 Revenue Sufficiency | 2025 | 3 | 27.5 | 10
3 Revenue Sufficiency | 2025 | 3 | 27.6 | 9
3 Revenue Sufficiency | 2025 | 3 | 27.7 | 6
3 Revenue Sufficiency | 2025 | 3 | 27.8 | 14
3 Revenue Sufficiency | 2025 | 3 | 27.9 | 6
3 Revenue Sufficiency | 2025 | 3 | 28 | 5
3 Revenue Sufficiency | 2025 | 3 | 28.1 | 5
3 Revenue Sufficiency | 2025 | 3 | 28.2 | 3
3 Revenue Sufficiency | 2025 | 3 | 28.3 | 6
3 Revenue Sufficiency | 2025 | 3 | 28.4 | 6
3 Revenue Sufficiency | 2025 | 3 | 28.5 | 7
3 Revenue Sufficiency | 2025 | 3 | 28.6 | 7
3 Revenue Sufficiency | 2025 | 3 | 28.7 | 7
3 Revenue Sufficiency | 2025 | 3 | 28.8 | 10
3 Revenue Sufficiency | 2025 | 3 | 28.9 | 4
3 Revenue Sufficiency | 2025 | 3 | 29 | 6
3 Revenue Sufficiency | 2025 | 3 | 29.1 | 5
3 Revenue Sufficiency | 2025 | 3 | 29.2 | 4
3 Revenue Sufficiency | 2025 | 3 | 29.3 | 5
3 Revenue Sufficiency | 2025 | 3 | 29.4 | 2
3 Revenue Sufficiency | 2025 | 3 | 29.5 | 5
3 Revenue Sufficiency | 2025 | 3 | 29.6 | 4
3 Revenue Sufficiency | 2025 | 3 | 29.7 | 6
3 Revenue Sufficiency | 2025 | 3 | 29.8 | 9
3 Revenue Sufficiency | 2025 | 3 | 29.9 | 3
3 Revenue Sufficiency | 2025 | 3 | 30 | 4
3 Revenue Sufficiency | 2025 | 3 | 30.1 | 3
3 Revenue Sufficiency | 2025 | 3 | 30.2 | 5
3 Revenue Sufficiency | 2025 | 3 | 30.3 | 2
3 Revenue Sufficiency | 2025 | 3 | 30.4 | 6
3 Revenue Sufficiency | 2025 | 3 | 30.5 | 5
3 Revenue Sufficiency | 2025 | 3 | 30.6 | 3
3 Revenue Sufficiency | 2025 | 3 | 30.7 | 6
3 Revenue Sufficiency | 2025 | 3 | 30.8 | 4
3 Revenue Sufficiency | 2025 | 3 | 30.9 | 7
3 Revenue Sufficiency | 2025 | 3 | 31 | 7
3 Revenue Sufficiency | 2025 | 3 | 31.1 | 8
3 Revenue Sufficiency | 2025 | 3 | 31.2 | 6
3 Revenue Sufficiency | 2025 | 3 | 31.3 | 3
3 Revenue Sufficiency | 2025 | 3 | 31.4 | 5
3 Revenue Sufficiency | 2025 | 3 | 31.5 | 4
3 Revenue Sufficiency | 2025 | 3 | 31.6 | 6
3 Revenue Sufficiency | 2025 | 3 | 31.7 | 4
3 Revenue Sufficiency | 2025 | 3 | 31.8 | 4
3 Revenue Sufficiency | 2025 | 3 | 31.9 | 3
3 Revenue Sufficiency | 2025 | 3 | 32 | 4
3 Revenue Sufficiency | 2025 | 3 | 32.1 | 4
3 Revenue Sufficiency | 2025 | 3 | 32.2 | 6
3 Revenue Sufficiency | 2025 | 3 | 32.3 | 6
3 Revenue Sufficiency | 2025 | 3 | 32.4 | 2
3 Revenue Sufficiency | 2025 | 3 | 32.5 | 3
3 Revenue Sufficiency | 2025 | 3 | 32.6 | 2
3 Revenue Sufficiency | 2025 | 3 | 32.7 | 8
3 Revenue Sufficiency | 2025 | 3 | 32.8 | 8
3 Revenue Sufficiency | 2025 | 3 | 32.9 | 10
3 Revenue Sufficiency | 2025 | 3 | 33 | 9
3 Revenue Sufficiency | 2025 | 3 | 33.1 | 2
3 Revenue Sufficiency | 2025 | 3 | 33.2 | 11
3 Revenue Sufficiency | 2025 | 3 | 33.3 | 5
3 Revenue Sufficiency | 2025 | 3 | 33.4 | 3
3 Revenue Sufficiency | 2025 | 3 | 33.5 | 3
3 Revenue Sufficiency | 2025 | 3 | 33.6 | 3
3 Revenue Sufficiency | 2025 | 3 | 33.7 | 6
3 Revenue Sufficiency | 2025 | 3 | 33.9 | 6
3 Revenue Sufficiency | 2025 | 3 | 34 | 7
3 Revenue Sufficiency | 2025 | 3 | 34.1 | 5
3 Revenue Sufficiency | 2025 | 3 | 34.2 | 5
3 Revenue Sufficiency | 2025 | 3 | 34.3 | 4
3 Revenue Sufficiency | 2025 | 3 | 34.4 | 2
3 Revenue Sufficiency | 2025 | 3 | 34.5 | 4
3 Revenue Sufficiency | 2025 | 3 | 34.6 | 3
3 Revenue Sufficiency | 2025 | 3 | 34.7 | 5
3 Revenue Sufficiency | 2025 | 3 | 34.8 | 3
3 Revenue Sufficiency | 2025 | 3 | 34.9 | 3
3 Revenue Sufficiency | 2025 | 3 | 35 | 1
3 Revenue Sufficiency | 2025 | 3 | 35.1 | 6
3 Revenue Sufficiency | 2025 | 3 | 35.4 | 6
3 Revenue Sufficiency | 2025 | 3 | 35.5 | 1
3 Revenue Sufficiency | 2025 | 3 | 35.6 | 4
3 Revenue Sufficiency | 2025 | 3 | 35.7 | 2
3 Revenue Sufficiency | 2025 | 3 | 35.8 | 3
3 Revenue Sufficiency | 2025 | 3 | 35.9 | 5
3 Revenue Sufficiency | 2025 | 3 | 36.1 | 5
3 Revenue Sufficiency | 2025 | 3 | 36.2 | 2
3 Revenue Sufficiency | 2025 | 3 | 36.3 | 3
3 Revenue Sufficiency | 2025 | 3 | 36.4 | 3
3 Revenue Sufficiency | 2025 | 3 | 36.5 | 1
3 Revenue Sufficiency | 2025 | 3 | 36.6 | 4
3 Revenue Sufficiency | 2025 | 3 | 36.7 | 4
3 Revenue Sufficiency | 2025 | 3 | 36.8 | 1
3 Revenue Sufficiency | 2025 | 3 | 36.9 | 4
3 Revenue Sufficiency | 2025 | 3 | 37 | 5
3 Revenue Sufficiency | 2025 | 3 | 37.1 | 3
3 Revenue Sufficiency | 2025 | 3 | 37.2 | 2
3 Revenue Sufficiency | 2025 | 3 | 37.3 | 3
3 Revenue Sufficiency | 2025 | 3 | 37.4 | 4
3 Revenue Sufficiency | 2025 | 3 | 37.5 | 3
3 Revenue Sufficiency | 2025 | 3 | 37.6 | 2
3 Revenue Sufficiency | 2025 | 3 | 37.7 | 6
3 Revenue Sufficiency | 2025 | 3 | 37.8 | 5
3 Revenue Sufficiency | 2025 | 3 | 37.9 | 2
3 Revenue Sufficiency | 2025 | 3 | 38.1 | 3
3 Revenue Sufficiency | 2025 | 3 | 38.2 | 2
3 Revenue Sufficiency | 2025 | 3 | 38.3 | 3
3 Revenue Sufficiency | 2025 | 3 | 38.4 | 1
3 Revenue Sufficiency | 2025 | 3 | 38.5 | 3
3 Revenue Sufficiency | 2025 | 3 | 38.6 | 6
3 Revenue Sufficiency | 2025 | 3 | 38.7 | 2
3 Revenue Sufficiency | 2025 | 3 | 38.8 | 1
3 Revenue Sufficiency | 2025 | 3 | 38.9 | 3
3 Revenue Sufficiency | 2025 | 3 | 39 | 2
3 Revenue Sufficiency | 2025 | 3 | 39.1 | 1
3 Revenue Sufficiency | 2025 | 3 | 39.2 | 2
3 Revenue Sufficiency | 2025 | 3 | 39.3 | 2
3 Revenue Sufficiency | 2025 | 3 | 39.4 | 1
3 Revenue Sufficiency | 2025 | 3 | 39.5 | 4
3 Revenue Sufficiency | 2025 | 3 | 39.6 | 1
3 Revenue Sufficiency | 2025 | 3 | 39.7 | 1
3 Revenue Sufficiency | 2025 | 3 | 39.8 | 2
3 Revenue Sufficiency | 2025 | 3 | 39.9 | 1
3 Revenue Sufficiency | 2025 | 3 | 40 | 1
3 Revenue Sufficiency | 2025 | 3 | 40.1 | 2
3 Revenue Sufficiency | 2025 | 3 | 40.2 | 2
3 Revenue Sufficiency | 2025 | 3 | 40.3 | 2
3 Revenue Sufficiency | 2025 | 3 | 40.4 | 2
3 Revenue Sufficiency | 2025 | 3 | 40.6 | 4
3 Revenue Sufficiency | 2025 | 3 | 40.7 | 4
3 Revenue Sufficiency | 2025 | 3 | 40.8 | 3
3 Revenue Sufficiency | 2025 | 3 | 41 | 3
3 Revenue Sufficiency | 2025 | 3 | 41.1 | 1
3 Revenue Sufficiency | 2025 | 3 | 41.2 | 1
3 Revenue Sufficiency | 2025 | 3 | 41.4 | 2
3 Revenue Sufficiency | 2025 | 3 | 41.5 | 1
3 Revenue Sufficiency | 2025 | 3 | 41.6 | 3
3 Revenue Sufficiency | 2025 | 3 | 41.7 | 1
3 Revenue Sufficiency | 2025 | 3 | 41.8 | 1
3 Revenue Sufficiency | 2025 | 3 | 41.9 | 2
3 Revenue Sufficiency | 2025 | 3 | 42 | 2
3 Revenue Sufficiency | 2025 | 3 | 42.1 | 2
3 Revenue Sufficiency | 2025 | 3 | 42.2 | 1
3 Revenue Sufficiency | 2025 | 3 | 42.3 | 1
3 Revenue Sufficiency | 2025 | 3 | 42.5 | 2
3 Revenue Sufficiency | 2025 | 3 | 42.6 | 4
3 Revenue Sufficiency | 2025 | 3 | 42.7 | 1
3 Revenue Sufficiency | 2025 | 3 | 42.8 | 3
3 Revenue Sufficiency | 2025 | 3 | 42.9 | 5
3 Revenue Sufficiency | 2025 | 3 | 43 | 3
3 Revenue Sufficiency | 2025 | 3 | 43.1 | 2
3 Revenue Sufficiency | 2025 | 3 | 43.2 | 2
3 Revenue Sufficiency | 2025 | 3 | 43.3 | 2
3 Revenue Sufficiency | 2025 | 3 | 43.4 | 1
3 Revenue Sufficiency | 2025 | 3 | 43.5 | 4
3 Revenue Sufficiency | 2025 | 3 | 43.6 | 2
3 Revenue Sufficiency | 2025 | 3 | 43.8 | 1
3 Revenue Sufficiency | 2025 | 3 | 43.9 | 2
3 Revenue Sufficiency | 2025 | 3 | 44.3 | 4
3 Revenue Sufficiency | 2025 | 3 | 44.5 | 2
3 Revenue Sufficiency | 2025 | 3 | 44.6 | 1
3 Revenue Sufficiency | 2025 | 3 | 44.8 | 1
3 Revenue Sufficiency | 2025 | 3 | 44.9 | 1
3 Revenue Sufficiency | 2025 | 3 | 45 | 2
3 Revenue Sufficiency | 2025 | 3 | 45.1 | 1
3 Revenue Sufficiency | 2025 | 3 | 45.2 | 4
3 Revenue Sufficiency | 2025 | 3 | 45.3 | 1
3 Revenue Sufficiency | 2025 | 3 | 45.4 | 2
3 Revenue Sufficiency | 2025 | 3 | 45.5 | 1
3 Revenue Sufficiency | 2025 | 3 | 45.6 | 1
3 Revenue Sufficiency | 2025 | 3 | 45.7 | 1
3 Revenue Sufficiency | 2025 | 3 | 45.8 | 2
3 Revenue Sufficiency | 2025 | 3 | 46 | 2
3 Revenue Sufficiency | 2025 | 3 | 46.1 | 1
3 Revenue Sufficiency | 2025 | 3 | 46.3 | 1
3 Revenue Sufficiency | 2025 | 3 | 46.7 | 2
3 Revenue Sufficiency | 2025 | 3 | 46.9 | 1
3 Revenue Sufficiency | 2025 | 3 | 47.2 | 1
3 Revenue Sufficiency | 2025 | 3 | 47.3 | 2
3 Revenue Sufficiency | 2025 | 3 | 47.4 | 1
3 Revenue Sufficiency | 2025 | 3 | 47.5 | 1
3 Revenue Sufficiency | 2025 | 3 | 47.6 | 1
3 Revenue Sufficiency | 2025 | 3 | 47.7 | 2
3 Revenue Sufficiency | 2025 | 3 | 48.2 | 1
3 Revenue Sufficiency | 2025 | 3 | 48.3 | 1
3 Revenue Sufficiency | 2025 | 3 | 48.4 | 1
3 Revenue Sufficiency | 2025 | 3 | 48.5 | 2
3 Revenue Sufficiency | 2025 | 3 | 48.8 | 2
3 Revenue Sufficiency | 2025 | 3 | 48.9 | 1
3 Revenue Sufficiency | 2025 | 3 | 49.1 | 2
3 Revenue Sufficiency | 2025 | 3 | 49.4 | 1
3 Revenue Sufficiency | 2025 | 3 | 49.6 | 1
3 Revenue Sufficiency | 2025 | 3 | 49.7 | 1
3 Revenue Sufficiency | 2025 | 3 | 49.8 | 1
3 Revenue Sufficiency | 2025 | 3 | 49.9 | 1
3 Revenue Sufficiency | 2025 | 3 | 50.1 | 2
3 Revenue Sufficiency | 2025 | 3 | 50.2 | 3
3 Revenue Sufficiency | 2025 | 3 | 50.3 | 2
3 Revenue Sufficiency | 2025 | 3 | 50.6 | 1
3 Revenue Sufficiency | 2025 | 3 | 50.8 | 2
3 Revenue Sufficiency | 2025 | 3 | 50.9 | 1
3 Revenue Sufficiency | 2025 | 3 | 51 | 3
3 Revenue Sufficiency | 2025 | 3 | 51.2 | 2
3 Revenue Sufficiency | 2025 | 3 | 51.3 | 1
3 Revenue Sufficiency | 2025 | 3 | 51.9 | 1
3 Revenue Sufficiency | 2025 | 3 | 52 | 1
3 Revenue Sufficiency | 2025 | 3 | 52.1 | 1
3 Revenue Sufficiency | 2025 | 3 | 52.2 | 1
3 Revenue Sufficiency | 2025 | 3 | 52.3 | 1
3 Revenue Sufficiency | 2025 | 3 | 52.4 | 1
3 Revenue Sufficiency | 2025 | 3 | 52.5 | 1
3 Revenue Sufficiency | 2025 | 3 | 52.6 | 2
3 Revenue Sufficiency | 2025 | 3 | 52.8 | 1
3 Revenue Sufficiency | 2025 | 3 | 53.1 | 1
3 Revenue Sufficiency | 2025 | 3 | 53.5 | 1
3 Revenue Sufficiency | 2025 | 3 | 54.3 | 2
3 Revenue Sufficiency | 2025 | 3 | 54.7 | 2
3 Revenue Sufficiency | 2025 | 3 | 54.8 | 1
3 Revenue Sufficiency | 2025 | 3 | 55.3 | 1
3 Revenue Sufficiency | 2025 | 3 | 55.5 | 1
3 Revenue Sufficiency | 2025 | 3 | 56.1 | 1
3 Revenue Sufficiency | 2025 | 3 | 56.3 | 2
3 Revenue Sufficiency | 2025 | 3 | 56.5 | 1
3 Revenue Sufficiency | 2025 | 3 | 57.2 | 1
3 Revenue Sufficiency | 2025 | 3 | 57.3 | 2
3 Revenue Sufficiency | 2025 | 3 | 57.5 | 1
3 Revenue Sufficiency | 2025 | 3 | 57.6 | 1
3 Revenue Sufficiency | 2025 | 3 | 57.7 | 1
3 Revenue Sufficiency | 2025 | 3 | 58.3 | 1
3 Revenue Sufficiency | 2025 | 3 | 59.3 | 1
3 Revenue Sufficiency | 2025 | 3 | 59.4 | 1
3 Revenue Sufficiency | 2025 | 3 | 59.8 | 2
3 Revenue Sufficiency | 2025 | 3 | 60.7 | 1
3 Revenue Sufficiency | 2025 | 3 | 61.8 | 1
3 Revenue Sufficiency | 2025 | 3 | 62.7 | 1
3 Revenue Sufficiency | 2025 | 3 | 63 | 2
3 Revenue Sufficiency | 2025 | 3 | 63.6 | 1
3 Revenue Sufficiency | 2025 | 3 | 64.2 | 1
3 Revenue Sufficiency | 2025 | 3 | 66 | 1
3 Revenue Sufficiency | 2025 | 3 | 67.5 | 1
3 Revenue Sufficiency | 2025 | 3 | 68.5 | 1
3 Revenue Sufficiency | 2025 | 3 | 69.8 | 1
3 Revenue Sufficiency | 2025 | 3 | 73.8 | 1
3 Revenue Sufficiency | 2025 | 4 | -194.1 | 1
3 Revenue Sufficiency | 2025 | 4 | -68.9 | 1
3 Revenue Sufficiency | 2025 | 4 | -67.1 | 1
3 Revenue Sufficiency | 2025 | 4 | -62.5 | 1
3 Revenue Sufficiency | 2025 | 4 | -61.9 | 1
3 Revenue Sufficiency | 2025 | 4 | -59 | 1
3 Revenue Sufficiency | 2025 | 4 | -58.6 | 1
3 Revenue Sufficiency | 2025 | 4 | -56.7 | 1
3 Revenue Sufficiency | 2025 | 4 | -56.6 | 1
3 Revenue Sufficiency | 2025 | 4 | -56.4 | 1
3 Revenue Sufficiency | 2025 | 4 | -55.3 | 1
3 Revenue Sufficiency | 2025 | 4 | -54.5 | 1
3 Revenue Sufficiency | 2025 | 4 | -54.2 | 1
3 Revenue Sufficiency | 2025 | 4 | -53.7 | 1
3 Revenue Sufficiency | 2025 | 4 | -53.2 | 1
3 Revenue Sufficiency | 2025 | 4 | -52.8 | 1
3 Revenue Sufficiency | 2025 | 4 | -52.2 | 1
3 Revenue Sufficiency | 2025 | 4 | -52.1 | 1
3 Revenue Sufficiency | 2025 | 4 | -52 | 1
3 Revenue Sufficiency | 2025 | 4 | -51.7 | 1
3 Revenue Sufficiency | 2025 | 4 | -50.4 | 1
3 Revenue Sufficiency | 2025 | 4 | -49.6 | 1
3 Revenue Sufficiency | 2025 | 4 | -49.2 | 1
3 Revenue Sufficiency | 2025 | 4 | -49 | 1
3 Revenue Sufficiency | 2025 | 4 | -48.6 | 1
3 Revenue Sufficiency | 2025 | 4 | -48 | 1
3 Revenue Sufficiency | 2025 | 4 | -47.6 | 1
3 Revenue Sufficiency | 2025 | 4 | -47.2 | 1
3 Revenue Sufficiency | 2025 | 4 | -46.8 | 1
3 Revenue Sufficiency | 2025 | 4 | -46.2 | 1
3 Revenue Sufficiency | 2025 | 4 | -45.9 | 1
3 Revenue Sufficiency | 2025 | 4 | -45.7 | 1
3 Revenue Sufficiency | 2025 | 4 | -45.3 | 1
3 Revenue Sufficiency | 2025 | 4 | -45.2 | 1
3 Revenue Sufficiency | 2025 | 4 | -45 | 1
3 Revenue Sufficiency | 2025 | 4 | -44.5 | 1
3 Revenue Sufficiency | 2025 | 4 | -44 | 1
3 Revenue Sufficiency | 2025 | 4 | -43.9 | 1
3 Revenue Sufficiency | 2025 | 4 | -43.2 | 2
3 Revenue Sufficiency | 2025 | 4 | -43 | 1
3 Revenue Sufficiency | 2025 | 4 | -42.9 | 1
3 Revenue Sufficiency | 2025 | 4 | -42.7 | 2
3 Revenue Sufficiency | 2025 | 4 | -42.6 | 1
3 Revenue Sufficiency | 2025 | 4 | -42.2 | 2
3 Revenue Sufficiency | 2025 | 4 | -41.6 | 2
3 Revenue Sufficiency | 2025 | 4 | -41.3 | 1
3 Revenue Sufficiency | 2025 | 4 | -40.9 | 2
3 Revenue Sufficiency | 2025 | 4 | -40.8 | 1
3 Revenue Sufficiency | 2025 | 4 | -40.5 | 1
3 Revenue Sufficiency | 2025 | 4 | -40.3 | 1
3 Revenue Sufficiency | 2025 | 4 | -39.7 | 3
3 Revenue Sufficiency | 2025 | 4 | -39.4 | 1
3 Revenue Sufficiency | 2025 | 4 | -39.3 | 1
3 Revenue Sufficiency | 2025 | 4 | -38.7 | 2
3 Revenue Sufficiency | 2025 | 4 | -38.5 | 2
3 Revenue Sufficiency | 2025 | 4 | -38.2 | 1
3 Revenue Sufficiency | 2025 | 4 | -38 | 1
3 Revenue Sufficiency | 2025 | 4 | -37.9 | 1
3 Revenue Sufficiency | 2025 | 4 | -37.6 | 2
3 Revenue Sufficiency | 2025 | 4 | -37.4 | 2
3 Revenue Sufficiency | 2025 | 4 | -37.3 | 2
3 Revenue Sufficiency | 2025 | 4 | -37.2 | 1
3 Revenue Sufficiency | 2025 | 4 | -37.1 | 2
3 Revenue Sufficiency | 2025 | 4 | -37 | 2
3 Revenue Sufficiency | 2025 | 4 | -36.6 | 1
3 Revenue Sufficiency | 2025 | 4 | -36.5 | 1
3 Revenue Sufficiency | 2025 | 4 | -36.3 | 1
3 Revenue Sufficiency | 2025 | 4 | -36.2 | 4
3 Revenue Sufficiency | 2025 | 4 | -36.1 | 4
3 Revenue Sufficiency | 2025 | 4 | -35.9 | 2
3 Revenue Sufficiency | 2025 | 4 | -35.8 | 1
3 Revenue Sufficiency | 2025 | 4 | -35.7 | 2
3 Revenue Sufficiency | 2025 | 4 | -35.4 | 1
3 Revenue Sufficiency | 2025 | 4 | -35.3 | 2
3 Revenue Sufficiency | 2025 | 4 | -35.2 | 1
3 Revenue Sufficiency | 2025 | 4 | -35.1 | 1
3 Revenue Sufficiency | 2025 | 4 | -34.9 | 2
3 Revenue Sufficiency | 2025 | 4 | -34.8 | 3
3 Revenue Sufficiency | 2025 | 4 | -34.7 | 3
3 Revenue Sufficiency | 2025 | 4 | -34.6 | 1
3 Revenue Sufficiency | 2025 | 4 | -34.4 | 1
3 Revenue Sufficiency | 2025 | 4 | -34.3 | 2
3 Revenue Sufficiency | 2025 | 4 | -34.2 | 2
3 Revenue Sufficiency | 2025 | 4 | -34.1 | 2
3 Revenue Sufficiency | 2025 | 4 | -33.9 | 3
3 Revenue Sufficiency | 2025 | 4 | -33.8 | 1
3 Revenue Sufficiency | 2025 | 4 | -33.7 | 2
3 Revenue Sufficiency | 2025 | 4 | -33.6 | 2
3 Revenue Sufficiency | 2025 | 4 | -33.5 | 1
3 Revenue Sufficiency | 2025 | 4 | -33.3 | 1
3 Revenue Sufficiency | 2025 | 4 | -33.2 | 2
3 Revenue Sufficiency | 2025 | 4 | -33.1 | 1
3 Revenue Sufficiency | 2025 | 4 | -33 | 1
3 Revenue Sufficiency | 2025 | 4 | -32.9 | 4
3 Revenue Sufficiency | 2025 | 4 | -32.8 | 1
3 Revenue Sufficiency | 2025 | 4 | -32.7 | 4
3 Revenue Sufficiency | 2025 | 4 | -32.6 | 3
3 Revenue Sufficiency | 2025 | 4 | -32.5 | 3
3 Revenue Sufficiency | 2025 | 4 | -32.4 | 1
3 Revenue Sufficiency | 2025 | 4 | -32.3 | 2
3 Revenue Sufficiency | 2025 | 4 | -32.2 | 1
3 Revenue Sufficiency | 2025 | 4 | -32.1 | 5
3 Revenue Sufficiency | 2025 | 4 | -31.9 | 4
3 Revenue Sufficiency | 2025 | 4 | -31.8 | 1
3 Revenue Sufficiency | 2025 | 4 | -31.7 | 2
3 Revenue Sufficiency | 2025 | 4 | -31.4 | 2
3 Revenue Sufficiency | 2025 | 4 | -31.3 | 2
3 Revenue Sufficiency | 2025 | 4 | -31.2 | 3
3 Revenue Sufficiency | 2025 | 4 | -31.1 | 1
3 Revenue Sufficiency | 2025 | 4 | -31 | 5
3 Revenue Sufficiency | 2025 | 4 | -30.9 | 2
3 Revenue Sufficiency | 2025 | 4 | -30.8 | 3
3 Revenue Sufficiency | 2025 | 4 | -30.7 | 1
3 Revenue Sufficiency | 2025 | 4 | -30.6 | 2
3 Revenue Sufficiency | 2025 | 4 | -30.4 | 6
3 Revenue Sufficiency | 2025 | 4 | -30.2 | 4
3 Revenue Sufficiency | 2025 | 4 | -30.1 | 2
3 Revenue Sufficiency | 2025 | 4 | -30 | 1
3 Revenue Sufficiency | 2025 | 4 | -29.9 | 1
3 Revenue Sufficiency | 2025 | 4 | -29.8 | 4
3 Revenue Sufficiency | 2025 | 4 | -29.7 | 2
3 Revenue Sufficiency | 2025 | 4 | -29.6 | 2
3 Revenue Sufficiency | 2025 | 4 | -29.5 | 3
3 Revenue Sufficiency | 2025 | 4 | -29.4 | 4
3 Revenue Sufficiency | 2025 | 4 | -29.3 | 2
3 Revenue Sufficiency | 2025 | 4 | -29.2 | 1
3 Revenue Sufficiency | 2025 | 4 | -29.1 | 3
3 Revenue Sufficiency | 2025 | 4 | -29 | 4
3 Revenue Sufficiency | 2025 | 4 | -28.9 | 2
3 Revenue Sufficiency | 2025 | 4 | -28.8 | 5
3 Revenue Sufficiency | 2025 | 4 | -28.7 | 1
3 Revenue Sufficiency | 2025 | 4 | -28.6 | 2
3 Revenue Sufficiency | 2025 | 4 | -28.5 | 2
3 Revenue Sufficiency | 2025 | 4 | -28.4 | 4
3 Revenue Sufficiency | 2025 | 4 | -28.3 | 4
3 Revenue Sufficiency | 2025 | 4 | -28.2 | 3
3 Revenue Sufficiency | 2025 | 4 | -28.1 | 6
3 Revenue Sufficiency | 2025 | 4 | -28 | 3
3 Revenue Sufficiency | 2025 | 4 | -27.9 | 4
3 Revenue Sufficiency | 2025 | 4 | -27.8 | 1
3 Revenue Sufficiency | 2025 | 4 | -27.7 | 4
3 Revenue Sufficiency | 2025 | 4 | -27.6 | 3
3 Revenue Sufficiency | 2025 | 4 | -27.5 | 9
3 Revenue Sufficiency | 2025 | 4 | -27.4 | 3
3 Revenue Sufficiency | 2025 | 4 | -27.3 | 4
3 Revenue Sufficiency | 2025 | 4 | -27.2 | 4
3 Revenue Sufficiency | 2025 | 4 | -27.1 | 3
3 Revenue Sufficiency | 2025 | 4 | -27 | 2
3 Revenue Sufficiency | 2025 | 4 | -26.9 | 6
3 Revenue Sufficiency | 2025 | 4 | -26.8 | 5
3 Revenue Sufficiency | 2025 | 4 | -26.7 | 6
3 Revenue Sufficiency | 2025 | 4 | -26.6 | 5
3 Revenue Sufficiency | 2025 | 4 | -26.5 | 3
3 Revenue Sufficiency | 2025 | 4 | -26.4 | 6
3 Revenue Sufficiency | 2025 | 4 | -26.3 | 9
3 Revenue Sufficiency | 2025 | 4 | -26.2 | 5
3 Revenue Sufficiency | 2025 | 4 | -26.1 | 2
3 Revenue Sufficiency | 2025 | 4 | -26 | 2
3 Revenue Sufficiency | 2025 | 4 | -25.9 | 5
3 Revenue Sufficiency | 2025 | 4 | -25.7 | 2
3 Revenue Sufficiency | 2025 | 4 | -25.6 | 6
3 Revenue Sufficiency | 2025 | 4 | -25.5 | 4
3 Revenue Sufficiency | 2025 | 4 | -25.4 | 2
3 Revenue Sufficiency | 2025 | 4 | -25.3 | 6
3 Revenue Sufficiency | 2025 | 4 | -25.2 | 6
3 Revenue Sufficiency | 2025 | 4 | -25.1 | 7
3 Revenue Sufficiency | 2025 | 4 | -25 | 6
3 Revenue Sufficiency | 2025 | 4 | -24.9 | 5
3 Revenue Sufficiency | 2025 | 4 | -24.8 | 8
3 Revenue Sufficiency | 2025 | 4 | -24.7 | 6
3 Revenue Sufficiency | 2025 | 4 | -24.6 | 3
3 Revenue Sufficiency | 2025 | 4 | -24.5 | 4
3 Revenue Sufficiency | 2025 | 4 | -24.4 | 5
3 Revenue Sufficiency | 2025 | 4 | -24.3 | 5
3 Revenue Sufficiency | 2025 | 4 | -24.2 | 3
3 Revenue Sufficiency | 2025 | 4 | -24.1 | 8
3 Revenue Sufficiency | 2025 | 4 | -24 | 6
3 Revenue Sufficiency | 2025 | 4 | -23.9 | 2
3 Revenue Sufficiency | 2025 | 4 | -23.8 | 4
3 Revenue Sufficiency | 2025 | 4 | -23.7 | 6
3 Revenue Sufficiency | 2025 | 4 | -23.6 | 3
3 Revenue Sufficiency | 2025 | 4 | -23.5 | 6
3 Revenue Sufficiency | 2025 | 4 | -23.4 | 6
3 Revenue Sufficiency | 2025 | 4 | -23.3 | 7
3 Revenue Sufficiency | 2025 | 4 | -23.2 | 7
3 Revenue Sufficiency | 2025 | 4 | -23.1 | 7
3 Revenue Sufficiency | 2025 | 4 | -23 | 4
3 Revenue Sufficiency | 2025 | 4 | -22.9 | 5
3 Revenue Sufficiency | 2025 | 4 | -22.8 | 7
3 Revenue Sufficiency | 2025 | 4 | -22.7 | 6
3 Revenue Sufficiency | 2025 | 4 | -22.6 | 7
3 Revenue Sufficiency | 2025 | 4 | -22.5 | 7
3 Revenue Sufficiency | 2025 | 4 | -22.4 | 4
3 Revenue Sufficiency | 2025 | 4 | -22.3 | 8
3 Revenue Sufficiency | 2025 | 4 | -22.2 | 5
3 Revenue Sufficiency | 2025 | 4 | -22.1 | 7
3 Revenue Sufficiency | 2025 | 4 | -22 | 11
3 Revenue Sufficiency | 2025 | 4 | -21.9 | 4
3 Revenue Sufficiency | 2025 | 4 | -21.8 | 4
3 Revenue Sufficiency | 2025 | 4 | -21.7 | 3
3 Revenue Sufficiency | 2025 | 4 | -21.6 | 5
3 Revenue Sufficiency | 2025 | 4 | -21.5 | 9
3 Revenue Sufficiency | 2025 | 4 | -21.4 | 11
3 Revenue Sufficiency | 2025 | 4 | -21.3 | 5
3 Revenue Sufficiency | 2025 | 4 | -21.2 | 7
3 Revenue Sufficiency | 2025 | 4 | -21.1 | 9
3 Revenue Sufficiency | 2025 | 4 | -21 | 8
3 Revenue Sufficiency | 2025 | 4 | -20.9 | 7
3 Revenue Sufficiency | 2025 | 4 | -20.8 | 9
3 Revenue Sufficiency | 2025 | 4 | -20.7 | 8
3 Revenue Sufficiency | 2025 | 4 | -20.6 | 4
3 Revenue Sufficiency | 2025 | 4 | -20.5 | 8
3 Revenue Sufficiency | 2025 | 4 | -20.4 | 5
3 Revenue Sufficiency | 2025 | 4 | -20.3 | 10
3 Revenue Sufficiency | 2025 | 4 | -20.2 | 7
3 Revenue Sufficiency | 2025 | 4 | -20.1 | 11
3 Revenue Sufficiency | 2025 | 4 | -20 | 6
3 Revenue Sufficiency | 2025 | 4 | -19.9 | 5
3 Revenue Sufficiency | 2025 | 4 | -19.8 | 8
3 Revenue Sufficiency | 2025 | 4 | -19.7 | 8
3 Revenue Sufficiency | 2025 | 4 | -19.6 | 8
3 Revenue Sufficiency | 2025 | 4 | -19.5 | 6
3 Revenue Sufficiency | 2025 | 4 | -19.4 | 11
3 Revenue Sufficiency | 2025 | 4 | -19.3 | 5
3 Revenue Sufficiency | 2025 | 4 | -19.2 | 12
3 Revenue Sufficiency | 2025 | 4 | -19.1 | 7
3 Revenue Sufficiency | 2025 | 4 | -19 | 18
3 Revenue Sufficiency | 2025 | 4 | -18.9 | 9
3 Revenue Sufficiency | 2025 | 4 | -18.8 | 10
3 Revenue Sufficiency | 2025 | 4 | -18.7 | 10
3 Revenue Sufficiency | 2025 | 4 | -18.6 | 6
3 Revenue Sufficiency | 2025 | 4 | -18.5 | 7
3 Revenue Sufficiency | 2025 | 4 | -18.4 | 6
3 Revenue Sufficiency | 2025 | 4 | -18.3 | 5
3 Revenue Sufficiency | 2025 | 4 | -18.2 | 9
3 Revenue Sufficiency | 2025 | 4 | -18.1 | 5
3 Revenue Sufficiency | 2025 | 4 | -18 | 8
3 Revenue Sufficiency | 2025 | 4 | -17.9 | 12
3 Revenue Sufficiency | 2025 | 4 | -17.8 | 10
3 Revenue Sufficiency | 2025 | 4 | -17.7 | 14
3 Revenue Sufficiency | 2025 | 4 | -17.6 | 13
3 Revenue Sufficiency | 2025 | 4 | -17.5 | 9
3 Revenue Sufficiency | 2025 | 4 | -17.4 | 6
3 Revenue Sufficiency | 2025 | 4 | -17.3 | 8
3 Revenue Sufficiency | 2025 | 4 | -17.2 | 10
3 Revenue Sufficiency | 2025 | 4 | -17.1 | 9
3 Revenue Sufficiency | 2025 | 4 | -17 | 11
3 Revenue Sufficiency | 2025 | 4 | -16.9 | 7
3 Revenue Sufficiency | 2025 | 4 | -16.8 | 8
3 Revenue Sufficiency | 2025 | 4 | -16.7 | 5
3 Revenue Sufficiency | 2025 | 4 | -16.6 | 16
3 Revenue Sufficiency | 2025 | 4 | -16.5 | 7
3 Revenue Sufficiency | 2025 | 4 | -16.4 | 13
3 Revenue Sufficiency | 2025 | 4 | -16.3 | 11
3 Revenue Sufficiency | 2025 | 4 | -16.2 | 13
3 Revenue Sufficiency | 2025 | 4 | -16.1 | 18
3 Revenue Sufficiency | 2025 | 4 | -16 | 10
3 Revenue Sufficiency | 2025 | 4 | -15.9 | 16
3 Revenue Sufficiency | 2025 | 4 | -15.8 | 9
3 Revenue Sufficiency | 2025 | 4 | -15.7 | 15
3 Revenue Sufficiency | 2025 | 4 | -15.6 | 12
3 Revenue Sufficiency | 2025 | 4 | -15.5 | 4
3 Revenue Sufficiency | 2025 | 4 | -15.4 | 12
3 Revenue Sufficiency | 2025 | 4 | -15.3 | 13
3 Revenue Sufficiency | 2025 | 4 | -15.2 | 5
3 Revenue Sufficiency | 2025 | 4 | -15.1 | 6
3 Revenue Sufficiency | 2025 | 4 | -15 | 2
3 Revenue Sufficiency | 2025 | 4 | -14.9 | 8
3 Revenue Sufficiency | 2025 | 4 | -14.8 | 21
3 Revenue Sufficiency | 2025 | 4 | -14.7 | 12
3 Revenue Sufficiency | 2025 | 4 | -14.6 | 12
3 Revenue Sufficiency | 2025 | 4 | -14.5 | 14
3 Revenue Sufficiency | 2025 | 4 | -14.4 | 10
3 Revenue Sufficiency | 2025 | 4 | -14.3 | 12
3 Revenue Sufficiency | 2025 | 4 | -14.2 | 12
3 Revenue Sufficiency | 2025 | 4 | -14.1 | 11
3 Revenue Sufficiency | 2025 | 4 | -14 | 16
3 Revenue Sufficiency | 2025 | 4 | -13.9 | 16
3 Revenue Sufficiency | 2025 | 4 | -13.8 | 10
3 Revenue Sufficiency | 2025 | 4 | -13.7 | 15
3 Revenue Sufficiency | 2025 | 4 | -13.6 | 9
3 Revenue Sufficiency | 2025 | 4 | -13.5 | 14
3 Revenue Sufficiency | 2025 | 4 | -13.4 | 13
3 Revenue Sufficiency | 2025 | 4 | -13.3 | 9
3 Revenue Sufficiency | 2025 | 4 | -13.2 | 10
3 Revenue Sufficiency | 2025 | 4 | -13.1 | 14
3 Revenue Sufficiency | 2025 | 4 | -13 | 12
3 Revenue Sufficiency | 2025 | 4 | -12.9 | 9
3 Revenue Sufficiency | 2025 | 4 | -12.8 | 11
3 Revenue Sufficiency | 2025 | 4 | -12.7 | 8
3 Revenue Sufficiency | 2025 | 4 | -12.6 | 12
3 Revenue Sufficiency | 2025 | 4 | -12.5 | 12
3 Revenue Sufficiency | 2025 | 4 | -12.4 | 16
3 Revenue Sufficiency | 2025 | 4 | -12.3 | 15
3 Revenue Sufficiency | 2025 | 4 | -12.2 | 4
3 Revenue Sufficiency | 2025 | 4 | -12.1 | 10
3 Revenue Sufficiency | 2025 | 4 | -12 | 12
3 Revenue Sufficiency | 2025 | 4 | -11.9 | 13
3 Revenue Sufficiency | 2025 | 4 | -11.8 | 14
3 Revenue Sufficiency | 2025 | 4 | -11.7 | 9
3 Revenue Sufficiency | 2025 | 4 | -11.6 | 4
3 Revenue Sufficiency | 2025 | 4 | -11.5 | 10
3 Revenue Sufficiency | 2025 | 4 | -11.4 | 14
3 Revenue Sufficiency | 2025 | 4 | -11.3 | 15
3 Revenue Sufficiency | 2025 | 4 | -11.2 | 16
3 Revenue Sufficiency | 2025 | 4 | -11.1 | 21
3 Revenue Sufficiency | 2025 | 4 | -11 | 15
3 Revenue Sufficiency | 2025 | 4 | -10.9 | 10
3 Revenue Sufficiency | 2025 | 4 | -10.8 | 11
3 Revenue Sufficiency | 2025 | 4 | -10.7 | 11
3 Revenue Sufficiency | 2025 | 4 | -10.6 | 12
3 Revenue Sufficiency | 2025 | 4 | -10.5 | 17
3 Revenue Sufficiency | 2025 | 4 | -10.4 | 12
3 Revenue Sufficiency | 2025 | 4 | -10.3 | 15
3 Revenue Sufficiency | 2025 | 4 | -10.2 | 8
3 Revenue Sufficiency | 2025 | 4 | -10.1 | 15
3 Revenue Sufficiency | 2025 | 4 | -10 | 14
3 Revenue Sufficiency | 2025 | 4 | -9.9 | 14
3 Revenue Sufficiency | 2025 | 4 | -9.8 | 13
3 Revenue Sufficiency | 2025 | 4 | -9.7 | 13
3 Revenue Sufficiency | 2025 | 4 | -9.6 | 9
3 Revenue Sufficiency | 2025 | 4 | -9.5 | 11
3 Revenue Sufficiency | 2025 | 4 | -9.4 | 9
3 Revenue Sufficiency | 2025 | 4 | -9.3 | 9
3 Revenue Sufficiency | 2025 | 4 | -9.2 | 9
3 Revenue Sufficiency | 2025 | 4 | -9.1 | 11
3 Revenue Sufficiency | 2025 | 4 | -9 | 6
3 Revenue Sufficiency | 2025 | 4 | -8.9 | 16
3 Revenue Sufficiency | 2025 | 4 | -8.8 | 9
3 Revenue Sufficiency | 2025 | 4 | -8.7 | 9
3 Revenue Sufficiency | 2025 | 4 | -8.6 | 15
3 Revenue Sufficiency | 2025 | 4 | -8.5 | 12
3 Revenue Sufficiency | 2025 | 4 | -8.4 | 9
3 Revenue Sufficiency | 2025 | 4 | -8.3 | 13
3 Revenue Sufficiency | 2025 | 4 | -8.2 | 2
3 Revenue Sufficiency | 2025 | 4 | -8.1 | 10
3 Revenue Sufficiency | 2025 | 4 | -8 | 2
3 Revenue Sufficiency | 2025 | 4 | -7.9 | 4
3 Revenue Sufficiency | 2025 | 4 | -7.8 | 7
3 Revenue Sufficiency | 2025 | 4 | -7.7 | 13
3 Revenue Sufficiency | 2025 | 4 | -7.6 | 16
3 Revenue Sufficiency | 2025 | 4 | -7.5 | 3
3 Revenue Sufficiency | 2025 | 4 | -7.4 | 9
3 Revenue Sufficiency | 2025 | 4 | -7.3 | 16
3 Revenue Sufficiency | 2025 | 4 | -7.2 | 16
3 Revenue Sufficiency | 2025 | 4 | -7.1 | 9
3 Revenue Sufficiency | 2025 | 4 | -7 | 8
3 Revenue Sufficiency | 2025 | 4 | -6.9 | 6
3 Revenue Sufficiency | 2025 | 4 | -6.8 | 13
3 Revenue Sufficiency | 2025 | 4 | -6.7 | 6
3 Revenue Sufficiency | 2025 | 4 | -6.6 | 6
3 Revenue Sufficiency | 2025 | 4 | -6.5 | 5
3 Revenue Sufficiency | 2025 | 4 | -6.4 | 8
3 Revenue Sufficiency | 2025 | 4 | -6.3 | 6
3 Revenue Sufficiency | 2025 | 4 | -6.2 | 7
3 Revenue Sufficiency | 2025 | 4 | -6.1 | 9
3 Revenue Sufficiency | 2025 | 4 | -6 | 8
3 Revenue Sufficiency | 2025 | 4 | -5.9 | 6
3 Revenue Sufficiency | 2025 | 4 | -5.8 | 12
3 Revenue Sufficiency | 2025 | 4 | -5.7 | 11
3 Revenue Sufficiency | 2025 | 4 | -5.6 | 5
3 Revenue Sufficiency | 2025 | 4 | -5.5 | 7
3 Revenue Sufficiency | 2025 | 4 | -5.4 | 9
3 Revenue Sufficiency | 2025 | 4 | -5.3 | 11
3 Revenue Sufficiency | 2025 | 4 | -5.2 | 11
3 Revenue Sufficiency | 2025 | 4 | -5.1 | 7
3 Revenue Sufficiency | 2025 | 4 | -5 | 11
3 Revenue Sufficiency | 2025 | 4 | -4.9 | 7
3 Revenue Sufficiency | 2025 | 4 | -4.8 | 6
3 Revenue Sufficiency | 2025 | 4 | -4.7 | 8
3 Revenue Sufficiency | 2025 | 4 | -4.6 | 9
3 Revenue Sufficiency | 2025 | 4 | -4.5 | 3
3 Revenue Sufficiency | 2025 | 4 | -4.4 | 10
3 Revenue Sufficiency | 2025 | 4 | -4.3 | 2
3 Revenue Sufficiency | 2025 | 4 | -4.2 | 8
3 Revenue Sufficiency | 2025 | 4 | -4 | 5
3 Revenue Sufficiency | 2025 | 4 | -3.9 | 3
3 Revenue Sufficiency | 2025 | 4 | -3.8 | 6
3 Revenue Sufficiency | 2025 | 4 | -3.7 | 3
3 Revenue Sufficiency | 2025 | 4 | -3.6 | 4
3 Revenue Sufficiency | 2025 | 4 | -3.5 | 4
3 Revenue Sufficiency | 2025 | 4 | -3.4 | 4
3 Revenue Sufficiency | 2025 | 4 | -3.3 | 2
3 Revenue Sufficiency | 2025 | 4 | -3.2 | 8
3 Revenue Sufficiency | 2025 | 4 | -3.1 | 3
3 Revenue Sufficiency | 2025 | 4 | -3 | 10
3 Revenue Sufficiency | 2025 | 4 | -2.9 | 2
3 Revenue Sufficiency | 2025 | 4 | -2.8 | 5
3 Revenue Sufficiency | 2025 | 4 | -2.7 | 7
3 Revenue Sufficiency | 2025 | 4 | -2.6 | 5
3 Revenue Sufficiency | 2025 | 4 | -2.5 | 1
3 Revenue Sufficiency | 2025 | 4 | -2.4 | 4
3 Revenue Sufficiency | 2025 | 4 | -2.3 | 8
3 Revenue Sufficiency | 2025 | 4 | -2.2 | 3
3 Revenue Sufficiency | 2025 | 4 | -2.1 | 3
3 Revenue Sufficiency | 2025 | 4 | -2 | 2
3 Revenue Sufficiency | 2025 | 4 | -1.9 | 1
3 Revenue Sufficiency | 2025 | 4 | -1.8 | 1
3 Revenue Sufficiency | 2025 | 4 | -1.7 | 2
3 Revenue Sufficiency | 2025 | 4 | -1.6 | 3
3 Revenue Sufficiency | 2025 | 4 | -1.5 | 6
3 Revenue Sufficiency | 2025 | 4 | -1.4 | 3
3 Revenue Sufficiency | 2025 | 4 | -1.3 | 6
3 Revenue Sufficiency | 2025 | 4 | -1.2 | 2
3 Revenue Sufficiency | 2025 | 4 | -1 | 6
3 Revenue Sufficiency | 2025 | 4 | -0.9 | 3
3 Revenue Sufficiency | 2025 | 4 | -0.8 | 2
3 Revenue Sufficiency | 2025 | 4 | -0.7 | 3
3 Revenue Sufficiency | 2025 | 4 | -0.5 | 1
3 Revenue Sufficiency | 2025 | 4 | -0.4 | 5
3 Revenue Sufficiency | 2025 | 4 | -0.3 | 3
3 Revenue Sufficiency | 2025 | 4 | -0.2 | 5
3 Revenue Sufficiency | 2025 | 4 | -0.1 | 4
3 Revenue Sufficiency | 2025 | 4 | 0 | 28
3 Revenue Sufficiency | 2025 | 4 | 0.1 | 3
3 Revenue Sufficiency | 2025 | 4 | 0.2 | 3
3 Revenue Sufficiency | 2025 | 4 | 0.3 | 2
3 Revenue Sufficiency | 2025 | 4 | 0.4 | 3
3 Revenue Sufficiency | 2025 | 4 | 0.5 | 4
3 Revenue Sufficiency | 2025 | 4 | 0.6 | 1
3 Revenue Sufficiency | 2025 | 4 | 0.7 | 2
3 Revenue Sufficiency | 2025 | 4 | 0.8 | 2
3 Revenue Sufficiency | 2025 | 4 | 0.9 | 2
3 Revenue Sufficiency | 2025 | 4 | 1.2 | 4
3 Revenue Sufficiency | 2025 | 4 | 1.3 | 3
3 Revenue Sufficiency | 2025 | 4 | 1.4 | 6
3 Revenue Sufficiency | 2025 | 4 | 1.5 | 4
3 Revenue Sufficiency | 2025 | 4 | 1.6 | 3
3 Revenue Sufficiency | 2025 | 4 | 1.7 | 1
3 Revenue Sufficiency | 2025 | 4 | 1.8 | 3
3 Revenue Sufficiency | 2025 | 4 | 1.9 | 5
3 Revenue Sufficiency | 2025 | 4 | 2 | 3
3 Revenue Sufficiency | 2025 | 4 | 2.1 | 4
3 Revenue Sufficiency | 2025 | 4 | 2.2 | 6
3 Revenue Sufficiency | 2025 | 4 | 2.3 | 4
3 Revenue Sufficiency | 2025 | 4 | 2.4 | 5
3 Revenue Sufficiency | 2025 | 4 | 2.5 | 3
3 Revenue Sufficiency | 2025 | 4 | 2.6 | 4
3 Revenue Sufficiency | 2025 | 4 | 2.7 | 4
3 Revenue Sufficiency | 2025 | 4 | 2.8 | 4
3 Revenue Sufficiency | 2025 | 4 | 2.9 | 3
3 Revenue Sufficiency | 2025 | 4 | 3 | 3
3 Revenue Sufficiency | 2025 | 4 | 3.1 | 5
3 Revenue Sufficiency | 2025 | 4 | 3.2 | 9
3 Revenue Sufficiency | 2025 | 4 | 3.3 | 6
3 Revenue Sufficiency | 2025 | 4 | 3.4 | 2
3 Revenue Sufficiency | 2025 | 4 | 3.5 | 1
3 Revenue Sufficiency | 2025 | 4 | 3.6 | 3
3 Revenue Sufficiency | 2025 | 4 | 3.7 | 8
3 Revenue Sufficiency | 2025 | 4 | 3.8 | 6
3 Revenue Sufficiency | 2025 | 4 | 3.9 | 5
3 Revenue Sufficiency | 2025 | 4 | 4 | 3
3 Revenue Sufficiency | 2025 | 4 | 4.1 | 5
3 Revenue Sufficiency | 2025 | 4 | 4.2 | 2
3 Revenue Sufficiency | 2025 | 4 | 4.4 | 7
3 Revenue Sufficiency | 2025 | 4 | 4.5 | 3
3 Revenue Sufficiency | 2025 | 4 | 4.6 | 5
3 Revenue Sufficiency | 2025 | 4 | 4.7 | 9
3 Revenue Sufficiency | 2025 | 4 | 4.8 | 7
3 Revenue Sufficiency | 2025 | 4 | 4.9 | 9
3 Revenue Sufficiency | 2025 | 4 | 5 | 17
3 Revenue Sufficiency | 2025 | 4 | 5.1 | 13
3 Revenue Sufficiency | 2025 | 4 | 5.2 | 6
3 Revenue Sufficiency | 2025 | 4 | 5.3 | 3
3 Revenue Sufficiency | 2025 | 4 | 5.4 | 10
3 Revenue Sufficiency | 2025 | 4 | 5.5 | 8
3 Revenue Sufficiency | 2025 | 4 | 5.6 | 10
3 Revenue Sufficiency | 2025 | 4 | 5.7 | 12
3 Revenue Sufficiency | 2025 | 4 | 5.8 | 10
3 Revenue Sufficiency | 2025 | 4 | 5.9 | 8
3 Revenue Sufficiency | 2025 | 4 | 6 | 6
3 Revenue Sufficiency | 2025 | 4 | 6.1 | 9
3 Revenue Sufficiency | 2025 | 4 | 6.2 | 5
3 Revenue Sufficiency | 2025 | 4 | 6.3 | 4
3 Revenue Sufficiency | 2025 | 4 | 6.4 | 9
3 Revenue Sufficiency | 2025 | 4 | 6.5 | 5
3 Revenue Sufficiency | 2025 | 4 | 6.6 | 8
3 Revenue Sufficiency | 2025 | 4 | 6.7 | 8
3 Revenue Sufficiency | 2025 | 4 | 6.8 | 7
3 Revenue Sufficiency | 2025 | 4 | 6.9 | 9
3 Revenue Sufficiency | 2025 | 4 | 7 | 10
3 Revenue Sufficiency | 2025 | 4 | 7.1 | 16
3 Revenue Sufficiency | 2025 | 4 | 7.2 | 9
3 Revenue Sufficiency | 2025 | 4 | 7.3 | 5
3 Revenue Sufficiency | 2025 | 4 | 7.4 | 10
3 Revenue Sufficiency | 2025 | 4 | 7.5 | 10
3 Revenue Sufficiency | 2025 | 4 | 7.6 | 9
3 Revenue Sufficiency | 2025 | 4 | 7.7 | 9
3 Revenue Sufficiency | 2025 | 4 | 7.8 | 8
3 Revenue Sufficiency | 2025 | 4 | 7.9 | 13
3 Revenue Sufficiency | 2025 | 4 | 8 | 12
3 Revenue Sufficiency | 2025 | 4 | 8.1 | 10
3 Revenue Sufficiency | 2025 | 4 | 8.2 | 11
3 Revenue Sufficiency | 2025 | 4 | 8.3 | 9
3 Revenue Sufficiency | 2025 | 4 | 8.4 | 13
3 Revenue Sufficiency | 2025 | 4 | 8.5 | 4
3 Revenue Sufficiency | 2025 | 4 | 8.6 | 12
3 Revenue Sufficiency | 2025 | 4 | 8.7 | 12
3 Revenue Sufficiency | 2025 | 4 | 8.8 | 7
3 Revenue Sufficiency | 2025 | 4 | 8.9 | 11
3 Revenue Sufficiency | 2025 | 4 | 9 | 8
3 Revenue Sufficiency | 2025 | 4 | 9.1 | 14
3 Revenue Sufficiency | 2025 | 4 | 9.2 | 7
3 Revenue Sufficiency | 2025 | 4 | 9.3 | 10
3 Revenue Sufficiency | 2025 | 4 | 9.4 | 11
3 Revenue Sufficiency | 2025 | 4 | 9.5 | 12
3 Revenue Sufficiency | 2025 | 4 | 9.6 | 7
3 Revenue Sufficiency | 2025 | 4 | 9.7 | 13
3 Revenue Sufficiency | 2025 | 4 | 9.8 | 14
3 Revenue Sufficiency | 2025 | 4 | 9.9 | 13
3 Revenue Sufficiency | 2025 | 4 | 10 | 6
3 Revenue Sufficiency | 2025 | 4 | 10.1 | 7
3 Revenue Sufficiency | 2025 | 4 | 10.2 | 11
3 Revenue Sufficiency | 2025 | 4 | 10.3 | 10
3 Revenue Sufficiency | 2025 | 4 | 10.4 | 17
3 Revenue Sufficiency | 2025 | 4 | 10.5 | 15
3 Revenue Sufficiency | 2025 | 4 | 10.6 | 11
3 Revenue Sufficiency | 2025 | 4 | 10.7 | 11
3 Revenue Sufficiency | 2025 | 4 | 10.8 | 6
3 Revenue Sufficiency | 2025 | 4 | 10.9 | 10
3 Revenue Sufficiency | 2025 | 4 | 11 | 10
3 Revenue Sufficiency | 2025 | 4 | 11.1 | 18
3 Revenue Sufficiency | 2025 | 4 | 11.2 | 13
3 Revenue Sufficiency | 2025 | 4 | 11.3 | 12
3 Revenue Sufficiency | 2025 | 4 | 11.4 | 6
3 Revenue Sufficiency | 2025 | 4 | 11.5 | 5
3 Revenue Sufficiency | 2025 | 4 | 11.6 | 9
3 Revenue Sufficiency | 2025 | 4 | 11.7 | 16
3 Revenue Sufficiency | 2025 | 4 | 11.8 | 13
3 Revenue Sufficiency | 2025 | 4 | 11.9 | 17
3 Revenue Sufficiency | 2025 | 4 | 12 | 5
3 Revenue Sufficiency | 2025 | 4 | 12.1 | 11
3 Revenue Sufficiency | 2025 | 4 | 12.2 | 11
3 Revenue Sufficiency | 2025 | 4 | 12.3 | 12
3 Revenue Sufficiency | 2025 | 4 | 12.4 | 10
3 Revenue Sufficiency | 2025 | 4 | 12.5 | 9
3 Revenue Sufficiency | 2025 | 4 | 12.6 | 15
3 Revenue Sufficiency | 2025 | 4 | 12.7 | 11
3 Revenue Sufficiency | 2025 | 4 | 12.8 | 11
3 Revenue Sufficiency | 2025 | 4 | 12.9 | 5
3 Revenue Sufficiency | 2025 | 4 | 13 | 16
3 Revenue Sufficiency | 2025 | 4 | 13.1 | 13
3 Revenue Sufficiency | 2025 | 4 | 13.2 | 13
3 Revenue Sufficiency | 2025 | 4 | 13.3 | 12
3 Revenue Sufficiency | 2025 | 4 | 13.4 | 17
3 Revenue Sufficiency | 2025 | 4 | 13.5 | 13
3 Revenue Sufficiency | 2025 | 4 | 13.6 | 13
3 Revenue Sufficiency | 2025 | 4 | 13.7 | 8
3 Revenue Sufficiency | 2025 | 4 | 13.8 | 13
3 Revenue Sufficiency | 2025 | 4 | 13.9 | 12
3 Revenue Sufficiency | 2025 | 4 | 14 | 8
3 Revenue Sufficiency | 2025 | 4 | 14.1 | 9
3 Revenue Sufficiency | 2025 | 4 | 14.2 | 6
3 Revenue Sufficiency | 2025 | 4 | 14.3 | 6
3 Revenue Sufficiency | 2025 | 4 | 14.4 | 10
3 Revenue Sufficiency | 2025 | 4 | 14.5 | 10
3 Revenue Sufficiency | 2025 | 4 | 14.6 | 10
3 Revenue Sufficiency | 2025 | 4 | 14.7 | 14
3 Revenue Sufficiency | 2025 | 4 | 14.8 | 12
3 Revenue Sufficiency | 2025 | 4 | 14.9 | 10
3 Revenue Sufficiency | 2025 | 4 | 15 | 9
3 Revenue Sufficiency | 2025 | 4 | 15.1 | 8
3 Revenue Sufficiency | 2025 | 4 | 15.2 | 14
3 Revenue Sufficiency | 2025 | 4 | 15.3 | 15
3 Revenue Sufficiency | 2025 | 4 | 15.4 | 19
3 Revenue Sufficiency | 2025 | 4 | 15.5 | 9
3 Revenue Sufficiency | 2025 | 4 | 15.6 | 9
3 Revenue Sufficiency | 2025 | 4 | 15.7 | 6
3 Revenue Sufficiency | 2025 | 4 | 15.8 | 14
3 Revenue Sufficiency | 2025 | 4 | 15.9 | 8
3 Revenue Sufficiency | 2025 | 4 | 16 | 11
3 Revenue Sufficiency | 2025 | 4 | 16.1 | 14
3 Revenue Sufficiency | 2025 | 4 | 16.2 | 13
3 Revenue Sufficiency | 2025 | 4 | 16.3 | 12
3 Revenue Sufficiency | 2025 | 4 | 16.4 | 10
3 Revenue Sufficiency | 2025 | 4 | 16.5 | 6
3 Revenue Sufficiency | 2025 | 4 | 16.6 | 14
3 Revenue Sufficiency | 2025 | 4 | 16.7 | 12
3 Revenue Sufficiency | 2025 | 4 | 16.8 | 10
3 Revenue Sufficiency | 2025 | 4 | 16.9 | 9
3 Revenue Sufficiency | 2025 | 4 | 17 | 17
3 Revenue Sufficiency | 2025 | 4 | 17.1 | 10
3 Revenue Sufficiency | 2025 | 4 | 17.2 | 16
3 Revenue Sufficiency | 2025 | 4 | 17.3 | 9
3 Revenue Sufficiency | 2025 | 4 | 17.4 | 13
3 Revenue Sufficiency | 2025 | 4 | 17.5 | 8
3 Revenue Sufficiency | 2025 | 4 | 17.6 | 10
3 Revenue Sufficiency | 2025 | 4 | 17.7 | 8
3 Revenue Sufficiency | 2025 | 4 | 17.8 | 9
3 Revenue Sufficiency | 2025 | 4 | 17.9 | 14
3 Revenue Sufficiency | 2025 | 4 | 18 | 12
3 Revenue Sufficiency | 2025 | 4 | 18.1 | 7
3 Revenue Sufficiency | 2025 | 4 | 18.2 | 10
3 Revenue Sufficiency | 2025 | 4 | 18.3 | 8
3 Revenue Sufficiency | 2025 | 4 | 18.4 | 17
3 Revenue Sufficiency | 2025 | 4 | 18.5 | 11
3 Revenue Sufficiency | 2025 | 4 | 18.6 | 8
3 Revenue Sufficiency | 2025 | 4 | 18.7 | 6
3 Revenue Sufficiency | 2025 | 4 | 18.8 | 8
3 Revenue Sufficiency | 2025 | 4 | 18.9 | 12
3 Revenue Sufficiency | 2025 | 4 | 19 | 16
3 Revenue Sufficiency | 2025 | 4 | 19.1 | 10
3 Revenue Sufficiency | 2025 | 4 | 19.2 | 7
3 Revenue Sufficiency | 2025 | 4 | 19.3 | 7
3 Revenue Sufficiency | 2025 | 4 | 19.4 | 9
3 Revenue Sufficiency | 2025 | 4 | 19.5 | 13
3 Revenue Sufficiency | 2025 | 4 | 19.6 | 10
3 Revenue Sufficiency | 2025 | 4 | 19.7 | 4
3 Revenue Sufficiency | 2025 | 4 | 19.8 | 4
3 Revenue Sufficiency | 2025 | 4 | 19.9 | 8
3 Revenue Sufficiency | 2025 | 4 | 20 | 8
3 Revenue Sufficiency | 2025 | 4 | 20.1 | 8
3 Revenue Sufficiency | 2025 | 4 | 20.2 | 8
3 Revenue Sufficiency | 2025 | 4 | 20.3 | 11
3 Revenue Sufficiency | 2025 | 4 | 20.4 | 13
3 Revenue Sufficiency | 2025 | 4 | 20.5 | 8
3 Revenue Sufficiency | 2025 | 4 | 20.6 | 8
3 Revenue Sufficiency | 2025 | 4 | 20.7 | 8
3 Revenue Sufficiency | 2025 | 4 | 20.8 | 9
3 Revenue Sufficiency | 2025 | 4 | 20.9 | 6
3 Revenue Sufficiency | 2025 | 4 | 21 | 7
3 Revenue Sufficiency | 2025 | 4 | 21.1 | 6
3 Revenue Sufficiency | 2025 | 4 | 21.2 | 6
3 Revenue Sufficiency | 2025 | 4 | 21.3 | 8
3 Revenue Sufficiency | 2025 | 4 | 21.4 | 3
3 Revenue Sufficiency | 2025 | 4 | 21.5 | 5
3 Revenue Sufficiency | 2025 | 4 | 21.6 | 8
3 Revenue Sufficiency | 2025 | 4 | 21.7 | 7
3 Revenue Sufficiency | 2025 | 4 | 21.8 | 6
3 Revenue Sufficiency | 2025 | 4 | 21.9 | 5
3 Revenue Sufficiency | 2025 | 4 | 22 | 4
3 Revenue Sufficiency | 2025 | 4 | 22.1 | 10
3 Revenue Sufficiency | 2025 | 4 | 22.2 | 6
3 Revenue Sufficiency | 2025 | 4 | 22.3 | 7
3 Revenue Sufficiency | 2025 | 4 | 22.4 | 11
3 Revenue Sufficiency | 2025 | 4 | 22.5 | 6
3 Revenue Sufficiency | 2025 | 4 | 22.6 | 6
3 Revenue Sufficiency | 2025 | 4 | 22.7 | 4
3 Revenue Sufficiency | 2025 | 4 | 22.8 | 8
3 Revenue Sufficiency | 2025 | 4 | 22.9 | 4
3 Revenue Sufficiency | 2025 | 4 | 23 | 7
3 Revenue Sufficiency | 2025 | 4 | 23.1 | 9
3 Revenue Sufficiency | 2025 | 4 | 23.2 | 8
3 Revenue Sufficiency | 2025 | 4 | 23.3 | 6
3 Revenue Sufficiency | 2025 | 4 | 23.4 | 7
3 Revenue Sufficiency | 2025 | 4 | 23.5 | 11
3 Revenue Sufficiency | 2025 | 4 | 23.6 | 10
3 Revenue Sufficiency | 2025 | 4 | 23.7 | 9
3 Revenue Sufficiency | 2025 | 4 | 23.8 | 6
3 Revenue Sufficiency | 2025 | 4 | 23.9 | 7
3 Revenue Sufficiency | 2025 | 4 | 24 | 4
3 Revenue Sufficiency | 2025 | 4 | 24.1 | 5
3 Revenue Sufficiency | 2025 | 4 | 24.2 | 6
3 Revenue Sufficiency | 2025 | 4 | 24.3 | 2
3 Revenue Sufficiency | 2025 | 4 | 24.4 | 10
3 Revenue Sufficiency | 2025 | 4 | 24.5 | 10
3 Revenue Sufficiency | 2025 | 4 | 24.6 | 4
3 Revenue Sufficiency | 2025 | 4 | 24.7 | 8
3 Revenue Sufficiency | 2025 | 4 | 24.8 | 5
3 Revenue Sufficiency | 2025 | 4 | 24.9 | 4
3 Revenue Sufficiency | 2025 | 4 | 25 | 2
3 Revenue Sufficiency | 2025 | 4 | 25.1 | 8
3 Revenue Sufficiency | 2025 | 4 | 25.2 | 13
3 Revenue Sufficiency | 2025 | 4 | 25.3 | 3
3 Revenue Sufficiency | 2025 | 4 | 25.4 | 3
3 Revenue Sufficiency | 2025 | 4 | 25.5 | 6
3 Revenue Sufficiency | 2025 | 4 | 25.6 | 5
3 Revenue Sufficiency | 2025 | 4 | 25.7 | 7
3 Revenue Sufficiency | 2025 | 4 | 25.8 | 6
3 Revenue Sufficiency | 2025 | 4 | 25.9 | 5
3 Revenue Sufficiency | 2025 | 4 | 26 | 6
3 Revenue Sufficiency | 2025 | 4 | 26.1 | 6
3 Revenue Sufficiency | 2025 | 4 | 26.2 | 3
3 Revenue Sufficiency | 2025 | 4 | 26.3 | 6
3 Revenue Sufficiency | 2025 | 4 | 26.4 | 13
3 Revenue Sufficiency | 2025 | 4 | 26.5 | 6
3 Revenue Sufficiency | 2025 | 4 | 26.6 | 3
3 Revenue Sufficiency | 2025 | 4 | 26.7 | 4
3 Revenue Sufficiency | 2025 | 4 | 26.8 | 10
3 Revenue Sufficiency | 2025 | 4 | 26.9 | 4
3 Revenue Sufficiency | 2025 | 4 | 27 | 6
3 Revenue Sufficiency | 2025 | 4 | 27.1 | 6
3 Revenue Sufficiency | 2025 | 4 | 27.2 | 4
3 Revenue Sufficiency | 2025 | 4 | 27.3 | 6
3 Revenue Sufficiency | 2025 | 4 | 27.4 | 5
3 Revenue Sufficiency | 2025 | 4 | 27.5 | 5
3 Revenue Sufficiency | 2025 | 4 | 27.6 | 4
3 Revenue Sufficiency | 2025 | 4 | 27.7 | 3
3 Revenue Sufficiency | 2025 | 4 | 27.8 | 5
3 Revenue Sufficiency | 2025 | 4 | 27.9 | 8
3 Revenue Sufficiency | 2025 | 4 | 28 | 6
3 Revenue Sufficiency | 2025 | 4 | 28.1 | 3
3 Revenue Sufficiency | 2025 | 4 | 28.2 | 11
3 Revenue Sufficiency | 2025 | 4 | 28.3 | 3
3 Revenue Sufficiency | 2025 | 4 | 28.4 | 4
3 Revenue Sufficiency | 2025 | 4 | 28.5 | 6
3 Revenue Sufficiency | 2025 | 4 | 28.6 | 5
3 Revenue Sufficiency | 2025 | 4 | 28.7 | 6
3 Revenue Sufficiency | 2025 | 4 | 28.8 | 2
3 Revenue Sufficiency | 2025 | 4 | 28.9 | 5
3 Revenue Sufficiency | 2025 | 4 | 29 | 6
3 Revenue Sufficiency | 2025 | 4 | 29.1 | 2
3 Revenue Sufficiency | 2025 | 4 | 29.2 | 4
3 Revenue Sufficiency | 2025 | 4 | 29.3 | 3
3 Revenue Sufficiency | 2025 | 4 | 29.4 | 3
3 Revenue Sufficiency | 2025 | 4 | 29.5 | 1
3 Revenue Sufficiency | 2025 | 4 | 29.6 | 2
3 Revenue Sufficiency | 2025 | 4 | 29.7 | 3
3 Revenue Sufficiency | 2025 | 4 | 29.8 | 4
3 Revenue Sufficiency | 2025 | 4 | 29.9 | 7
3 Revenue Sufficiency | 2025 | 4 | 30 | 5
3 Revenue Sufficiency | 2025 | 4 | 30.3 | 6
3 Revenue Sufficiency | 2025 | 4 | 30.4 | 2
3 Revenue Sufficiency | 2025 | 4 | 30.5 | 1
3 Revenue Sufficiency | 2025 | 4 | 30.6 | 3
3 Revenue Sufficiency | 2025 | 4 | 30.7 | 1
3 Revenue Sufficiency | 2025 | 4 | 30.8 | 6
3 Revenue Sufficiency | 2025 | 4 | 30.9 | 2
3 Revenue Sufficiency | 2025 | 4 | 31 | 2
3 Revenue Sufficiency | 2025 | 4 | 31.1 | 5
3 Revenue Sufficiency | 2025 | 4 | 31.2 | 2
3 Revenue Sufficiency | 2025 | 4 | 31.3 | 2
3 Revenue Sufficiency | 2025 | 4 | 31.4 | 1
3 Revenue Sufficiency | 2025 | 4 | 31.6 | 2
3 Revenue Sufficiency | 2025 | 4 | 31.7 | 6
3 Revenue Sufficiency | 2025 | 4 | 31.8 | 1
3 Revenue Sufficiency | 2025 | 4 | 31.9 | 3
3 Revenue Sufficiency | 2025 | 4 | 32 | 1
3 Revenue Sufficiency | 2025 | 4 | 32.1 | 1
3 Revenue Sufficiency | 2025 | 4 | 32.2 | 5
3 Revenue Sufficiency | 2025 | 4 | 32.3 | 1
3 Revenue Sufficiency | 2025 | 4 | 32.4 | 2
3 Revenue Sufficiency | 2025 | 4 | 32.6 | 3
3 Revenue Sufficiency | 2025 | 4 | 32.7 | 3
3 Revenue Sufficiency | 2025 | 4 | 32.8 | 2
3 Revenue Sufficiency | 2025 | 4 | 32.9 | 4
3 Revenue Sufficiency | 2025 | 4 | 33 | 2
3 Revenue Sufficiency | 2025 | 4 | 33.1 | 2
3 Revenue Sufficiency | 2025 | 4 | 33.2 | 2
3 Revenue Sufficiency | 2025 | 4 | 33.3 | 2
3 Revenue Sufficiency | 2025 | 4 | 33.4 | 3
3 Revenue Sufficiency | 2025 | 4 | 33.6 | 4
3 Revenue Sufficiency | 2025 | 4 | 33.7 | 2
3 Revenue Sufficiency | 2025 | 4 | 33.8 | 3
3 Revenue Sufficiency | 2025 | 4 | 33.9 | 1
3 Revenue Sufficiency | 2025 | 4 | 34 | 1
3 Revenue Sufficiency | 2025 | 4 | 34.1 | 3
3 Revenue Sufficiency | 2025 | 4 | 34.2 | 3
3 Revenue Sufficiency | 2025 | 4 | 34.3 | 1
3 Revenue Sufficiency | 2025 | 4 | 34.4 | 1
3 Revenue Sufficiency | 2025 | 4 | 34.5 | 4
3 Revenue Sufficiency | 2025 | 4 | 34.6 | 3
3 Revenue Sufficiency | 2025 | 4 | 34.7 | 2
3 Revenue Sufficiency | 2025 | 4 | 34.8 | 1
3 Revenue Sufficiency | 2025 | 4 | 34.9 | 5
3 Revenue Sufficiency | 2025 | 4 | 35 | 3
3 Revenue Sufficiency | 2025 | 4 | 35.1 | 4
3 Revenue Sufficiency | 2025 | 4 | 35.2 | 2
3 Revenue Sufficiency | 2025 | 4 | 35.3 | 2
3 Revenue Sufficiency | 2025 | 4 | 35.5 | 4
3 Revenue Sufficiency | 2025 | 4 | 35.6 | 6
3 Revenue Sufficiency | 2025 | 4 | 35.7 | 2
3 Revenue Sufficiency | 2025 | 4 | 35.8 | 2
3 Revenue Sufficiency | 2025 | 4 | 35.9 | 3
3 Revenue Sufficiency | 2025 | 4 | 36 | 2
3 Revenue Sufficiency | 2025 | 4 | 36.1 | 3
3 Revenue Sufficiency | 2025 | 4 | 36.2 | 6
3 Revenue Sufficiency | 2025 | 4 | 36.3 | 2
3 Revenue Sufficiency | 2025 | 4 | 36.4 | 1
3 Revenue Sufficiency | 2025 | 4 | 36.5 | 2
3 Revenue Sufficiency | 2025 | 4 | 36.7 | 2
3 Revenue Sufficiency | 2025 | 4 | 36.8 | 1
3 Revenue Sufficiency | 2025 | 4 | 37 | 1
3 Revenue Sufficiency | 2025 | 4 | 37.1 | 1
3 Revenue Sufficiency | 2025 | 4 | 37.3 | 3
3 Revenue Sufficiency | 2025 | 4 | 37.5 | 2
3 Revenue Sufficiency | 2025 | 4 | 37.6 | 2
3 Revenue Sufficiency | 2025 | 4 | 37.7 | 3
3 Revenue Sufficiency | 2025 | 4 | 37.9 | 2
3 Revenue Sufficiency | 2025 | 4 | 38 | 1
3 Revenue Sufficiency | 2025 | 4 | 38.1 | 1
3 Revenue Sufficiency | 2025 | 4 | 38.2 | 1
3 Revenue Sufficiency | 2025 | 4 | 38.3 | 2
3 Revenue Sufficiency | 2025 | 4 | 38.4 | 3
3 Revenue Sufficiency | 2025 | 4 | 38.6 | 2
3 Revenue Sufficiency | 2025 | 4 | 38.7 | 3
3 Revenue Sufficiency | 2025 | 4 | 38.8 | 3
3 Revenue Sufficiency | 2025 | 4 | 38.9 | 2
3 Revenue Sufficiency | 2025 | 4 | 39.1 | 4
3 Revenue Sufficiency | 2025 | 4 | 39.2 | 2
3 Revenue Sufficiency | 2025 | 4 | 39.3 | 1
3 Revenue Sufficiency | 2025 | 4 | 39.4 | 2
3 Revenue Sufficiency | 2025 | 4 | 39.5 | 2
3 Revenue Sufficiency | 2025 | 4 | 39.7 | 4
3 Revenue Sufficiency | 2025 | 4 | 39.8 | 3
3 Revenue Sufficiency | 2025 | 4 | 39.9 | 3
3 Revenue Sufficiency | 2025 | 4 | 40.2 | 1
3 Revenue Sufficiency | 2025 | 4 | 40.4 | 1
3 Revenue Sufficiency | 2025 | 4 | 40.5 | 1
3 Revenue Sufficiency | 2025 | 4 | 40.6 | 1
3 Revenue Sufficiency | 2025 | 4 | 40.8 | 4
3 Revenue Sufficiency | 2025 | 4 | 40.9 | 5
3 Revenue Sufficiency | 2025 | 4 | 41.3 | 1
3 Revenue Sufficiency | 2025 | 4 | 41.4 | 1
3 Revenue Sufficiency | 2025 | 4 | 41.5 | 1
3 Revenue Sufficiency | 2025 | 4 | 41.6 | 1
3 Revenue Sufficiency | 2025 | 4 | 41.7 | 2
3 Revenue Sufficiency | 2025 | 4 | 41.8 | 2
3 Revenue Sufficiency | 2025 | 4 | 41.9 | 2
3 Revenue Sufficiency | 2025 | 4 | 42 | 1
3 Revenue Sufficiency | 2025 | 4 | 42.1 | 2
3 Revenue Sufficiency | 2025 | 4 | 42.2 | 2
3 Revenue Sufficiency | 2025 | 4 | 42.4 | 1
3 Revenue Sufficiency | 2025 | 4 | 42.6 | 3
3 Revenue Sufficiency | 2025 | 4 | 42.9 | 2
3 Revenue Sufficiency | 2025 | 4 | 43.1 | 1
3 Revenue Sufficiency | 2025 | 4 | 43.2 | 2
3 Revenue Sufficiency | 2025 | 4 | 43.4 | 2
3 Revenue Sufficiency | 2025 | 4 | 43.5 | 2
3 Revenue Sufficiency | 2025 | 4 | 43.8 | 1
3 Revenue Sufficiency | 2025 | 4 | 44 | 2
3 Revenue Sufficiency | 2025 | 4 | 44.1 | 3
3 Revenue Sufficiency | 2025 | 4 | 44.2 | 2
3 Revenue Sufficiency | 2025 | 4 | 44.3 | 5
3 Revenue Sufficiency | 2025 | 4 | 44.4 | 1
3 Revenue Sufficiency | 2025 | 4 | 44.5 | 2
3 Revenue Sufficiency | 2025 | 4 | 44.8 | 2
3 Revenue Sufficiency | 2025 | 4 | 45 | 1
3 Revenue Sufficiency | 2025 | 4 | 45.1 | 1
3 Revenue Sufficiency | 2025 | 4 | 45.2 | 1
3 Revenue Sufficiency | 2025 | 4 | 45.3 | 4
3 Revenue Sufficiency | 2025 | 4 | 45.4 | 1
3 Revenue Sufficiency | 2025 | 4 | 45.5 | 1
3 Revenue Sufficiency | 2025 | 4 | 46 | 2
3 Revenue Sufficiency | 2025 | 4 | 46.2 | 2
3 Revenue Sufficiency | 2025 | 4 | 46.4 | 2
3 Revenue Sufficiency | 2025 | 4 | 46.6 | 2
3 Revenue Sufficiency | 2025 | 4 | 46.7 | 2
3 Revenue Sufficiency | 2025 | 4 | 46.8 | 2
3 Revenue Sufficiency | 2025 | 4 | 46.9 | 1
3 Revenue Sufficiency | 2025 | 4 | 47.1 | 1
3 Revenue Sufficiency | 2025 | 4 | 47.2 | 1
3 Revenue Sufficiency | 2025 | 4 | 47.4 | 1
3 Revenue Sufficiency | 2025 | 4 | 47.7 | 1
3 Revenue Sufficiency | 2025 | 4 | 47.8 | 2
3 Revenue Sufficiency | 2025 | 4 | 48.1 | 1
3 Revenue Sufficiency | 2025 | 4 | 48.3 | 1
3 Revenue Sufficiency | 2025 | 4 | 48.4 | 1
3 Revenue Sufficiency | 2025 | 4 | 48.7 | 1
3 Revenue Sufficiency | 2025 | 4 | 48.9 | 2
3 Revenue Sufficiency | 2025 | 4 | 49.2 | 1
3 Revenue Sufficiency | 2025 | 4 | 49.6 | 2
3 Revenue Sufficiency | 2025 | 4 | 49.7 | 2
3 Revenue Sufficiency | 2025 | 4 | 49.8 | 1
3 Revenue Sufficiency | 2025 | 4 | 50 | 1
3 Revenue Sufficiency | 2025 | 4 | 50.1 | 1
3 Revenue Sufficiency | 2025 | 4 | 50.8 | 1
3 Revenue Sufficiency | 2025 | 4 | 51.2 | 1
3 Revenue Sufficiency | 2025 | 4 | 51.6 | 1
3 Revenue Sufficiency | 2025 | 4 | 52 | 1
3 Revenue Sufficiency | 2025 | 4 | 52.5 | 2
3 Revenue Sufficiency | 2025 | 4 | 53 | 1
3 Revenue Sufficiency | 2025 | 4 | 53.1 | 1
3 Revenue Sufficiency | 2025 | 4 | 53.2 | 1
3 Revenue Sufficiency | 2025 | 4 | 53.4 | 1
3 Revenue Sufficiency | 2025 | 4 | 53.6 | 2
3 Revenue Sufficiency | 2025 | 4 | 55.1 | 1
3 Revenue Sufficiency | 2025 | 4 | 55.7 | 1
3 Revenue Sufficiency | 2025 | 4 | 56.8 | 1
3 Revenue Sufficiency | 2025 | 4 | 57.1 | 1
3 Revenue Sufficiency | 2025 | 4 | 58 | 2
3 Revenue Sufficiency | 2025 | 4 | 59.7 | 1
3 Revenue Sufficiency | 2025 | 4 | 60.2 | 1
3 Revenue Sufficiency | 2025 | 4 | 61.6 | 1
3 Revenue Sufficiency | 2025 | 4 | 62.4 | 2
3 Revenue Sufficiency | 2025 | 4 | 64 | 1
3 Revenue Sufficiency | 2025 | 4 | 64.8 | 1
3 Revenue Sufficiency | 2025 | 4 | 67.3 | 1
3 Revenue Sufficiency | 2025 | 4 | 70.5 | 1
3 Revenue Sufficiency | 2025 | 4 | 84.5 | 1
3 Revenue Sufficiency | 2025 | 4 | 96.1 | 1
3 Revenue Sufficiency | 2025 | 5 | -65.9 | 1
3 Revenue Sufficiency | 2025 | 5 | -65.1 | 1
3 Revenue Sufficiency | 2025 | 5 | -62.5 | 1
3 Revenue Sufficiency | 2025 | 5 | -61.5 | 1
3 Revenue Sufficiency | 2025 | 5 | -60.3 | 1
3 Revenue Sufficiency | 2025 | 5 | -58.6 | 1
3 Revenue Sufficiency | 2025 | 5 | -56.2 | 1
3 Revenue Sufficiency | 2025 | 5 | -55.7 | 1
3 Revenue Sufficiency | 2025 | 5 | -53.8 | 1
3 Revenue Sufficiency | 2025 | 5 | -53.7 | 1
3 Revenue Sufficiency | 2025 | 5 | -52 | 1
3 Revenue Sufficiency | 2025 | 5 | -51.5 | 1
3 Revenue Sufficiency | 2025 | 5 | -51.1 | 1
3 Revenue Sufficiency | 2025 | 5 | -50.8 | 3
3 Revenue Sufficiency | 2025 | 5 | -50.7 | 1
3 Revenue Sufficiency | 2025 | 5 | -50.6 | 1
3 Revenue Sufficiency | 2025 | 5 | -50.2 | 1
3 Revenue Sufficiency | 2025 | 5 | -50 | 1
3 Revenue Sufficiency | 2025 | 5 | -49.3 | 1
3 Revenue Sufficiency | 2025 | 5 | -48.6 | 1
3 Revenue Sufficiency | 2025 | 5 | -48 | 1
3 Revenue Sufficiency | 2025 | 5 | -47.6 | 1
3 Revenue Sufficiency | 2025 | 5 | -47.5 | 1
3 Revenue Sufficiency | 2025 | 5 | -46.8 | 1
3 Revenue Sufficiency | 2025 | 5 | -46.5 | 1
3 Revenue Sufficiency | 2025 | 5 | -46.2 | 1
3 Revenue Sufficiency | 2025 | 5 | -46.1 | 1
3 Revenue Sufficiency | 2025 | 5 | -45.4 | 1
3 Revenue Sufficiency | 2025 | 5 | -45.3 | 1
3 Revenue Sufficiency | 2025 | 5 | -45.1 | 1
3 Revenue Sufficiency | 2025 | 5 | -45 | 1
3 Revenue Sufficiency | 2025 | 5 | -44.7 | 1
3 Revenue Sufficiency | 2025 | 5 | -44.3 | 1
3 Revenue Sufficiency | 2025 | 5 | -43.6 | 1
3 Revenue Sufficiency | 2025 | 5 | -43.5 | 1
3 Revenue Sufficiency | 2025 | 5 | -43.4 | 1
3 Revenue Sufficiency | 2025 | 5 | -42.8 | 1
3 Revenue Sufficiency | 2025 | 5 | -42.4 | 2
3 Revenue Sufficiency | 2025 | 5 | -41.9 | 1
3 Revenue Sufficiency | 2025 | 5 | -41.8 | 2
3 Revenue Sufficiency | 2025 | 5 | -41.6 | 1
3 Revenue Sufficiency | 2025 | 5 | -41.3 | 2
3 Revenue Sufficiency | 2025 | 5 | -41.2 | 1
3 Revenue Sufficiency | 2025 | 5 | -41.1 | 1
3 Revenue Sufficiency | 2025 | 5 | -41 | 2
3 Revenue Sufficiency | 2025 | 5 | -40.5 | 3
3 Revenue Sufficiency | 2025 | 5 | -40.3 | 2
3 Revenue Sufficiency | 2025 | 5 | -40.2 | 2
3 Revenue Sufficiency | 2025 | 5 | -40 | 2
3 Revenue Sufficiency | 2025 | 5 | -39.8 | 1
3 Revenue Sufficiency | 2025 | 5 | -39.7 | 2
3 Revenue Sufficiency | 2025 | 5 | -39.4 | 1
3 Revenue Sufficiency | 2025 | 5 | -39.3 | 1
3 Revenue Sufficiency | 2025 | 5 | -39.2 | 1
3 Revenue Sufficiency | 2025 | 5 | -39 | 1
3 Revenue Sufficiency | 2025 | 5 | -38.8 | 2
3 Revenue Sufficiency | 2025 | 5 | -38.6 | 2
3 Revenue Sufficiency | 2025 | 5 | -38.2 | 2
3 Revenue Sufficiency | 2025 | 5 | -38.1 | 1
3 Revenue Sufficiency | 2025 | 5 | -38 | 2
3 Revenue Sufficiency | 2025 | 5 | -37.9 | 1
3 Revenue Sufficiency | 2025 | 5 | -37.8 | 3
3 Revenue Sufficiency | 2025 | 5 | -37.5 | 1
3 Revenue Sufficiency | 2025 | 5 | -37.4 | 2
3 Revenue Sufficiency | 2025 | 5 | -37.2 | 2
3 Revenue Sufficiency | 2025 | 5 | -37.1 | 1
3 Revenue Sufficiency | 2025 | 5 | -37 | 1
3 Revenue Sufficiency | 2025 | 5 | -36.8 | 5
3 Revenue Sufficiency | 2025 | 5 | -36.7 | 2
3 Revenue Sufficiency | 2025 | 5 | -36.5 | 2
3 Revenue Sufficiency | 2025 | 5 | -36.4 | 1
3 Revenue Sufficiency | 2025 | 5 | -36.3 | 1
3 Revenue Sufficiency | 2025 | 5 | -36.2 | 3
3 Revenue Sufficiency | 2025 | 5 | -36.1 | 1
3 Revenue Sufficiency | 2025 | 5 | -36 | 1
3 Revenue Sufficiency | 2025 | 5 | -35.8 | 2
3 Revenue Sufficiency | 2025 | 5 | -35.6 | 1
3 Revenue Sufficiency | 2025 | 5 | -35.5 | 2
3 Revenue Sufficiency | 2025 | 5 | -35.3 | 1
3 Revenue Sufficiency | 2025 | 5 | -35.1 | 1
3 Revenue Sufficiency | 2025 | 5 | -34.9 | 3
3 Revenue Sufficiency | 2025 | 5 | -34.8 | 1
3 Revenue Sufficiency | 2025 | 5 | -34.7 | 1
3 Revenue Sufficiency | 2025 | 5 | -34.6 | 1
3 Revenue Sufficiency | 2025 | 5 | -34.5 | 1
3 Revenue Sufficiency | 2025 | 5 | -34.3 | 5
3 Revenue Sufficiency | 2025 | 5 | -34.1 | 1
3 Revenue Sufficiency | 2025 | 5 | -34 | 1
3 Revenue Sufficiency | 2025 | 5 | -33.9 | 2
3 Revenue Sufficiency | 2025 | 5 | -33.7 | 1
3 Revenue Sufficiency | 2025 | 5 | -33.6 | 2
3 Revenue Sufficiency | 2025 | 5 | -33.5 | 1
3 Revenue Sufficiency | 2025 | 5 | -33.4 | 1
3 Revenue Sufficiency | 2025 | 5 | -33.3 | 1
3 Revenue Sufficiency | 2025 | 5 | -33.2 | 2
3 Revenue Sufficiency | 2025 | 5 | -33.1 | 3
3 Revenue Sufficiency | 2025 | 5 | -33 | 5
3 Revenue Sufficiency | 2025 | 5 | -32.9 | 1
3 Revenue Sufficiency | 2025 | 5 | -32.8 | 1
3 Revenue Sufficiency | 2025 | 5 | -32.7 | 1
3 Revenue Sufficiency | 2025 | 5 | -32.5 | 3
3 Revenue Sufficiency | 2025 | 5 | -32.4 | 3
3 Revenue Sufficiency | 2025 | 5 | -32.3 | 2
3 Revenue Sufficiency | 2025 | 5 | -32.1 | 2
3 Revenue Sufficiency | 2025 | 5 | -32 | 1
3 Revenue Sufficiency | 2025 | 5 | -31.8 | 3
3 Revenue Sufficiency | 2025 | 5 | -31.7 | 2
3 Revenue Sufficiency | 2025 | 5 | -31.6 | 2
3 Revenue Sufficiency | 2025 | 5 | -31.5 | 2
3 Revenue Sufficiency | 2025 | 5 | -31.4 | 4
3 Revenue Sufficiency | 2025 | 5 | -31.3 | 1
3 Revenue Sufficiency | 2025 | 5 | -31.1 | 3
3 Revenue Sufficiency | 2025 | 5 | -30.8 | 3
3 Revenue Sufficiency | 2025 | 5 | -30.7 | 2
3 Revenue Sufficiency | 2025 | 5 | -30.6 | 3
3 Revenue Sufficiency | 2025 | 5 | -30.5 | 4
3 Revenue Sufficiency | 2025 | 5 | -30.4 | 3
3 Revenue Sufficiency | 2025 | 5 | -30.3 | 2
3 Revenue Sufficiency | 2025 | 5 | -30.2 | 3
3 Revenue Sufficiency | 2025 | 5 | -30.1 | 1
3 Revenue Sufficiency | 2025 | 5 | -30 | 7
3 Revenue Sufficiency | 2025 | 5 | -29.9 | 1
3 Revenue Sufficiency | 2025 | 5 | -29.8 | 4
3 Revenue Sufficiency | 2025 | 5 | -29.7 | 2
3 Revenue Sufficiency | 2025 | 5 | -29.6 | 3
3 Revenue Sufficiency | 2025 | 5 | -29.5 | 1
3 Revenue Sufficiency | 2025 | 5 | -29.4 | 3
3 Revenue Sufficiency | 2025 | 5 | -29.3 | 2
3 Revenue Sufficiency | 2025 | 5 | -29.2 | 2
3 Revenue Sufficiency | 2025 | 5 | -29.1 | 1
3 Revenue Sufficiency | 2025 | 5 | -29 | 1
3 Revenue Sufficiency | 2025 | 5 | -28.9 | 4
3 Revenue Sufficiency | 2025 | 5 | -28.8 | 5
3 Revenue Sufficiency | 2025 | 5 | -28.7 | 2
3 Revenue Sufficiency | 2025 | 5 | -28.6 | 3
3 Revenue Sufficiency | 2025 | 5 | -28.5 | 2
3 Revenue Sufficiency | 2025 | 5 | -28.4 | 2
3 Revenue Sufficiency | 2025 | 5 | -28.3 | 1
3 Revenue Sufficiency | 2025 | 5 | -28.2 | 1
3 Revenue Sufficiency | 2025 | 5 | -28.1 | 2
3 Revenue Sufficiency | 2025 | 5 | -28 | 2
3 Revenue Sufficiency | 2025 | 5 | -27.9 | 5
3 Revenue Sufficiency | 2025 | 5 | -27.8 | 2
3 Revenue Sufficiency | 2025 | 5 | -27.7 | 3
3 Revenue Sufficiency | 2025 | 5 | -27.6 | 2
3 Revenue Sufficiency | 2025 | 5 | -27.5 | 1
3 Revenue Sufficiency | 2025 | 5 | -27.4 | 4
3 Revenue Sufficiency | 2025 | 5 | -27.3 | 4
3 Revenue Sufficiency | 2025 | 5 | -27.2 | 2
3 Revenue Sufficiency | 2025 | 5 | -27.1 | 3
3 Revenue Sufficiency | 2025 | 5 | -27 | 3
3 Revenue Sufficiency | 2025 | 5 | -26.9 | 4
3 Revenue Sufficiency | 2025 | 5 | -26.8 | 2
3 Revenue Sufficiency | 2025 | 5 | -26.7 | 3
3 Revenue Sufficiency | 2025 | 5 | -26.5 | 7
3 Revenue Sufficiency | 2025 | 5 | -26.4 | 4
3 Revenue Sufficiency | 2025 | 5 | -26.3 | 4
3 Revenue Sufficiency | 2025 | 5 | -26.2 | 2
3 Revenue Sufficiency | 2025 | 5 | -26.1 | 3
3 Revenue Sufficiency | 2025 | 5 | -26 | 5
3 Revenue Sufficiency | 2025 | 5 | -25.9 | 2
3 Revenue Sufficiency | 2025 | 5 | -25.8 | 5
3 Revenue Sufficiency | 2025 | 5 | -25.7 | 4
3 Revenue Sufficiency | 2025 | 5 | -25.6 | 6
3 Revenue Sufficiency | 2025 | 5 | -25.5 | 5
3 Revenue Sufficiency | 2025 | 5 | -25.4 | 2
3 Revenue Sufficiency | 2025 | 5 | -25.3 | 4
3 Revenue Sufficiency | 2025 | 5 | -25.2 | 3
3 Revenue Sufficiency | 2025 | 5 | -25.1 | 2
3 Revenue Sufficiency | 2025 | 5 | -25 | 4
3 Revenue Sufficiency | 2025 | 5 | -24.9 | 7
3 Revenue Sufficiency | 2025 | 5 | -24.8 | 1
3 Revenue Sufficiency | 2025 | 5 | -24.6 | 6
3 Revenue Sufficiency | 2025 | 5 | -24.5 | 3
3 Revenue Sufficiency | 2025 | 5 | -24.4 | 5
3 Revenue Sufficiency | 2025 | 5 | -24.3 | 3
3 Revenue Sufficiency | 2025 | 5 | -24.2 | 5
3 Revenue Sufficiency | 2025 | 5 | -24 | 1
3 Revenue Sufficiency | 2025 | 5 | -23.9 | 3
3 Revenue Sufficiency | 2025 | 5 | -23.8 | 4
3 Revenue Sufficiency | 2025 | 5 | -23.7 | 3
3 Revenue Sufficiency | 2025 | 5 | -23.6 | 5
3 Revenue Sufficiency | 2025 | 5 | -23.5 | 4
3 Revenue Sufficiency | 2025 | 5 | -23.4 | 5
3 Revenue Sufficiency | 2025 | 5 | -23.3 | 1
3 Revenue Sufficiency | 2025 | 5 | -23.2 | 6
3 Revenue Sufficiency | 2025 | 5 | -23.1 | 4
3 Revenue Sufficiency | 2025 | 5 | -23 | 2
3 Revenue Sufficiency | 2025 | 5 | -22.9 | 6
3 Revenue Sufficiency | 2025 | 5 | -22.8 | 2
3 Revenue Sufficiency | 2025 | 5 | -22.7 | 2
3 Revenue Sufficiency | 2025 | 5 | -22.6 | 5
3 Revenue Sufficiency | 2025 | 5 | -22.5 | 4
3 Revenue Sufficiency | 2025 | 5 | -22.4 | 3
3 Revenue Sufficiency | 2025 | 5 | -22.3 | 3
3 Revenue Sufficiency | 2025 | 5 | -22.2 | 5
3 Revenue Sufficiency | 2025 | 5 | -22.1 | 3
3 Revenue Sufficiency | 2025 | 5 | -21.9 | 3
3 Revenue Sufficiency | 2025 | 5 | -21.8 | 8
3 Revenue Sufficiency | 2025 | 5 | -21.7 | 9
3 Revenue Sufficiency | 2025 | 5 | -21.6 | 7
3 Revenue Sufficiency | 2025 | 5 | -21.5 | 5
3 Revenue Sufficiency | 2025 | 5 | -21.4 | 2
3 Revenue Sufficiency | 2025 | 5 | -21.3 | 6
3 Revenue Sufficiency | 2025 | 5 | -21.2 | 3
3 Revenue Sufficiency | 2025 | 5 | -21.1 | 5
3 Revenue Sufficiency | 2025 | 5 | -21 | 4
3 Revenue Sufficiency | 2025 | 5 | -20.9 | 4
3 Revenue Sufficiency | 2025 | 5 | -20.8 | 3
3 Revenue Sufficiency | 2025 | 5 | -20.7 | 8
3 Revenue Sufficiency | 2025 | 5 | -20.6 | 7
3 Revenue Sufficiency | 2025 | 5 | -20.5 | 9
3 Revenue Sufficiency | 2025 | 5 | -20.4 | 8
3 Revenue Sufficiency | 2025 | 5 | -20.3 | 5
3 Revenue Sufficiency | 2025 | 5 | -20.2 | 8
3 Revenue Sufficiency | 2025 | 5 | -20.1 | 7
3 Revenue Sufficiency | 2025 | 5 | -20 | 1
3 Revenue Sufficiency | 2025 | 5 | -19.9 | 7
3 Revenue Sufficiency | 2025 | 5 | -19.8 | 3
3 Revenue Sufficiency | 2025 | 5 | -19.7 | 4
3 Revenue Sufficiency | 2025 | 5 | -19.6 | 8
3 Revenue Sufficiency | 2025 | 5 | -19.5 | 2
3 Revenue Sufficiency | 2025 | 5 | -19.4 | 3
3 Revenue Sufficiency | 2025 | 5 | -19.3 | 6
3 Revenue Sufficiency | 2025 | 5 | -19.2 | 2
3 Revenue Sufficiency | 2025 | 5 | -19.1 | 4
3 Revenue Sufficiency | 2025 | 5 | -19 | 11
3 Revenue Sufficiency | 2025 | 5 | -18.9 | 3
3 Revenue Sufficiency | 2025 | 5 | -18.8 | 4
3 Revenue Sufficiency | 2025 | 5 | -18.7 | 2
3 Revenue Sufficiency | 2025 | 5 | -18.6 | 9
3 Revenue Sufficiency | 2025 | 5 | -18.5 | 4
3 Revenue Sufficiency | 2025 | 5 | -18.4 | 6
3 Revenue Sufficiency | 2025 | 5 | -18.3 | 4
3 Revenue Sufficiency | 2025 | 5 | -18.2 | 4
3 Revenue Sufficiency | 2025 | 5 | -18.1 | 8
3 Revenue Sufficiency | 2025 | 5 | -18 | 4
3 Revenue Sufficiency | 2025 | 5 | -17.9 | 6
3 Revenue Sufficiency | 2025 | 5 | -17.8 | 7
3 Revenue Sufficiency | 2025 | 5 | -17.7 | 6
3 Revenue Sufficiency | 2025 | 5 | -17.6 | 7
3 Revenue Sufficiency | 2025 | 5 | -17.5 | 6
3 Revenue Sufficiency | 2025 | 5 | -17.4 | 2
3 Revenue Sufficiency | 2025 | 5 | -17.3 | 5
3 Revenue Sufficiency | 2025 | 5 | -17.2 | 6
3 Revenue Sufficiency | 2025 | 5 | -17.1 | 9
3 Revenue Sufficiency | 2025 | 5 | -17 | 6
3 Revenue Sufficiency | 2025 | 5 | -16.9 | 7
3 Revenue Sufficiency | 2025 | 5 | -16.8 | 12
3 Revenue Sufficiency | 2025 | 5 | -16.7 | 3
3 Revenue Sufficiency | 2025 | 5 | -16.6 | 6
3 Revenue Sufficiency | 2025 | 5 | -16.5 | 4
3 Revenue Sufficiency | 2025 | 5 | -16.4 | 4
3 Revenue Sufficiency | 2025 | 5 | -16.3 | 7
3 Revenue Sufficiency | 2025 | 5 | -16.2 | 7
3 Revenue Sufficiency | 2025 | 5 | -16.1 | 6
3 Revenue Sufficiency | 2025 | 5 | -16 | 3
3 Revenue Sufficiency | 2025 | 5 | -15.9 | 4
3 Revenue Sufficiency | 2025 | 5 | -15.8 | 5
3 Revenue Sufficiency | 2025 | 5 | -15.7 | 8
3 Revenue Sufficiency | 2025 | 5 | -15.6 | 6
3 Revenue Sufficiency | 2025 | 5 | -15.5 | 4
3 Revenue Sufficiency | 2025 | 5 | -15.4 | 8
3 Revenue Sufficiency | 2025 | 5 | -15.3 | 11
3 Revenue Sufficiency | 2025 | 5 | -15.2 | 8
3 Revenue Sufficiency | 2025 | 5 | -15.1 | 6
3 Revenue Sufficiency | 2025 | 5 | -15 | 8
3 Revenue Sufficiency | 2025 | 5 | -14.9 | 6
3 Revenue Sufficiency | 2025 | 5 | -14.8 | 7
3 Revenue Sufficiency | 2025 | 5 | -14.7 | 9
3 Revenue Sufficiency | 2025 | 5 | -14.6 | 8
3 Revenue Sufficiency | 2025 | 5 | -14.5 | 6
3 Revenue Sufficiency | 2025 | 5 | -14.4 | 7
3 Revenue Sufficiency | 2025 | 5 | -14.3 | 5
3 Revenue Sufficiency | 2025 | 5 | -14.2 | 6
3 Revenue Sufficiency | 2025 | 5 | -14.1 | 11
3 Revenue Sufficiency | 2025 | 5 | -14 | 4
3 Revenue Sufficiency | 2025 | 5 | -13.9 | 6
3 Revenue Sufficiency | 2025 | 5 | -13.8 | 6
3 Revenue Sufficiency | 2025 | 5 | -13.7 | 4
3 Revenue Sufficiency | 2025 | 5 | -13.6 | 8
3 Revenue Sufficiency | 2025 | 5 | -13.5 | 7
3 Revenue Sufficiency | 2025 | 5 | -13.4 | 3
3 Revenue Sufficiency | 2025 | 5 | -13.3 | 6
3 Revenue Sufficiency | 2025 | 5 | -13.2 | 8
3 Revenue Sufficiency | 2025 | 5 | -13.1 | 5
3 Revenue Sufficiency | 2025 | 5 | -13 | 3
3 Revenue Sufficiency | 2025 | 5 | -12.9 | 9
3 Revenue Sufficiency | 2025 | 5 | -12.8 | 9
3 Revenue Sufficiency | 2025 | 5 | -12.7 | 6
3 Revenue Sufficiency | 2025 | 5 | -12.6 | 8
3 Revenue Sufficiency | 2025 | 5 | -12.5 | 3
3 Revenue Sufficiency | 2025 | 5 | -12.4 | 3
3 Revenue Sufficiency | 2025 | 5 | -12.3 | 3
3 Revenue Sufficiency | 2025 | 5 | -12.2 | 6
3 Revenue Sufficiency | 2025 | 5 | -12.1 | 6
3 Revenue Sufficiency | 2025 | 5 | -12 | 5
3 Revenue Sufficiency | 2025 | 5 | -11.9 | 6
3 Revenue Sufficiency | 2025 | 5 | -11.8 | 7
3 Revenue Sufficiency | 2025 | 5 | -11.7 | 7
3 Revenue Sufficiency | 2025 | 5 | -11.6 | 4
3 Revenue Sufficiency | 2025 | 5 | -11.5 | 4
3 Revenue Sufficiency | 2025 | 5 | -11.4 | 3
3 Revenue Sufficiency | 2025 | 5 | -11.3 | 6
3 Revenue Sufficiency | 2025 | 5 | -11.2 | 7
3 Revenue Sufficiency | 2025 | 5 | -11.1 | 12
3 Revenue Sufficiency | 2025 | 5 | -11 | 3
3 Revenue Sufficiency | 2025 | 5 | -10.9 | 6
3 Revenue Sufficiency | 2025 | 5 | -10.8 | 7
3 Revenue Sufficiency | 2025 | 5 | -10.7 | 7
3 Revenue Sufficiency | 2025 | 5 | -10.6 | 1
3 Revenue Sufficiency | 2025 | 5 | -10.5 | 7
3 Revenue Sufficiency | 2025 | 5 | -10.4 | 1
3 Revenue Sufficiency | 2025 | 5 | -10.3 | 7
3 Revenue Sufficiency | 2025 | 5 | -10.2 | 8
3 Revenue Sufficiency | 2025 | 5 | -10.1 | 2
3 Revenue Sufficiency | 2025 | 5 | -10 | 3
3 Revenue Sufficiency | 2025 | 5 | -9.9 | 8
3 Revenue Sufficiency | 2025 | 5 | -9.8 | 9
3 Revenue Sufficiency | 2025 | 5 | -9.7 | 7
3 Revenue Sufficiency | 2025 | 5 | -9.6 | 5
3 Revenue Sufficiency | 2025 | 5 | -9.5 | 12
3 Revenue Sufficiency | 2025 | 5 | -9.4 | 7
3 Revenue Sufficiency | 2025 | 5 | -9.3 | 6
3 Revenue Sufficiency | 2025 | 5 | -9.2 | 7
3 Revenue Sufficiency | 2025 | 5 | -9.1 | 6
3 Revenue Sufficiency | 2025 | 5 | -9 | 7
3 Revenue Sufficiency | 2025 | 5 | -8.9 | 5
3 Revenue Sufficiency | 2025 | 5 | -8.8 | 4
3 Revenue Sufficiency | 2025 | 5 | -8.7 | 7
3 Revenue Sufficiency | 2025 | 5 | -8.6 | 2
3 Revenue Sufficiency | 2025 | 5 | -8.5 | 3
3 Revenue Sufficiency | 2025 | 5 | -8.4 | 6
3 Revenue Sufficiency | 2025 | 5 | -8.3 | 7
3 Revenue Sufficiency | 2025 | 5 | -8.2 | 10
3 Revenue Sufficiency | 2025 | 5 | -8.1 | 4
3 Revenue Sufficiency | 2025 | 5 | -8 | 7
3 Revenue Sufficiency | 2025 | 5 | -7.9 | 5
3 Revenue Sufficiency | 2025 | 5 | -7.8 | 5
3 Revenue Sufficiency | 2025 | 5 | -7.7 | 7
3 Revenue Sufficiency | 2025 | 5 | -7.6 | 2
3 Revenue Sufficiency | 2025 | 5 | -7.5 | 2
3 Revenue Sufficiency | 2025 | 5 | -7.4 | 6
3 Revenue Sufficiency | 2025 | 5 | -7.3 | 4
3 Revenue Sufficiency | 2025 | 5 | -7.2 | 3
3 Revenue Sufficiency | 2025 | 5 | -7.1 | 5
3 Revenue Sufficiency | 2025 | 5 | -7 | 8
3 Revenue Sufficiency | 2025 | 5 | -6.9 | 1
3 Revenue Sufficiency | 2025 | 5 | -6.8 | 1
3 Revenue Sufficiency | 2025 | 5 | -6.7 | 1
3 Revenue Sufficiency | 2025 | 5 | -6.6 | 2
3 Revenue Sufficiency | 2025 | 5 | -6.5 | 4
3 Revenue Sufficiency | 2025 | 5 | -6.4 | 3
3 Revenue Sufficiency | 2025 | 5 | -6.3 | 7
3 Revenue Sufficiency | 2025 | 5 | -6.2 | 3
3 Revenue Sufficiency | 2025 | 5 | -6.1 | 3
3 Revenue Sufficiency | 2025 | 5 | -6 | 2
3 Revenue Sufficiency | 2025 | 5 | -5.9 | 4
3 Revenue Sufficiency | 2025 | 5 | -5.8 | 4
3 Revenue Sufficiency | 2025 | 5 | -5.7 | 1
3 Revenue Sufficiency | 2025 | 5 | -5.6 | 3
3 Revenue Sufficiency | 2025 | 5 | -5.5 | 2
3 Revenue Sufficiency | 2025 | 5 | -5.4 | 3
3 Revenue Sufficiency | 2025 | 5 | -5.3 | 1
3 Revenue Sufficiency | 2025 | 5 | -5.2 | 7
3 Revenue Sufficiency | 2025 | 5 | -5.1 | 6
3 Revenue Sufficiency | 2025 | 5 | -5 | 4
3 Revenue Sufficiency | 2025 | 5 | -4.8 | 5
3 Revenue Sufficiency | 2025 | 5 | -4.7 | 3
3 Revenue Sufficiency | 2025 | 5 | -4.6 | 1
3 Revenue Sufficiency | 2025 | 5 | -4.5 | 1
3 Revenue Sufficiency | 2025 | 5 | -4.4 | 5
3 Revenue Sufficiency | 2025 | 5 | -4.3 | 5
3 Revenue Sufficiency | 2025 | 5 | -4.2 | 4
3 Revenue Sufficiency | 2025 | 5 | -4.1 | 2
3 Revenue Sufficiency | 2025 | 5 | -4 | 1
3 Revenue Sufficiency | 2025 | 5 | -3.9 | 2
3 Revenue Sufficiency | 2025 | 5 | -3.7 | 1
3 Revenue Sufficiency | 2025 | 5 | -3.6 | 2
3 Revenue Sufficiency | 2025 | 5 | -3.4 | 2
3 Revenue Sufficiency | 2025 | 5 | -3.3 | 1
3 Revenue Sufficiency | 2025 | 5 | -3.2 | 1
3 Revenue Sufficiency | 2025 | 5 | -3.1 | 1
3 Revenue Sufficiency | 2025 | 5 | -3 | 3
3 Revenue Sufficiency | 2025 | 5 | -2.9 | 2
3 Revenue Sufficiency | 2025 | 5 | -2.7 | 2
3 Revenue Sufficiency | 2025 | 5 | -2.6 | 2
3 Revenue Sufficiency | 2025 | 5 | -2.5 | 3
3 Revenue Sufficiency | 2025 | 5 | -2.4 | 1
3 Revenue Sufficiency | 2025 | 5 | -2.3 | 1
3 Revenue Sufficiency | 2025 | 5 | -2.2 | 1
3 Revenue Sufficiency | 2025 | 5 | -2.1 | 1
3 Revenue Sufficiency | 2025 | 5 | -1.9 | 1
3 Revenue Sufficiency | 2025 | 5 | -1.6 | 2
3 Revenue Sufficiency | 2025 | 5 | -1.5 | 1
3 Revenue Sufficiency | 2025 | 5 | -1.3 | 1
3 Revenue Sufficiency | 2025 | 5 | -1.1 | 1
3 Revenue Sufficiency | 2025 | 5 | -1 | 1
3 Revenue Sufficiency | 2025 | 5 | -0.9 | 1
3 Revenue Sufficiency | 2025 | 5 | -0.8 | 1
3 Revenue Sufficiency | 2025 | 5 | -0.6 | 2
3 Revenue Sufficiency | 2025 | 5 | -0.5 | 1
3 Revenue Sufficiency | 2025 | 5 | -0.4 | 1
3 Revenue Sufficiency | 2025 | 5 | -0.1 | 1
3 Revenue Sufficiency | 2025 | 5 | 0 | 3
3 Revenue Sufficiency | 2025 | 5 | 0.2 | 1
3 Revenue Sufficiency | 2025 | 5 | 0.3 | 1
3 Revenue Sufficiency | 2025 | 5 | 0.5 | 2
3 Revenue Sufficiency | 2025 | 5 | 0.7 | 1
3 Revenue Sufficiency | 2025 | 5 | 0.9 | 1
3 Revenue Sufficiency | 2025 | 5 | 1 | 3
3 Revenue Sufficiency | 2025 | 5 | 1.1 | 2
3 Revenue Sufficiency | 2025 | 5 | 1.3 | 1
3 Revenue Sufficiency | 2025 | 5 | 1.4 | 1
3 Revenue Sufficiency | 2025 | 5 | 1.5 | 1
3 Revenue Sufficiency | 2025 | 5 | 1.6 | 1
3 Revenue Sufficiency | 2025 | 5 | 1.7 | 2
3 Revenue Sufficiency | 2025 | 5 | 1.8 | 1
3 Revenue Sufficiency | 2025 | 5 | 1.9 | 1
3 Revenue Sufficiency | 2025 | 5 | 2.1 | 2
3 Revenue Sufficiency | 2025 | 5 | 2.3 | 1
3 Revenue Sufficiency | 2025 | 5 | 2.4 | 1
3 Revenue Sufficiency | 2025 | 5 | 2.5 | 1
3 Revenue Sufficiency | 2025 | 5 | 2.6 | 2
3 Revenue Sufficiency | 2025 | 5 | 2.7 | 2
3 Revenue Sufficiency | 2025 | 5 | 2.8 | 4
3 Revenue Sufficiency | 2025 | 5 | 2.9 | 1
3 Revenue Sufficiency | 2025 | 5 | 3 | 2
3 Revenue Sufficiency | 2025 | 5 | 3.3 | 2
3 Revenue Sufficiency | 2025 | 5 | 3.5 | 1
3 Revenue Sufficiency | 2025 | 5 | 3.6 | 2
3 Revenue Sufficiency | 2025 | 5 | 3.7 | 1
3 Revenue Sufficiency | 2025 | 5 | 3.8 | 2
3 Revenue Sufficiency | 2025 | 5 | 3.9 | 3
3 Revenue Sufficiency | 2025 | 5 | 4 | 3
3 Revenue Sufficiency | 2025 | 5 | 4.2 | 1
3 Revenue Sufficiency | 2025 | 5 | 4.3 | 2
3 Revenue Sufficiency | 2025 | 5 | 4.4 | 2
3 Revenue Sufficiency | 2025 | 5 | 4.5 | 3
3 Revenue Sufficiency | 2025 | 5 | 4.6 | 1
3 Revenue Sufficiency | 2025 | 5 | 4.7 | 2
3 Revenue Sufficiency | 2025 | 5 | 4.8 | 5
3 Revenue Sufficiency | 2025 | 5 | 4.9 | 7
3 Revenue Sufficiency | 2025 | 5 | 5 | 2
3 Revenue Sufficiency | 2025 | 5 | 5.1 | 1
3 Revenue Sufficiency | 2025 | 5 | 5.2 | 1
3 Revenue Sufficiency | 2025 | 5 | 5.3 | 2
3 Revenue Sufficiency | 2025 | 5 | 5.4 | 1
3 Revenue Sufficiency | 2025 | 5 | 5.6 | 1
3 Revenue Sufficiency | 2025 | 5 | 5.7 | 1
3 Revenue Sufficiency | 2025 | 5 | 5.9 | 4
3 Revenue Sufficiency | 2025 | 5 | 6 | 6
3 Revenue Sufficiency | 2025 | 5 | 6.1 | 6
3 Revenue Sufficiency | 2025 | 5 | 6.3 | 2
3 Revenue Sufficiency | 2025 | 5 | 6.4 | 2
3 Revenue Sufficiency | 2025 | 5 | 6.6 | 4
3 Revenue Sufficiency | 2025 | 5 | 6.7 | 3
3 Revenue Sufficiency | 2025 | 5 | 6.8 | 3
3 Revenue Sufficiency | 2025 | 5 | 6.9 | 2
3 Revenue Sufficiency | 2025 | 5 | 7 | 4
3 Revenue Sufficiency | 2025 | 5 | 7.1 | 2
3 Revenue Sufficiency | 2025 | 5 | 7.2 | 5
3 Revenue Sufficiency | 2025 | 5 | 7.3 | 3
3 Revenue Sufficiency | 2025 | 5 | 7.4 | 5
3 Revenue Sufficiency | 2025 | 5 | 7.5 | 2
3 Revenue Sufficiency | 2025 | 5 | 7.6 | 2
3 Revenue Sufficiency | 2025 | 5 | 7.7 | 2
3 Revenue Sufficiency | 2025 | 5 | 7.8 | 4
3 Revenue Sufficiency | 2025 | 5 | 7.9 | 6
3 Revenue Sufficiency | 2025 | 5 | 8 | 7
3 Revenue Sufficiency | 2025 | 5 | 8.1 | 6
3 Revenue Sufficiency | 2025 | 5 | 8.2 | 2
3 Revenue Sufficiency | 2025 | 5 | 8.3 | 6
3 Revenue Sufficiency | 2025 | 5 | 8.4 | 2
3 Revenue Sufficiency | 2025 | 5 | 8.5 | 2
3 Revenue Sufficiency | 2025 | 5 | 8.6 | 5
3 Revenue Sufficiency | 2025 | 5 | 8.7 | 10
3 Revenue Sufficiency | 2025 | 5 | 8.8 | 4
3 Revenue Sufficiency | 2025 | 5 | 8.9 | 2
3 Revenue Sufficiency | 2025 | 5 | 9 | 5
3 Revenue Sufficiency | 2025 | 5 | 9.1 | 2
3 Revenue Sufficiency | 2025 | 5 | 9.2 | 6
3 Revenue Sufficiency | 2025 | 5 | 9.3 | 2
3 Revenue Sufficiency | 2025 | 5 | 9.4 | 2
3 Revenue Sufficiency | 2025 | 5 | 9.5 | 8
3 Revenue Sufficiency | 2025 | 5 | 9.6 | 3
3 Revenue Sufficiency | 2025 | 5 | 9.7 | 7
3 Revenue Sufficiency | 2025 | 5 | 9.8 | 4
3 Revenue Sufficiency | 2025 | 5 | 9.9 | 6
3 Revenue Sufficiency | 2025 | 5 | 10 | 4
3 Revenue Sufficiency | 2025 | 5 | 10.1 | 3
3 Revenue Sufficiency | 2025 | 5 | 10.2 | 9
3 Revenue Sufficiency | 2025 | 5 | 10.3 | 2
3 Revenue Sufficiency | 2025 | 5 | 10.4 | 3
3 Revenue Sufficiency | 2025 | 5 | 10.5 | 2
3 Revenue Sufficiency | 2025 | 5 | 10.6 | 6
3 Revenue Sufficiency | 2025 | 5 | 10.7 | 5
3 Revenue Sufficiency | 2025 | 5 | 10.8 | 6
3 Revenue Sufficiency | 2025 | 5 | 10.9 | 2
3 Revenue Sufficiency | 2025 | 5 | 11 | 4
3 Revenue Sufficiency | 2025 | 5 | 11.1 | 3
3 Revenue Sufficiency | 2025 | 5 | 11.2 | 3
3 Revenue Sufficiency | 2025 | 5 | 11.3 | 4
3 Revenue Sufficiency | 2025 | 5 | 11.4 | 6
3 Revenue Sufficiency | 2025 | 5 | 11.5 | 6
3 Revenue Sufficiency | 2025 | 5 | 11.6 | 5
3 Revenue Sufficiency | 2025 | 5 | 11.7 | 7
3 Revenue Sufficiency | 2025 | 5 | 11.8 | 6
3 Revenue Sufficiency | 2025 | 5 | 11.9 | 5
3 Revenue Sufficiency | 2025 | 5 | 12 | 4
3 Revenue Sufficiency | 2025 | 5 | 12.1 | 9
3 Revenue Sufficiency | 2025 | 5 | 12.2 | 8
3 Revenue Sufficiency | 2025 | 5 | 12.3 | 2
3 Revenue Sufficiency | 2025 | 5 | 12.4 | 4
3 Revenue Sufficiency | 2025 | 5 | 12.5 | 2
3 Revenue Sufficiency | 2025 | 5 | 12.6 | 3
3 Revenue Sufficiency | 2025 | 5 | 12.7 | 6
3 Revenue Sufficiency | 2025 | 5 | 12.8 | 5
3 Revenue Sufficiency | 2025 | 5 | 12.9 | 6
3 Revenue Sufficiency | 2025 | 5 | 13 | 8
3 Revenue Sufficiency | 2025 | 5 | 13.1 | 5
3 Revenue Sufficiency | 2025 | 5 | 13.2 | 5
3 Revenue Sufficiency | 2025 | 5 | 13.3 | 6
3 Revenue Sufficiency | 2025 | 5 | 13.4 | 7
3 Revenue Sufficiency | 2025 | 5 | 13.5 | 6
3 Revenue Sufficiency | 2025 | 5 | 13.6 | 6
3 Revenue Sufficiency | 2025 | 5 | 13.7 | 7
3 Revenue Sufficiency | 2025 | 5 | 13.8 | 5
3 Revenue Sufficiency | 2025 | 5 | 13.9 | 5
3 Revenue Sufficiency | 2025 | 5 | 14 | 4
3 Revenue Sufficiency | 2025 | 5 | 14.1 | 4
3 Revenue Sufficiency | 2025 | 5 | 14.2 | 6
3 Revenue Sufficiency | 2025 | 5 | 14.3 | 10
3 Revenue Sufficiency | 2025 | 5 | 14.4 | 6
3 Revenue Sufficiency | 2025 | 5 | 14.5 | 8
3 Revenue Sufficiency | 2025 | 5 | 14.6 | 10
3 Revenue Sufficiency | 2025 | 5 | 14.7 | 7
3 Revenue Sufficiency | 2025 | 5 | 14.8 | 5
3 Revenue Sufficiency | 2025 | 5 | 14.9 | 3
3 Revenue Sufficiency | 2025 | 5 | 15 | 5
3 Revenue Sufficiency | 2025 | 5 | 15.1 | 7
3 Revenue Sufficiency | 2025 | 5 | 15.2 | 5
3 Revenue Sufficiency | 2025 | 5 | 15.3 | 6
3 Revenue Sufficiency | 2025 | 5 | 15.4 | 4
3 Revenue Sufficiency | 2025 | 5 | 15.5 | 6
3 Revenue Sufficiency | 2025 | 5 | 15.6 | 4
3 Revenue Sufficiency | 2025 | 5 | 15.7 | 3
3 Revenue Sufficiency | 2025 | 5 | 15.8 | 3
3 Revenue Sufficiency | 2025 | 5 | 15.9 | 7
3 Revenue Sufficiency | 2025 | 5 | 16 | 5
3 Revenue Sufficiency | 2025 | 5 | 16.1 | 9
3 Revenue Sufficiency | 2025 | 5 | 16.2 | 5
3 Revenue Sufficiency | 2025 | 5 | 16.3 | 9
3 Revenue Sufficiency | 2025 | 5 | 16.4 | 5
3 Revenue Sufficiency | 2025 | 5 | 16.5 | 11
3 Revenue Sufficiency | 2025 | 5 | 16.6 | 7
3 Revenue Sufficiency | 2025 | 5 | 16.7 | 9
3 Revenue Sufficiency | 2025 | 5 | 16.8 | 5
3 Revenue Sufficiency | 2025 | 5 | 16.9 | 3
3 Revenue Sufficiency | 2025 | 5 | 17 | 4
3 Revenue Sufficiency | 2025 | 5 | 17.1 | 5
3 Revenue Sufficiency | 2025 | 5 | 17.2 | 3
3 Revenue Sufficiency | 2025 | 5 | 17.3 | 2
3 Revenue Sufficiency | 2025 | 5 | 17.4 | 10
3 Revenue Sufficiency | 2025 | 5 | 17.5 | 4
3 Revenue Sufficiency | 2025 | 5 | 17.6 | 4
3 Revenue Sufficiency | 2025 | 5 | 17.7 | 6
3 Revenue Sufficiency | 2025 | 5 | 17.8 | 6
3 Revenue Sufficiency | 2025 | 5 | 17.9 | 6
3 Revenue Sufficiency | 2025 | 5 | 18 | 4
3 Revenue Sufficiency | 2025 | 5 | 18.1 | 4
3 Revenue Sufficiency | 2025 | 5 | 18.2 | 1
3 Revenue Sufficiency | 2025 | 5 | 18.3 | 4
3 Revenue Sufficiency | 2025 | 5 | 18.4 | 6
3 Revenue Sufficiency | 2025 | 5 | 18.5 | 5
3 Revenue Sufficiency | 2025 | 5 | 18.6 | 8
3 Revenue Sufficiency | 2025 | 5 | 18.7 | 10
3 Revenue Sufficiency | 2025 | 5 | 18.8 | 5
3 Revenue Sufficiency | 2025 | 5 | 18.9 | 3
3 Revenue Sufficiency | 2025 | 5 | 19 | 6
3 Revenue Sufficiency | 2025 | 5 | 19.1 | 5
3 Revenue Sufficiency | 2025 | 5 | 19.2 | 7
3 Revenue Sufficiency | 2025 | 5 | 19.3 | 6
3 Revenue Sufficiency | 2025 | 5 | 19.4 | 4
3 Revenue Sufficiency | 2025 | 5 | 19.5 | 2
3 Revenue Sufficiency | 2025 | 5 | 19.6 | 6
3 Revenue Sufficiency | 2025 | 5 | 19.7 | 5
3 Revenue Sufficiency | 2025 | 5 | 19.8 | 6
3 Revenue Sufficiency | 2025 | 5 | 19.9 | 6
3 Revenue Sufficiency | 2025 | 5 | 20 | 6
3 Revenue Sufficiency | 2025 | 5 | 20.1 | 7
3 Revenue Sufficiency | 2025 | 5 | 20.2 | 8
3 Revenue Sufficiency | 2025 | 5 | 20.3 | 2
3 Revenue Sufficiency | 2025 | 5 | 20.4 | 4
3 Revenue Sufficiency | 2025 | 5 | 20.5 | 6
3 Revenue Sufficiency | 2025 | 5 | 20.6 | 8
3 Revenue Sufficiency | 2025 | 5 | 20.7 | 3
3 Revenue Sufficiency | 2025 | 5 | 20.8 | 4
3 Revenue Sufficiency | 2025 | 5 | 20.9 | 5
3 Revenue Sufficiency | 2025 | 5 | 21 | 7
3 Revenue Sufficiency | 2025 | 5 | 21.1 | 7
3 Revenue Sufficiency | 2025 | 5 | 21.2 | 7
3 Revenue Sufficiency | 2025 | 5 | 21.3 | 4
3 Revenue Sufficiency | 2025 | 5 | 21.4 | 2
3 Revenue Sufficiency | 2025 | 5 | 21.5 | 5
3 Revenue Sufficiency | 2025 | 5 | 21.6 | 1
3 Revenue Sufficiency | 2025 | 5 | 21.7 | 6
3 Revenue Sufficiency | 2025 | 5 | 21.8 | 8
3 Revenue Sufficiency | 2025 | 5 | 21.9 | 7
3 Revenue Sufficiency | 2025 | 5 | 22 | 1
3 Revenue Sufficiency | 2025 | 5 | 22.1 | 4
3 Revenue Sufficiency | 2025 | 5 | 22.2 | 7
3 Revenue Sufficiency | 2025 | 5 | 22.3 | 3
3 Revenue Sufficiency | 2025 | 5 | 22.4 | 5
3 Revenue Sufficiency | 2025 | 5 | 22.5 | 6
3 Revenue Sufficiency | 2025 | 5 | 22.6 | 3
3 Revenue Sufficiency | 2025 | 5 | 22.7 | 7
3 Revenue Sufficiency | 2025 | 5 | 22.8 | 5
3 Revenue Sufficiency | 2025 | 5 | 22.9 | 2
3 Revenue Sufficiency | 2025 | 5 | 23 | 12
3 Revenue Sufficiency | 2025 | 5 | 23.1 | 3
3 Revenue Sufficiency | 2025 | 5 | 23.2 | 4
3 Revenue Sufficiency | 2025 | 5 | 23.3 | 4
3 Revenue Sufficiency | 2025 | 5 | 23.4 | 5
3 Revenue Sufficiency | 2025 | 5 | 23.5 | 5
3 Revenue Sufficiency | 2025 | 5 | 23.6 | 7
3 Revenue Sufficiency | 2025 | 5 | 23.8 | 7
3 Revenue Sufficiency | 2025 | 5 | 23.9 | 6
3 Revenue Sufficiency | 2025 | 5 | 24 | 5
3 Revenue Sufficiency | 2025 | 5 | 24.1 | 7
3 Revenue Sufficiency | 2025 | 5 | 24.2 | 4
3 Revenue Sufficiency | 2025 | 5 | 24.3 | 3
3 Revenue Sufficiency | 2025 | 5 | 24.4 | 6
3 Revenue Sufficiency | 2025 | 5 | 24.5 | 4
3 Revenue Sufficiency | 2025 | 5 | 24.6 | 5
3 Revenue Sufficiency | 2025 | 5 | 24.7 | 5
3 Revenue Sufficiency | 2025 | 5 | 24.8 | 6
3 Revenue Sufficiency | 2025 | 5 | 24.9 | 6
3 Revenue Sufficiency | 2025 | 5 | 25 | 5
3 Revenue Sufficiency | 2025 | 5 | 25.1 | 7
3 Revenue Sufficiency | 2025 | 5 | 25.2 | 1
3 Revenue Sufficiency | 2025 | 5 | 25.3 | 1
3 Revenue Sufficiency | 2025 | 5 | 25.4 | 1
3 Revenue Sufficiency | 2025 | 5 | 25.5 | 4
3 Revenue Sufficiency | 2025 | 5 | 25.6 | 9
3 Revenue Sufficiency | 2025 | 5 | 25.7 | 5
3 Revenue Sufficiency | 2025 | 5 | 25.8 | 2
3 Revenue Sufficiency | 2025 | 5 | 25.9 | 2
3 Revenue Sufficiency | 2025 | 5 | 26 | 3
3 Revenue Sufficiency | 2025 | 5 | 26.1 | 5
3 Revenue Sufficiency | 2025 | 5 | 26.2 | 6
3 Revenue Sufficiency | 2025 | 5 | 26.3 | 8
3 Revenue Sufficiency | 2025 | 5 | 26.4 | 2
3 Revenue Sufficiency | 2025 | 5 | 26.5 | 4
3 Revenue Sufficiency | 2025 | 5 | 26.6 | 2
3 Revenue Sufficiency | 2025 | 5 | 26.7 | 2
3 Revenue Sufficiency | 2025 | 5 | 26.8 | 3
3 Revenue Sufficiency | 2025 | 5 | 26.9 | 4
3 Revenue Sufficiency | 2025 | 5 | 27 | 2
3 Revenue Sufficiency | 2025 | 5 | 27.1 | 3
3 Revenue Sufficiency | 2025 | 5 | 27.2 | 1
3 Revenue Sufficiency | 2025 | 5 | 27.3 | 4
3 Revenue Sufficiency | 2025 | 5 | 27.4 | 5
3 Revenue Sufficiency | 2025 | 5 | 27.5 | 2
3 Revenue Sufficiency | 2025 | 5 | 27.6 | 4
3 Revenue Sufficiency | 2025 | 5 | 27.7 | 5
3 Revenue Sufficiency | 2025 | 5 | 27.8 | 3
3 Revenue Sufficiency | 2025 | 5 | 27.9 | 1
3 Revenue Sufficiency | 2025 | 5 | 28 | 4
3 Revenue Sufficiency | 2025 | 5 | 28.1 | 4
3 Revenue Sufficiency | 2025 | 5 | 28.2 | 3
3 Revenue Sufficiency | 2025 | 5 | 28.3 | 1
3 Revenue Sufficiency | 2025 | 5 | 28.4 | 7
3 Revenue Sufficiency | 2025 | 5 | 28.5 | 1
3 Revenue Sufficiency | 2025 | 5 | 28.6 | 3
3 Revenue Sufficiency | 2025 | 5 | 28.7 | 3
3 Revenue Sufficiency | 2025 | 5 | 28.8 | 3
3 Revenue Sufficiency | 2025 | 5 | 28.9 | 1
3 Revenue Sufficiency | 2025 | 5 | 29 | 2
3 Revenue Sufficiency | 2025 | 5 | 29.1 | 3
3 Revenue Sufficiency | 2025 | 5 | 29.2 | 3
3 Revenue Sufficiency | 2025 | 5 | 29.3 | 2
3 Revenue Sufficiency | 2025 | 5 | 29.4 | 3
3 Revenue Sufficiency | 2025 | 5 | 29.5 | 1
3 Revenue Sufficiency | 2025 | 5 | 29.6 | 5
3 Revenue Sufficiency | 2025 | 5 | 29.7 | 5
3 Revenue Sufficiency | 2025 | 5 | 29.8 | 1
3 Revenue Sufficiency | 2025 | 5 | 29.9 | 7
3 Revenue Sufficiency | 2025 | 5 | 30 | 3
3 Revenue Sufficiency | 2025 | 5 | 30.1 | 3
3 Revenue Sufficiency | 2025 | 5 | 30.2 | 5
3 Revenue Sufficiency | 2025 | 5 | 30.3 | 3
3 Revenue Sufficiency | 2025 | 5 | 30.4 | 2
3 Revenue Sufficiency | 2025 | 5 | 30.5 | 4
3 Revenue Sufficiency | 2025 | 5 | 30.6 | 3
3 Revenue Sufficiency | 2025 | 5 | 30.7 | 2
3 Revenue Sufficiency | 2025 | 5 | 30.8 | 5
3 Revenue Sufficiency | 2025 | 5 | 30.9 | 2
3 Revenue Sufficiency | 2025 | 5 | 31 | 1
3 Revenue Sufficiency | 2025 | 5 | 31.1 | 1
3 Revenue Sufficiency | 2025 | 5 | 31.2 | 6
3 Revenue Sufficiency | 2025 | 5 | 31.3 | 1
3 Revenue Sufficiency | 2025 | 5 | 31.4 | 3
3 Revenue Sufficiency | 2025 | 5 | 31.5 | 3
3 Revenue Sufficiency | 2025 | 5 | 31.6 | 1
3 Revenue Sufficiency | 2025 | 5 | 31.7 | 3
3 Revenue Sufficiency | 2025 | 5 | 31.8 | 3
3 Revenue Sufficiency | 2025 | 5 | 31.9 | 4
3 Revenue Sufficiency | 2025 | 5 | 32 | 1
3 Revenue Sufficiency | 2025 | 5 | 32.1 | 1
3 Revenue Sufficiency | 2025 | 5 | 32.2 | 3
3 Revenue Sufficiency | 2025 | 5 | 32.3 | 2
3 Revenue Sufficiency | 2025 | 5 | 32.4 | 2
3 Revenue Sufficiency | 2025 | 5 | 32.5 | 4
3 Revenue Sufficiency | 2025 | 5 | 32.6 | 2
3 Revenue Sufficiency | 2025 | 5 | 32.7 | 3
3 Revenue Sufficiency | 2025 | 5 | 32.8 | 4
3 Revenue Sufficiency | 2025 | 5 | 32.9 | 6
3 Revenue Sufficiency | 2025 | 5 | 33 | 2
3 Revenue Sufficiency | 2025 | 5 | 33.1 | 1
3 Revenue Sufficiency | 2025 | 5 | 33.2 | 3
3 Revenue Sufficiency | 2025 | 5 | 33.4 | 3
3 Revenue Sufficiency | 2025 | 5 | 33.5 | 4
3 Revenue Sufficiency | 2025 | 5 | 33.6 | 3
3 Revenue Sufficiency | 2025 | 5 | 33.7 | 2
3 Revenue Sufficiency | 2025 | 5 | 33.9 | 3
3 Revenue Sufficiency | 2025 | 5 | 34 | 3
3 Revenue Sufficiency | 2025 | 5 | 34.1 | 1
3 Revenue Sufficiency | 2025 | 5 | 34.2 | 4
3 Revenue Sufficiency | 2025 | 5 | 34.3 | 3
3 Revenue Sufficiency | 2025 | 5 | 34.4 | 1
3 Revenue Sufficiency | 2025 | 5 | 34.5 | 4
3 Revenue Sufficiency | 2025 | 5 | 34.6 | 2
3 Revenue Sufficiency | 2025 | 5 | 34.7 | 2
3 Revenue Sufficiency | 2025 | 5 | 34.8 | 1
3 Revenue Sufficiency | 2025 | 5 | 34.9 | 2
3 Revenue Sufficiency | 2025 | 5 | 35 | 2
3 Revenue Sufficiency | 2025 | 5 | 35.1 | 4
3 Revenue Sufficiency | 2025 | 5 | 35.3 | 3
3 Revenue Sufficiency | 2025 | 5 | 35.5 | 1
3 Revenue Sufficiency | 2025 | 5 | 35.6 | 2
3 Revenue Sufficiency | 2025 | 5 | 35.8 | 1
3 Revenue Sufficiency | 2025 | 5 | 36 | 3
3 Revenue Sufficiency | 2025 | 5 | 36.3 | 2
3 Revenue Sufficiency | 2025 | 5 | 36.4 | 2
3 Revenue Sufficiency | 2025 | 5 | 36.5 | 2
3 Revenue Sufficiency | 2025 | 5 | 36.7 | 2
3 Revenue Sufficiency | 2025 | 5 | 36.9 | 1
3 Revenue Sufficiency | 2025 | 5 | 37 | 4
3 Revenue Sufficiency | 2025 | 5 | 37.1 | 1
3 Revenue Sufficiency | 2025 | 5 | 37.2 | 2
3 Revenue Sufficiency | 2025 | 5 | 37.3 | 1
3 Revenue Sufficiency | 2025 | 5 | 37.5 | 1
3 Revenue Sufficiency | 2025 | 5 | 37.7 | 3
3 Revenue Sufficiency | 2025 | 5 | 37.8 | 2
3 Revenue Sufficiency | 2025 | 5 | 37.9 | 1
3 Revenue Sufficiency | 2025 | 5 | 38 | 1
3 Revenue Sufficiency | 2025 | 5 | 38.1 | 1
3 Revenue Sufficiency | 2025 | 5 | 38.2 | 2
3 Revenue Sufficiency | 2025 | 5 | 38.4 | 6
3 Revenue Sufficiency | 2025 | 5 | 38.5 | 1
3 Revenue Sufficiency | 2025 | 5 | 38.7 | 1
3 Revenue Sufficiency | 2025 | 5 | 38.8 | 4
3 Revenue Sufficiency | 2025 | 5 | 38.9 | 3
3 Revenue Sufficiency | 2025 | 5 | 39.1 | 1
3 Revenue Sufficiency | 2025 | 5 | 39.3 | 1
3 Revenue Sufficiency | 2025 | 5 | 39.4 | 1
3 Revenue Sufficiency | 2025 | 5 | 39.5 | 2
3 Revenue Sufficiency | 2025 | 5 | 39.6 | 1
3 Revenue Sufficiency | 2025 | 5 | 39.8 | 1
3 Revenue Sufficiency | 2025 | 5 | 39.9 | 1
3 Revenue Sufficiency | 2025 | 5 | 40 | 1
3 Revenue Sufficiency | 2025 | 5 | 40.1 | 4
3 Revenue Sufficiency | 2025 | 5 | 40.2 | 1
3 Revenue Sufficiency | 2025 | 5 | 40.3 | 3
3 Revenue Sufficiency | 2025 | 5 | 40.4 | 1
3 Revenue Sufficiency | 2025 | 5 | 40.6 | 1
3 Revenue Sufficiency | 2025 | 5 | 40.7 | 1
3 Revenue Sufficiency | 2025 | 5 | 40.8 | 1
3 Revenue Sufficiency | 2025 | 5 | 40.9 | 4
3 Revenue Sufficiency | 2025 | 5 | 41.1 | 2
3 Revenue Sufficiency | 2025 | 5 | 41.3 | 1
3 Revenue Sufficiency | 2025 | 5 | 41.4 | 1
3 Revenue Sufficiency | 2025 | 5 | 41.5 | 2
3 Revenue Sufficiency | 2025 | 5 | 41.7 | 1
3 Revenue Sufficiency | 2025 | 5 | 41.9 | 1
3 Revenue Sufficiency | 2025 | 5 | 42 | 2
3 Revenue Sufficiency | 2025 | 5 | 42.1 | 1
3 Revenue Sufficiency | 2025 | 5 | 42.3 | 5
3 Revenue Sufficiency | 2025 | 5 | 42.4 | 1
3 Revenue Sufficiency | 2025 | 5 | 42.5 | 2
3 Revenue Sufficiency | 2025 | 5 | 42.6 | 1
3 Revenue Sufficiency | 2025 | 5 | 42.7 | 2
3 Revenue Sufficiency | 2025 | 5 | 42.8 | 1
3 Revenue Sufficiency | 2025 | 5 | 42.9 | 2
3 Revenue Sufficiency | 2025 | 5 | 43 | 1
3 Revenue Sufficiency | 2025 | 5 | 43.1 | 1
3 Revenue Sufficiency | 2025 | 5 | 43.2 | 1
3 Revenue Sufficiency | 2025 | 5 | 43.3 | 2
3 Revenue Sufficiency | 2025 | 5 | 43.4 | 1
3 Revenue Sufficiency | 2025 | 5 | 43.5 | 1
3 Revenue Sufficiency | 2025 | 5 | 43.6 | 1
3 Revenue Sufficiency | 2025 | 5 | 43.8 | 1
3 Revenue Sufficiency | 2025 | 5 | 43.9 | 1
3 Revenue Sufficiency | 2025 | 5 | 44 | 1
3 Revenue Sufficiency | 2025 | 5 | 44.1 | 1
3 Revenue Sufficiency | 2025 | 5 | 44.2 | 1
3 Revenue Sufficiency | 2025 | 5 | 44.3 | 1
3 Revenue Sufficiency | 2025 | 5 | 44.6 | 1
3 Revenue Sufficiency | 2025 | 5 | 44.8 | 2
3 Revenue Sufficiency | 2025 | 5 | 44.9 | 1
3 Revenue Sufficiency | 2025 | 5 | 45.1 | 1
3 Revenue Sufficiency | 2025 | 5 | 45.3 | 1
3 Revenue Sufficiency | 2025 | 5 | 45.4 | 2
3 Revenue Sufficiency | 2025 | 5 | 46 | 1
3 Revenue Sufficiency | 2025 | 5 | 46.1 | 1
3 Revenue Sufficiency | 2025 | 5 | 46.5 | 1
3 Revenue Sufficiency | 2025 | 5 | 46.7 | 1
3 Revenue Sufficiency | 2025 | 5 | 46.8 | 1
3 Revenue Sufficiency | 2025 | 5 | 46.9 | 2
3 Revenue Sufficiency | 2025 | 5 | 47 | 1
3 Revenue Sufficiency | 2025 | 5 | 47.2 | 1
3 Revenue Sufficiency | 2025 | 5 | 47.7 | 1
3 Revenue Sufficiency | 2025 | 5 | 47.9 | 1
3 Revenue Sufficiency | 2025 | 5 | 48 | 2
3 Revenue Sufficiency | 2025 | 5 | 48.9 | 1
3 Revenue Sufficiency | 2025 | 5 | 49 | 1
3 Revenue Sufficiency | 2025 | 5 | 49.7 | 1
3 Revenue Sufficiency | 2025 | 5 | 49.8 | 1
3 Revenue Sufficiency | 2025 | 5 | 50 | 1
3 Revenue Sufficiency | 2025 | 5 | 51.1 | 2
3 Revenue Sufficiency | 2025 | 5 | 51.8 | 1
3 Revenue Sufficiency | 2025 | 5 | 51.9 | 1
3 Revenue Sufficiency | 2025 | 5 | 52.6 | 2
3 Revenue Sufficiency | 2025 | 5 | 52.8 | 1
3 Revenue Sufficiency | 2025 | 5 | 53 | 1
3 Revenue Sufficiency | 2025 | 5 | 53.5 | 1
3 Revenue Sufficiency | 2025 | 5 | 54.1 | 2
3 Revenue Sufficiency | 2025 | 5 | 54.2 | 1
3 Revenue Sufficiency | 2025 | 5 | 54.3 | 1
3 Revenue Sufficiency | 2025 | 5 | 54.8 | 1
3 Revenue Sufficiency | 2025 | 5 | 54.9 | 1
3 Revenue Sufficiency | 2025 | 5 | 55.1 | 1
3 Revenue Sufficiency | 2025 | 5 | 56.2 | 1
3 Revenue Sufficiency | 2025 | 5 | 58 | 1
3 Revenue Sufficiency | 2025 | 5 | 58.1 | 1
3 Revenue Sufficiency | 2025 | 5 | 58.3 | 1
3 Revenue Sufficiency | 2025 | 5 | 62.2 | 1
3 Revenue Sufficiency | 2025 | 5 | 64.1 | 1
3 Revenue Sufficiency | 2025 | 5 | 67.9 | 1
3 Revenue Sufficiency | 2025 | 5 | 70 | 1
3 Revenue Sufficiency | 2025 | 5 | 88.7 | 1
3 Revenue Sufficiency | 2025 | 6 | -75.1 | 1
3 Revenue Sufficiency | 2025 | 6 | -70.2 | 1
3 Revenue Sufficiency | 2025 | 6 | -62.6 | 2
3 Revenue Sufficiency | 2025 | 6 | -58.4 | 1
3 Revenue Sufficiency | 2025 | 6 | -57.7 | 1
3 Revenue Sufficiency | 2025 | 6 | -56 | 1
3 Revenue Sufficiency | 2025 | 6 | -55.3 | 1
3 Revenue Sufficiency | 2025 | 6 | -53.7 | 1
3 Revenue Sufficiency | 2025 | 6 | -53 | 1
3 Revenue Sufficiency | 2025 | 6 | -51.3 | 1
3 Revenue Sufficiency | 2025 | 6 | -51.2 | 1
3 Revenue Sufficiency | 2025 | 6 | -50.7 | 1
3 Revenue Sufficiency | 2025 | 6 | -50.4 | 1
3 Revenue Sufficiency | 2025 | 6 | -50 | 1
3 Revenue Sufficiency | 2025 | 6 | -47.8 | 1
3 Revenue Sufficiency | 2025 | 6 | -47.3 | 1
3 Revenue Sufficiency | 2025 | 6 | -47.2 | 1
3 Revenue Sufficiency | 2025 | 6 | -46.6 | 1
3 Revenue Sufficiency | 2025 | 6 | -46.5 | 1
3 Revenue Sufficiency | 2025 | 6 | -46.4 | 1
3 Revenue Sufficiency | 2025 | 6 | -46.2 | 1
3 Revenue Sufficiency | 2025 | 6 | -46 | 1
3 Revenue Sufficiency | 2025 | 6 | -45.6 | 1
3 Revenue Sufficiency | 2025 | 6 | -45.3 | 3
3 Revenue Sufficiency | 2025 | 6 | -45.2 | 1
3 Revenue Sufficiency | 2025 | 6 | -45 | 2
3 Revenue Sufficiency | 2025 | 6 | -44.9 | 1
3 Revenue Sufficiency | 2025 | 6 | -44.7 | 1
3 Revenue Sufficiency | 2025 | 6 | -44.6 | 1
3 Revenue Sufficiency | 2025 | 6 | -43.6 | 1
3 Revenue Sufficiency | 2025 | 6 | -43.4 | 1
3 Revenue Sufficiency | 2025 | 6 | -43.2 | 1
3 Revenue Sufficiency | 2025 | 6 | -43 | 1
3 Revenue Sufficiency | 2025 | 6 | -42.8 | 1
3 Revenue Sufficiency | 2025 | 6 | -42.3 | 1
3 Revenue Sufficiency | 2025 | 6 | -42 | 1
3 Revenue Sufficiency | 2025 | 6 | -41.7 | 1
3 Revenue Sufficiency | 2025 | 6 | -41.6 | 1
3 Revenue Sufficiency | 2025 | 6 | -41.1 | 1
3 Revenue Sufficiency | 2025 | 6 | -41 | 2
3 Revenue Sufficiency | 2025 | 6 | -40.7 | 1
3 Revenue Sufficiency | 2025 | 6 | -40.2 | 2
3 Revenue Sufficiency | 2025 | 6 | -39.6 | 1
3 Revenue Sufficiency | 2025 | 6 | -39.5 | 1
3 Revenue Sufficiency | 2025 | 6 | -39.4 | 1
3 Revenue Sufficiency | 2025 | 6 | -39.3 | 1
3 Revenue Sufficiency | 2025 | 6 | -38.5 | 2
3 Revenue Sufficiency | 2025 | 6 | -38.3 | 1
3 Revenue Sufficiency | 2025 | 6 | -38 | 2
3 Revenue Sufficiency | 2025 | 6 | -37.9 | 1
3 Revenue Sufficiency | 2025 | 6 | -37.8 | 1
3 Revenue Sufficiency | 2025 | 6 | -37.7 | 1
3 Revenue Sufficiency | 2025 | 6 | -37.6 | 1
3 Revenue Sufficiency | 2025 | 6 | -37.5 | 1
3 Revenue Sufficiency | 2025 | 6 | -37.4 | 1
3 Revenue Sufficiency | 2025 | 6 | -37.3 | 2
3 Revenue Sufficiency | 2025 | 6 | -37.2 | 1
3 Revenue Sufficiency | 2025 | 6 | -37.1 | 1
3 Revenue Sufficiency | 2025 | 6 | -36.8 | 2
3 Revenue Sufficiency | 2025 | 6 | -36.6 | 1
3 Revenue Sufficiency | 2025 | 6 | -36.5 | 2
3 Revenue Sufficiency | 2025 | 6 | -36.3 | 2
3 Revenue Sufficiency | 2025 | 6 | -36.1 | 1
3 Revenue Sufficiency | 2025 | 6 | -35.8 | 2
3 Revenue Sufficiency | 2025 | 6 | -35.7 | 1
3 Revenue Sufficiency | 2025 | 6 | -35.6 | 1
3 Revenue Sufficiency | 2025 | 6 | -35.3 | 1
3 Revenue Sufficiency | 2025 | 6 | -35.2 | 2
3 Revenue Sufficiency | 2025 | 6 | -35.1 | 1
3 Revenue Sufficiency | 2025 | 6 | -34.9 | 1
3 Revenue Sufficiency | 2025 | 6 | -34.8 | 1
3 Revenue Sufficiency | 2025 | 6 | -34.7 | 1
3 Revenue Sufficiency | 2025 | 6 | -34.6 | 1
3 Revenue Sufficiency | 2025 | 6 | -34.5 | 3
3 Revenue Sufficiency | 2025 | 6 | -34.4 | 2
3 Revenue Sufficiency | 2025 | 6 | -34.3 | 2
3 Revenue Sufficiency | 2025 | 6 | -34.2 | 1
3 Revenue Sufficiency | 2025 | 6 | -34.1 | 1
3 Revenue Sufficiency | 2025 | 6 | -34 | 2
3 Revenue Sufficiency | 2025 | 6 | -33.8 | 2
3 Revenue Sufficiency | 2025 | 6 | -33.7 | 1
3 Revenue Sufficiency | 2025 | 6 | -33.5 | 1
3 Revenue Sufficiency | 2025 | 6 | -33.4 | 2
3 Revenue Sufficiency | 2025 | 6 | -33.2 | 1
3 Revenue Sufficiency | 2025 | 6 | -33 | 2
3 Revenue Sufficiency | 2025 | 6 | -32.9 | 1
3 Revenue Sufficiency | 2025 | 6 | -32.8 | 3
3 Revenue Sufficiency | 2025 | 6 | -32.7 | 2
3 Revenue Sufficiency | 2025 | 6 | -32.6 | 1
3 Revenue Sufficiency | 2025 | 6 | -32.4 | 1
3 Revenue Sufficiency | 2025 | 6 | -32.3 | 3
3 Revenue Sufficiency | 2025 | 6 | -32.2 | 1
3 Revenue Sufficiency | 2025 | 6 | -32.1 | 1
3 Revenue Sufficiency | 2025 | 6 | -32 | 3
3 Revenue Sufficiency | 2025 | 6 | -31.9 | 1
3 Revenue Sufficiency | 2025 | 6 | -31.6 | 1
3 Revenue Sufficiency | 2025 | 6 | -31.5 | 2
3 Revenue Sufficiency | 2025 | 6 | -31.4 | 1
3 Revenue Sufficiency | 2025 | 6 | -31.3 | 2
3 Revenue Sufficiency | 2025 | 6 | -31.2 | 2
3 Revenue Sufficiency | 2025 | 6 | -31.1 | 2
3 Revenue Sufficiency | 2025 | 6 | -31 | 1
3 Revenue Sufficiency | 2025 | 6 | -30.9 | 2
3 Revenue Sufficiency | 2025 | 6 | -30.7 | 1
3 Revenue Sufficiency | 2025 | 6 | -30.6 | 1
3 Revenue Sufficiency | 2025 | 6 | -30.5 | 4
3 Revenue Sufficiency | 2025 | 6 | -30.3 | 1
3 Revenue Sufficiency | 2025 | 6 | -30.2 | 1
3 Revenue Sufficiency | 2025 | 6 | -30.1 | 1
3 Revenue Sufficiency | 2025 | 6 | -30 | 2
3 Revenue Sufficiency | 2025 | 6 | -29.8 | 1
3 Revenue Sufficiency | 2025 | 6 | -29.7 | 2
3 Revenue Sufficiency | 2025 | 6 | -29.5 | 3
3 Revenue Sufficiency | 2025 | 6 | -29.3 | 3
3 Revenue Sufficiency | 2025 | 6 | -29 | 1
3 Revenue Sufficiency | 2025 | 6 | -28.9 | 5
3 Revenue Sufficiency | 2025 | 6 | -28.8 | 2
3 Revenue Sufficiency | 2025 | 6 | -28.7 | 1
3 Revenue Sufficiency | 2025 | 6 | -28.6 | 1
3 Revenue Sufficiency | 2025 | 6 | -28.5 | 1
3 Revenue Sufficiency | 2025 | 6 | -28.4 | 1
3 Revenue Sufficiency | 2025 | 6 | -28.3 | 1
3 Revenue Sufficiency | 2025 | 6 | -28 | 2
3 Revenue Sufficiency | 2025 | 6 | -27.9 | 4
3 Revenue Sufficiency | 2025 | 6 | -27.8 | 1
3 Revenue Sufficiency | 2025 | 6 | -27.7 | 1
3 Revenue Sufficiency | 2025 | 6 | -27.6 | 6
3 Revenue Sufficiency | 2025 | 6 | -27.5 | 2
3 Revenue Sufficiency | 2025 | 6 | -27.4 | 4
3 Revenue Sufficiency | 2025 | 6 | -27.3 | 2
3 Revenue Sufficiency | 2025 | 6 | -27.2 | 4
3 Revenue Sufficiency | 2025 | 6 | -27.1 | 4
3 Revenue Sufficiency | 2025 | 6 | -26.8 | 3
3 Revenue Sufficiency | 2025 | 6 | -26.7 | 1
3 Revenue Sufficiency | 2025 | 6 | -26.6 | 1
3 Revenue Sufficiency | 2025 | 6 | -26.3 | 2
3 Revenue Sufficiency | 2025 | 6 | -26.2 | 2
3 Revenue Sufficiency | 2025 | 6 | -26.1 | 3
3 Revenue Sufficiency | 2025 | 6 | -26 | 1
3 Revenue Sufficiency | 2025 | 6 | -25.9 | 1
3 Revenue Sufficiency | 2025 | 6 | -25.8 | 2
3 Revenue Sufficiency | 2025 | 6 | -25.7 | 3
3 Revenue Sufficiency | 2025 | 6 | -25.6 | 3
3 Revenue Sufficiency | 2025 | 6 | -25.5 | 4
3 Revenue Sufficiency | 2025 | 6 | -25.4 | 4
3 Revenue Sufficiency | 2025 | 6 | -25.3 | 2
3 Revenue Sufficiency | 2025 | 6 | -25.2 | 1
3 Revenue Sufficiency | 2025 | 6 | -25.1 | 3
3 Revenue Sufficiency | 2025 | 6 | -25 | 3
3 Revenue Sufficiency | 2025 | 6 | -24.9 | 2
3 Revenue Sufficiency | 2025 | 6 | -24.8 | 2
3 Revenue Sufficiency | 2025 | 6 | -24.7 | 1
3 Revenue Sufficiency | 2025 | 6 | -24.6 | 1
3 Revenue Sufficiency | 2025 | 6 | -24.4 | 1
3 Revenue Sufficiency | 2025 | 6 | -24.3 | 2
3 Revenue Sufficiency | 2025 | 6 | -24.2 | 1
3 Revenue Sufficiency | 2025 | 6 | -24.1 | 5
3 Revenue Sufficiency | 2025 | 6 | -24 | 6
3 Revenue Sufficiency | 2025 | 6 | -23.9 | 3
3 Revenue Sufficiency | 2025 | 6 | -23.8 | 2
3 Revenue Sufficiency | 2025 | 6 | -23.7 | 4
3 Revenue Sufficiency | 2025 | 6 | -23.6 | 4
3 Revenue Sufficiency | 2025 | 6 | -23.5 | 2
3 Revenue Sufficiency | 2025 | 6 | -23.4 | 1
3 Revenue Sufficiency | 2025 | 6 | -23.3 | 3
3 Revenue Sufficiency | 2025 | 6 | -23.2 | 4
3 Revenue Sufficiency | 2025 | 6 | -23.1 | 2
3 Revenue Sufficiency | 2025 | 6 | -23 | 3
3 Revenue Sufficiency | 2025 | 6 | -22.9 | 1
3 Revenue Sufficiency | 2025 | 6 | -22.8 | 3
3 Revenue Sufficiency | 2025 | 6 | -22.6 | 1
3 Revenue Sufficiency | 2025 | 6 | -22.5 | 4
3 Revenue Sufficiency | 2025 | 6 | -22.4 | 1
3 Revenue Sufficiency | 2025 | 6 | -22.3 | 3
3 Revenue Sufficiency | 2025 | 6 | -22.2 | 2
3 Revenue Sufficiency | 2025 | 6 | -22.1 | 6
3 Revenue Sufficiency | 2025 | 6 | -22 | 1
3 Revenue Sufficiency | 2025 | 6 | -21.9 | 3
3 Revenue Sufficiency | 2025 | 6 | -21.8 | 6
3 Revenue Sufficiency | 2025 | 6 | -21.7 | 3
3 Revenue Sufficiency | 2025 | 6 | -21.6 | 2
3 Revenue Sufficiency | 2025 | 6 | -21.5 | 2
3 Revenue Sufficiency | 2025 | 6 | -21.4 | 2
3 Revenue Sufficiency | 2025 | 6 | -21.3 | 3
3 Revenue Sufficiency | 2025 | 6 | -21.2 | 3
3 Revenue Sufficiency | 2025 | 6 | -21.1 | 3
3 Revenue Sufficiency | 2025 | 6 | -21 | 3
3 Revenue Sufficiency | 2025 | 6 | -20.9 | 2
3 Revenue Sufficiency | 2025 | 6 | -20.8 | 2
3 Revenue Sufficiency | 2025 | 6 | -20.7 | 3
3 Revenue Sufficiency | 2025 | 6 | -20.6 | 6
3 Revenue Sufficiency | 2025 | 6 | -20.5 | 3
3 Revenue Sufficiency | 2025 | 6 | -20.4 | 1
3 Revenue Sufficiency | 2025 | 6 | -20.3 | 6
3 Revenue Sufficiency | 2025 | 6 | -20.2 | 6
3 Revenue Sufficiency | 2025 | 6 | -20.1 | 4
3 Revenue Sufficiency | 2025 | 6 | -20 | 2
3 Revenue Sufficiency | 2025 | 6 | -19.9 | 2
3 Revenue Sufficiency | 2025 | 6 | -19.8 | 4
3 Revenue Sufficiency | 2025 | 6 | -19.7 | 3
3 Revenue Sufficiency | 2025 | 6 | -19.6 | 1
3 Revenue Sufficiency | 2025 | 6 | -19.5 | 2
3 Revenue Sufficiency | 2025 | 6 | -19.4 | 2
3 Revenue Sufficiency | 2025 | 6 | -19.3 | 4
3 Revenue Sufficiency | 2025 | 6 | -19.2 | 3
3 Revenue Sufficiency | 2025 | 6 | -19.1 | 5
3 Revenue Sufficiency | 2025 | 6 | -19 | 5
3 Revenue Sufficiency | 2025 | 6 | -18.9 | 4
3 Revenue Sufficiency | 2025 | 6 | -18.8 | 5
3 Revenue Sufficiency | 2025 | 6 | -18.7 | 4
3 Revenue Sufficiency | 2025 | 6 | -18.6 | 2
3 Revenue Sufficiency | 2025 | 6 | -18.5 | 4
3 Revenue Sufficiency | 2025 | 6 | -18.4 | 2
3 Revenue Sufficiency | 2025 | 6 | -18.3 | 3
3 Revenue Sufficiency | 2025 | 6 | -18.2 | 5
3 Revenue Sufficiency | 2025 | 6 | -18.1 | 4
3 Revenue Sufficiency | 2025 | 6 | -18 | 4
3 Revenue Sufficiency | 2025 | 6 | -17.9 | 4
3 Revenue Sufficiency | 2025 | 6 | -17.8 | 6
3 Revenue Sufficiency | 2025 | 6 | -17.7 | 5
3 Revenue Sufficiency | 2025 | 6 | -17.6 | 4
3 Revenue Sufficiency | 2025 | 6 | -17.5 | 2
3 Revenue Sufficiency | 2025 | 6 | -17.4 | 7
3 Revenue Sufficiency | 2025 | 6 | -17.3 | 6
3 Revenue Sufficiency | 2025 | 6 | -17.2 | 3
3 Revenue Sufficiency | 2025 | 6 | -17.1 | 4
3 Revenue Sufficiency | 2025 | 6 | -17 | 2
3 Revenue Sufficiency | 2025 | 6 | -16.9 | 5
3 Revenue Sufficiency | 2025 | 6 | -16.8 | 4
3 Revenue Sufficiency | 2025 | 6 | -16.7 | 8
3 Revenue Sufficiency | 2025 | 6 | -16.6 | 1
3 Revenue Sufficiency | 2025 | 6 | -16.5 | 6
3 Revenue Sufficiency | 2025 | 6 | -16.4 | 5
3 Revenue Sufficiency | 2025 | 6 | -16.3 | 4
3 Revenue Sufficiency | 2025 | 6 | -16.2 | 4
3 Revenue Sufficiency | 2025 | 6 | -16.1 | 4
3 Revenue Sufficiency | 2025 | 6 | -16 | 6
3 Revenue Sufficiency | 2025 | 6 | -15.9 | 3
3 Revenue Sufficiency | 2025 | 6 | -15.8 | 3
3 Revenue Sufficiency | 2025 | 6 | -15.7 | 5
3 Revenue Sufficiency | 2025 | 6 | -15.6 | 5
3 Revenue Sufficiency | 2025 | 6 | -15.5 | 1
3 Revenue Sufficiency | 2025 | 6 | -15.4 | 3
3 Revenue Sufficiency | 2025 | 6 | -15.3 | 5
3 Revenue Sufficiency | 2025 | 6 | -15.2 | 5
3 Revenue Sufficiency | 2025 | 6 | -15.1 | 3
3 Revenue Sufficiency | 2025 | 6 | -15 | 5
3 Revenue Sufficiency | 2025 | 6 | -14.9 | 4
3 Revenue Sufficiency | 2025 | 6 | -14.8 | 4
3 Revenue Sufficiency | 2025 | 6 | -14.7 | 3
3 Revenue Sufficiency | 2025 | 6 | -14.6 | 2
3 Revenue Sufficiency | 2025 | 6 | -14.5 | 6
3 Revenue Sufficiency | 2025 | 6 | -14.4 | 4
3 Revenue Sufficiency | 2025 | 6 | -14.3 | 4
3 Revenue Sufficiency | 2025 | 6 | -14.2 | 3
3 Revenue Sufficiency | 2025 | 6 | -14.1 | 6
3 Revenue Sufficiency | 2025 | 6 | -14 | 7
3 Revenue Sufficiency | 2025 | 6 | -13.9 | 2
3 Revenue Sufficiency | 2025 | 6 | -13.8 | 5
3 Revenue Sufficiency | 2025 | 6 | -13.7 | 8
3 Revenue Sufficiency | 2025 | 6 | -13.6 | 4
3 Revenue Sufficiency | 2025 | 6 | -13.5 | 2
3 Revenue Sufficiency | 2025 | 6 | -13.4 | 2
3 Revenue Sufficiency | 2025 | 6 | -13.3 | 3
3 Revenue Sufficiency | 2025 | 6 | -13.2 | 5
3 Revenue Sufficiency | 2025 | 6 | -13.1 | 8
3 Revenue Sufficiency | 2025 | 6 | -12.9 | 6
3 Revenue Sufficiency | 2025 | 6 | -12.8 | 3
3 Revenue Sufficiency | 2025 | 6 | -12.7 | 2
3 Revenue Sufficiency | 2025 | 6 | -12.6 | 4
3 Revenue Sufficiency | 2025 | 6 | -12.5 | 5
3 Revenue Sufficiency | 2025 | 6 | -12.4 | 3
3 Revenue Sufficiency | 2025 | 6 | -12.3 | 2
3 Revenue Sufficiency | 2025 | 6 | -12.2 | 7
3 Revenue Sufficiency | 2025 | 6 | -12.1 | 5
3 Revenue Sufficiency | 2025 | 6 | -11.9 | 2
3 Revenue Sufficiency | 2025 | 6 | -11.8 | 1
3 Revenue Sufficiency | 2025 | 6 | -11.7 | 1
3 Revenue Sufficiency | 2025 | 6 | -11.6 | 2
3 Revenue Sufficiency | 2025 | 6 | -11.5 | 3
3 Revenue Sufficiency | 2025 | 6 | -11.4 | 4
3 Revenue Sufficiency | 2025 | 6 | -11.3 | 4
3 Revenue Sufficiency | 2025 | 6 | -11.2 | 1
3 Revenue Sufficiency | 2025 | 6 | -11.1 | 4
3 Revenue Sufficiency | 2025 | 6 | -11 | 2
3 Revenue Sufficiency | 2025 | 6 | -10.9 | 6
3 Revenue Sufficiency | 2025 | 6 | -10.8 | 2
3 Revenue Sufficiency | 2025 | 6 | -10.7 | 5
3 Revenue Sufficiency | 2025 | 6 | -10.6 | 3
3 Revenue Sufficiency | 2025 | 6 | -10.5 | 3
3 Revenue Sufficiency | 2025 | 6 | -10.4 | 2
3 Revenue Sufficiency | 2025 | 6 | -10.3 | 1
3 Revenue Sufficiency | 2025 | 6 | -10.2 | 1
3 Revenue Sufficiency | 2025 | 6 | -10.1 | 2
3 Revenue Sufficiency | 2025 | 6 | -10 | 2
3 Revenue Sufficiency | 2025 | 6 | -9.9 | 5
3 Revenue Sufficiency | 2025 | 6 | -9.8 | 5
3 Revenue Sufficiency | 2025 | 6 | -9.7 | 5
3 Revenue Sufficiency | 2025 | 6 | -9.6 | 4
3 Revenue Sufficiency | 2025 | 6 | -9.5 | 4
3 Revenue Sufficiency | 2025 | 6 | -9.4 | 2
3 Revenue Sufficiency | 2025 | 6 | -9.3 | 6
3 Revenue Sufficiency | 2025 | 6 | -9.1 | 2
3 Revenue Sufficiency | 2025 | 6 | -9 | 3
3 Revenue Sufficiency | 2025 | 6 | -8.9 | 2
3 Revenue Sufficiency | 2025 | 6 | -8.8 | 6
3 Revenue Sufficiency | 2025 | 6 | -8.7 | 1
3 Revenue Sufficiency | 2025 | 6 | -8.6 | 5
3 Revenue Sufficiency | 2025 | 6 | -8.5 | 4
3 Revenue Sufficiency | 2025 | 6 | -8.4 | 2
3 Revenue Sufficiency | 2025 | 6 | -8.2 | 2
3 Revenue Sufficiency | 2025 | 6 | -8.1 | 3
3 Revenue Sufficiency | 2025 | 6 | -8 | 1
3 Revenue Sufficiency | 2025 | 6 | -7.9 | 2
3 Revenue Sufficiency | 2025 | 6 | -7.8 | 3
3 Revenue Sufficiency | 2025 | 6 | -7.7 | 3
3 Revenue Sufficiency | 2025 | 6 | -7.6 | 5
3 Revenue Sufficiency | 2025 | 6 | -7.5 | 1
3 Revenue Sufficiency | 2025 | 6 | -7.4 | 1
3 Revenue Sufficiency | 2025 | 6 | -7.3 | 1
3 Revenue Sufficiency | 2025 | 6 | -7.1 | 2
3 Revenue Sufficiency | 2025 | 6 | -7 | 2
3 Revenue Sufficiency | 2025 | 6 | -6.9 | 2
3 Revenue Sufficiency | 2025 | 6 | -6.8 | 2
3 Revenue Sufficiency | 2025 | 6 | -6.7 | 2
3 Revenue Sufficiency | 2025 | 6 | -6.6 | 4
3 Revenue Sufficiency | 2025 | 6 | -6.5 | 1
3 Revenue Sufficiency | 2025 | 6 | -6.4 | 2
3 Revenue Sufficiency | 2025 | 6 | -6.3 | 2
3 Revenue Sufficiency | 2025 | 6 | -6.2 | 2
3 Revenue Sufficiency | 2025 | 6 | -6.1 | 2
3 Revenue Sufficiency | 2025 | 6 | -6 | 2
3 Revenue Sufficiency | 2025 | 6 | -5.9 | 3
3 Revenue Sufficiency | 2025 | 6 | -5.8 | 2
3 Revenue Sufficiency | 2025 | 6 | -5.7 | 1
3 Revenue Sufficiency | 2025 | 6 | -5.5 | 1
3 Revenue Sufficiency | 2025 | 6 | -5.2 | 3
3 Revenue Sufficiency | 2025 | 6 | -5.1 | 2
3 Revenue Sufficiency | 2025 | 6 | -5 | 1
3 Revenue Sufficiency | 2025 | 6 | -4.9 | 1
3 Revenue Sufficiency | 2025 | 6 | -4.8 | 1
3 Revenue Sufficiency | 2025 | 6 | -4.7 | 2
3 Revenue Sufficiency | 2025 | 6 | -4.4 | 1
3 Revenue Sufficiency | 2025 | 6 | -4.3 | 3
3 Revenue Sufficiency | 2025 | 6 | -4.2 | 1
3 Revenue Sufficiency | 2025 | 6 | -4.1 | 2
3 Revenue Sufficiency | 2025 | 6 | -3.9 | 1
3 Revenue Sufficiency | 2025 | 6 | -3.8 | 1
3 Revenue Sufficiency | 2025 | 6 | -3.4 | 1
3 Revenue Sufficiency | 2025 | 6 | -3.3 | 1
3 Revenue Sufficiency | 2025 | 6 | -3.2 | 3
3 Revenue Sufficiency | 2025 | 6 | -3.1 | 1
3 Revenue Sufficiency | 2025 | 6 | -2.9 | 3
3 Revenue Sufficiency | 2025 | 6 | -2.8 | 1
3 Revenue Sufficiency | 2025 | 6 | -2.4 | 1
3 Revenue Sufficiency | 2025 | 6 | -2.2 | 1
3 Revenue Sufficiency | 2025 | 6 | -2.1 | 1
3 Revenue Sufficiency | 2025 | 6 | -1.9 | 1
3 Revenue Sufficiency | 2025 | 6 | -1.8 | 1
3 Revenue Sufficiency | 2025 | 6 | -1 | 1
3 Revenue Sufficiency | 2025 | 6 | -0.8 | 1
3 Revenue Sufficiency | 2025 | 6 | -0.5 | 1
3 Revenue Sufficiency | 2025 | 6 | 0 | 2
3 Revenue Sufficiency | 2025 | 6 | 0.4 | 1
3 Revenue Sufficiency | 2025 | 6 | 1.9 | 1
3 Revenue Sufficiency | 2025 | 6 | 2.2 | 1
3 Revenue Sufficiency | 2025 | 6 | 2.3 | 2
3 Revenue Sufficiency | 2025 | 6 | 2.4 | 2
3 Revenue Sufficiency | 2025 | 6 | 2.5 | 1
3 Revenue Sufficiency | 2025 | 6 | 2.8 | 1
3 Revenue Sufficiency | 2025 | 6 | 3.1 | 2
3 Revenue Sufficiency | 2025 | 6 | 3.4 | 1
3 Revenue Sufficiency | 2025 | 6 | 3.7 | 1
3 Revenue Sufficiency | 2025 | 6 | 4.2 | 1
3 Revenue Sufficiency | 2025 | 6 | 4.3 | 1
3 Revenue Sufficiency | 2025 | 6 | 4.6 | 1
3 Revenue Sufficiency | 2025 | 6 | 4.8 | 1
3 Revenue Sufficiency | 2025 | 6 | 4.9 | 1
3 Revenue Sufficiency | 2025 | 6 | 5 | 1
3 Revenue Sufficiency | 2025 | 6 | 5.2 | 1
3 Revenue Sufficiency | 2025 | 6 | 5.4 | 1
3 Revenue Sufficiency | 2025 | 6 | 5.6 | 1
3 Revenue Sufficiency | 2025 | 6 | 5.8 | 1
3 Revenue Sufficiency | 2025 | 6 | 5.9 | 2
3 Revenue Sufficiency | 2025 | 6 | 6.1 | 2
3 Revenue Sufficiency | 2025 | 6 | 6.2 | 1
3 Revenue Sufficiency | 2025 | 6 | 6.3 | 1
3 Revenue Sufficiency | 2025 | 6 | 6.7 | 1
3 Revenue Sufficiency | 2025 | 6 | 6.8 | 3
3 Revenue Sufficiency | 2025 | 6 | 6.9 | 2
3 Revenue Sufficiency | 2025 | 6 | 7.1 | 1
3 Revenue Sufficiency | 2025 | 6 | 7.2 | 4
3 Revenue Sufficiency | 2025 | 6 | 7.3 | 3
3 Revenue Sufficiency | 2025 | 6 | 7.4 | 3
3 Revenue Sufficiency | 2025 | 6 | 7.5 | 2
3 Revenue Sufficiency | 2025 | 6 | 7.6 | 2
3 Revenue Sufficiency | 2025 | 6 | 7.7 | 2
3 Revenue Sufficiency | 2025 | 6 | 7.9 | 3
3 Revenue Sufficiency | 2025 | 6 | 8 | 2
3 Revenue Sufficiency | 2025 | 6 | 8.1 | 1
3 Revenue Sufficiency | 2025 | 6 | 8.2 | 1
3 Revenue Sufficiency | 2025 | 6 | 8.3 | 1
3 Revenue Sufficiency | 2025 | 6 | 8.4 | 3
3 Revenue Sufficiency | 2025 | 6 | 8.5 | 1
3 Revenue Sufficiency | 2025 | 6 | 8.7 | 4
3 Revenue Sufficiency | 2025 | 6 | 8.8 | 3
3 Revenue Sufficiency | 2025 | 6 | 8.9 | 2
3 Revenue Sufficiency | 2025 | 6 | 9 | 1
3 Revenue Sufficiency | 2025 | 6 | 9.1 | 1
3 Revenue Sufficiency | 2025 | 6 | 9.2 | 3
3 Revenue Sufficiency | 2025 | 6 | 9.3 | 1
3 Revenue Sufficiency | 2025 | 6 | 9.5 | 4
3 Revenue Sufficiency | 2025 | 6 | 9.6 | 5
3 Revenue Sufficiency | 2025 | 6 | 9.7 | 1
3 Revenue Sufficiency | 2025 | 6 | 9.8 | 2
3 Revenue Sufficiency | 2025 | 6 | 9.9 | 1
3 Revenue Sufficiency | 2025 | 6 | 10 | 4
3 Revenue Sufficiency | 2025 | 6 | 10.1 | 3
3 Revenue Sufficiency | 2025 | 6 | 10.2 | 2
3 Revenue Sufficiency | 2025 | 6 | 10.3 | 2
3 Revenue Sufficiency | 2025 | 6 | 10.4 | 2
3 Revenue Sufficiency | 2025 | 6 | 10.5 | 2
3 Revenue Sufficiency | 2025 | 6 | 10.6 | 4
3 Revenue Sufficiency | 2025 | 6 | 10.7 | 2
3 Revenue Sufficiency | 2025 | 6 | 10.8 | 2
3 Revenue Sufficiency | 2025 | 6 | 10.9 | 4
3 Revenue Sufficiency | 2025 | 6 | 11 | 2
3 Revenue Sufficiency | 2025 | 6 | 11.1 | 3
3 Revenue Sufficiency | 2025 | 6 | 11.3 | 3
3 Revenue Sufficiency | 2025 | 6 | 11.4 | 3
3 Revenue Sufficiency | 2025 | 6 | 11.5 | 3
3 Revenue Sufficiency | 2025 | 6 | 11.6 | 2
3 Revenue Sufficiency | 2025 | 6 | 11.7 | 3
3 Revenue Sufficiency | 2025 | 6 | 11.8 | 4
3 Revenue Sufficiency | 2025 | 6 | 11.9 | 3
3 Revenue Sufficiency | 2025 | 6 | 12.1 | 1
3 Revenue Sufficiency | 2025 | 6 | 12.2 | 3
3 Revenue Sufficiency | 2025 | 6 | 12.4 | 7
3 Revenue Sufficiency | 2025 | 6 | 12.5 | 2
3 Revenue Sufficiency | 2025 | 6 | 12.6 | 4
3 Revenue Sufficiency | 2025 | 6 | 12.7 | 3
3 Revenue Sufficiency | 2025 | 6 | 12.8 | 2
3 Revenue Sufficiency | 2025 | 6 | 12.9 | 3
3 Revenue Sufficiency | 2025 | 6 | 13 | 3
3 Revenue Sufficiency | 2025 | 6 | 13.1 | 3
3 Revenue Sufficiency | 2025 | 6 | 13.2 | 1
3 Revenue Sufficiency | 2025 | 6 | 13.3 | 2
3 Revenue Sufficiency | 2025 | 6 | 13.4 | 3
3 Revenue Sufficiency | 2025 | 6 | 13.6 | 2
3 Revenue Sufficiency | 2025 | 6 | 13.7 | 1
3 Revenue Sufficiency | 2025 | 6 | 13.8 | 8
3 Revenue Sufficiency | 2025 | 6 | 13.9 | 2
3 Revenue Sufficiency | 2025 | 6 | 14 | 4
3 Revenue Sufficiency | 2025 | 6 | 14.1 | 2
3 Revenue Sufficiency | 2025 | 6 | 14.2 | 6
3 Revenue Sufficiency | 2025 | 6 | 14.3 | 6
3 Revenue Sufficiency | 2025 | 6 | 14.4 | 3
3 Revenue Sufficiency | 2025 | 6 | 14.5 | 6
3 Revenue Sufficiency | 2025 | 6 | 14.6 | 4
3 Revenue Sufficiency | 2025 | 6 | 14.7 | 9
3 Revenue Sufficiency | 2025 | 6 | 14.8 | 6
3 Revenue Sufficiency | 2025 | 6 | 14.9 | 10
3 Revenue Sufficiency | 2025 | 6 | 15 | 2
3 Revenue Sufficiency | 2025 | 6 | 15.1 | 6
3 Revenue Sufficiency | 2025 | 6 | 15.2 | 4
3 Revenue Sufficiency | 2025 | 6 | 15.3 | 4
3 Revenue Sufficiency | 2025 | 6 | 15.4 | 4
3 Revenue Sufficiency | 2025 | 6 | 15.5 | 4
3 Revenue Sufficiency | 2025 | 6 | 15.6 | 4
3 Revenue Sufficiency | 2025 | 6 | 15.7 | 2
3 Revenue Sufficiency | 2025 | 6 | 15.8 | 4
3 Revenue Sufficiency | 2025 | 6 | 15.9 | 5
3 Revenue Sufficiency | 2025 | 6 | 16 | 5
3 Revenue Sufficiency | 2025 | 6 | 16.1 | 5
3 Revenue Sufficiency | 2025 | 6 | 16.2 | 3
3 Revenue Sufficiency | 2025 | 6 | 16.3 | 4
3 Revenue Sufficiency | 2025 | 6 | 16.4 | 4
3 Revenue Sufficiency | 2025 | 6 | 16.5 | 2
3 Revenue Sufficiency | 2025 | 6 | 16.6 | 4
3 Revenue Sufficiency | 2025 | 6 | 16.7 | 2
3 Revenue Sufficiency | 2025 | 6 | 16.8 | 1
3 Revenue Sufficiency | 2025 | 6 | 16.9 | 3
3 Revenue Sufficiency | 2025 | 6 | 17 | 6
3 Revenue Sufficiency | 2025 | 6 | 17.1 | 4
3 Revenue Sufficiency | 2025 | 6 | 17.2 | 7
3 Revenue Sufficiency | 2025 | 6 | 17.3 | 6
3 Revenue Sufficiency | 2025 | 6 | 17.4 | 4
3 Revenue Sufficiency | 2025 | 6 | 17.5 | 3
3 Revenue Sufficiency | 2025 | 6 | 17.6 | 1
3 Revenue Sufficiency | 2025 | 6 | 17.7 | 2
3 Revenue Sufficiency | 2025 | 6 | 17.8 | 5
3 Revenue Sufficiency | 2025 | 6 | 17.9 | 2
3 Revenue Sufficiency | 2025 | 6 | 18 | 7
3 Revenue Sufficiency | 2025 | 6 | 18.1 | 2
3 Revenue Sufficiency | 2025 | 6 | 18.2 | 3
3 Revenue Sufficiency | 2025 | 6 | 18.3 | 3
3 Revenue Sufficiency | 2025 | 6 | 18.4 | 4
3 Revenue Sufficiency | 2025 | 6 | 18.5 | 3
3 Revenue Sufficiency | 2025 | 6 | 18.6 | 6
3 Revenue Sufficiency | 2025 | 6 | 18.7 | 3
3 Revenue Sufficiency | 2025 | 6 | 18.8 | 4
3 Revenue Sufficiency | 2025 | 6 | 18.9 | 8
3 Revenue Sufficiency | 2025 | 6 | 19 | 5
3 Revenue Sufficiency | 2025 | 6 | 19.1 | 2
3 Revenue Sufficiency | 2025 | 6 | 19.2 | 5
3 Revenue Sufficiency | 2025 | 6 | 19.3 | 2
3 Revenue Sufficiency | 2025 | 6 | 19.4 | 5
3 Revenue Sufficiency | 2025 | 6 | 19.5 | 2
3 Revenue Sufficiency | 2025 | 6 | 19.6 | 4
3 Revenue Sufficiency | 2025 | 6 | 19.7 | 6
3 Revenue Sufficiency | 2025 | 6 | 19.8 | 2
3 Revenue Sufficiency | 2025 | 6 | 19.9 | 5
3 Revenue Sufficiency | 2025 | 6 | 20 | 4
3 Revenue Sufficiency | 2025 | 6 | 20.1 | 3
3 Revenue Sufficiency | 2025 | 6 | 20.2 | 3
3 Revenue Sufficiency | 2025 | 6 | 20.3 | 1
3 Revenue Sufficiency | 2025 | 6 | 20.4 | 4
3 Revenue Sufficiency | 2025 | 6 | 20.5 | 4
3 Revenue Sufficiency | 2025 | 6 | 20.6 | 3
3 Revenue Sufficiency | 2025 | 6 | 20.7 | 4
3 Revenue Sufficiency | 2025 | 6 | 20.8 | 4
3 Revenue Sufficiency | 2025 | 6 | 20.9 | 3
3 Revenue Sufficiency | 2025 | 6 | 21 | 6
3 Revenue Sufficiency | 2025 | 6 | 21.1 | 1
3 Revenue Sufficiency | 2025 | 6 | 21.2 | 1
3 Revenue Sufficiency | 2025 | 6 | 21.3 | 3
3 Revenue Sufficiency | 2025 | 6 | 21.4 | 4
3 Revenue Sufficiency | 2025 | 6 | 21.5 | 2
3 Revenue Sufficiency | 2025 | 6 | 21.6 | 4
3 Revenue Sufficiency | 2025 | 6 | 21.7 | 4
3 Revenue Sufficiency | 2025 | 6 | 21.8 | 5
3 Revenue Sufficiency | 2025 | 6 | 21.9 | 3
3 Revenue Sufficiency | 2025 | 6 | 22 | 2
3 Revenue Sufficiency | 2025 | 6 | 22.1 | 5
3 Revenue Sufficiency | 2025 | 6 | 22.2 | 1
3 Revenue Sufficiency | 2025 | 6 | 22.3 | 4
3 Revenue Sufficiency | 2025 | 6 | 22.4 | 2
3 Revenue Sufficiency | 2025 | 6 | 22.5 | 6
3 Revenue Sufficiency | 2025 | 6 | 22.6 | 2
3 Revenue Sufficiency | 2025 | 6 | 22.7 | 4
3 Revenue Sufficiency | 2025 | 6 | 22.8 | 3
3 Revenue Sufficiency | 2025 | 6 | 22.9 | 4
3 Revenue Sufficiency | 2025 | 6 | 23 | 2
3 Revenue Sufficiency | 2025 | 6 | 23.1 | 1
3 Revenue Sufficiency | 2025 | 6 | 23.2 | 4
3 Revenue Sufficiency | 2025 | 6 | 23.3 | 2
3 Revenue Sufficiency | 2025 | 6 | 23.4 | 2
3 Revenue Sufficiency | 2025 | 6 | 23.5 | 3
3 Revenue Sufficiency | 2025 | 6 | 23.6 | 1
3 Revenue Sufficiency | 2025 | 6 | 23.7 | 4
3 Revenue Sufficiency | 2025 | 6 | 23.8 | 3
3 Revenue Sufficiency | 2025 | 6 | 23.9 | 3
3 Revenue Sufficiency | 2025 | 6 | 24 | 5
3 Revenue Sufficiency | 2025 | 6 | 24.1 | 2
3 Revenue Sufficiency | 2025 | 6 | 24.2 | 2
3 Revenue Sufficiency | 2025 | 6 | 24.3 | 5
3 Revenue Sufficiency | 2025 | 6 | 24.4 | 4
3 Revenue Sufficiency | 2025 | 6 | 24.5 | 5
3 Revenue Sufficiency | 2025 | 6 | 24.6 | 3
3 Revenue Sufficiency | 2025 | 6 | 24.7 | 5
3 Revenue Sufficiency | 2025 | 6 | 24.8 | 5
3 Revenue Sufficiency | 2025 | 6 | 24.9 | 1
3 Revenue Sufficiency | 2025 | 6 | 25 | 4
3 Revenue Sufficiency | 2025 | 6 | 25.1 | 1
3 Revenue Sufficiency | 2025 | 6 | 25.2 | 3
3 Revenue Sufficiency | 2025 | 6 | 25.3 | 4
3 Revenue Sufficiency | 2025 | 6 | 25.4 | 1
3 Revenue Sufficiency | 2025 | 6 | 25.5 | 1
3 Revenue Sufficiency | 2025 | 6 | 25.6 | 5
3 Revenue Sufficiency | 2025 | 6 | 25.7 | 2
3 Revenue Sufficiency | 2025 | 6 | 25.8 | 1
3 Revenue Sufficiency | 2025 | 6 | 25.9 | 1
3 Revenue Sufficiency | 2025 | 6 | 26 | 2
3 Revenue Sufficiency | 2025 | 6 | 26.1 | 4
3 Revenue Sufficiency | 2025 | 6 | 26.2 | 3
3 Revenue Sufficiency | 2025 | 6 | 26.3 | 1
3 Revenue Sufficiency | 2025 | 6 | 26.4 | 1
3 Revenue Sufficiency | 2025 | 6 | 26.5 | 2
3 Revenue Sufficiency | 2025 | 6 | 26.6 | 4
3 Revenue Sufficiency | 2025 | 6 | 26.7 | 3
3 Revenue Sufficiency | 2025 | 6 | 26.8 | 2
3 Revenue Sufficiency | 2025 | 6 | 26.9 | 1
3 Revenue Sufficiency | 2025 | 6 | 27 | 1
3 Revenue Sufficiency | 2025 | 6 | 27.1 | 3
3 Revenue Sufficiency | 2025 | 6 | 27.2 | 1
3 Revenue Sufficiency | 2025 | 6 | 27.3 | 4
3 Revenue Sufficiency | 2025 | 6 | 27.4 | 3
3 Revenue Sufficiency | 2025 | 6 | 27.5 | 1
3 Revenue Sufficiency | 2025 | 6 | 27.6 | 4
3 Revenue Sufficiency | 2025 | 6 | 27.7 | 1
3 Revenue Sufficiency | 2025 | 6 | 27.8 | 5
3 Revenue Sufficiency | 2025 | 6 | 27.9 | 2
3 Revenue Sufficiency | 2025 | 6 | 28 | 3
3 Revenue Sufficiency | 2025 | 6 | 28.1 | 3
3 Revenue Sufficiency | 2025 | 6 | 28.2 | 4
3 Revenue Sufficiency | 2025 | 6 | 28.3 | 5
3 Revenue Sufficiency | 2025 | 6 | 28.4 | 2
3 Revenue Sufficiency | 2025 | 6 | 28.5 | 2
3 Revenue Sufficiency | 2025 | 6 | 28.6 | 2
3 Revenue Sufficiency | 2025 | 6 | 28.7 | 2
3 Revenue Sufficiency | 2025 | 6 | 28.8 | 1
3 Revenue Sufficiency | 2025 | 6 | 28.9 | 2
3 Revenue Sufficiency | 2025 | 6 | 29 | 2
3 Revenue Sufficiency | 2025 | 6 | 29.2 | 4
3 Revenue Sufficiency | 2025 | 6 | 29.3 | 3
3 Revenue Sufficiency | 2025 | 6 | 29.4 | 1
3 Revenue Sufficiency | 2025 | 6 | 29.5 | 1
3 Revenue Sufficiency | 2025 | 6 | 29.6 | 3
3 Revenue Sufficiency | 2025 | 6 | 29.7 | 1
3 Revenue Sufficiency | 2025 | 6 | 29.8 | 1
3 Revenue Sufficiency | 2025 | 6 | 30 | 3
3 Revenue Sufficiency | 2025 | 6 | 30.1 | 2
3 Revenue Sufficiency | 2025 | 6 | 30.2 | 4
3 Revenue Sufficiency | 2025 | 6 | 30.3 | 2
3 Revenue Sufficiency | 2025 | 6 | 30.4 | 2
3 Revenue Sufficiency | 2025 | 6 | 30.5 | 4
3 Revenue Sufficiency | 2025 | 6 | 30.7 | 3
3 Revenue Sufficiency | 2025 | 6 | 30.8 | 2
3 Revenue Sufficiency | 2025 | 6 | 30.9 | 2
3 Revenue Sufficiency | 2025 | 6 | 31 | 2
3 Revenue Sufficiency | 2025 | 6 | 31.1 | 2
3 Revenue Sufficiency | 2025 | 6 | 31.3 | 2
3 Revenue Sufficiency | 2025 | 6 | 31.4 | 1
3 Revenue Sufficiency | 2025 | 6 | 31.5 | 2
3 Revenue Sufficiency | 2025 | 6 | 31.6 | 1
3 Revenue Sufficiency | 2025 | 6 | 31.7 | 1
3 Revenue Sufficiency | 2025 | 6 | 31.8 | 2
3 Revenue Sufficiency | 2025 | 6 | 31.9 | 1
3 Revenue Sufficiency | 2025 | 6 | 32 | 4
3 Revenue Sufficiency | 2025 | 6 | 32.1 | 1
3 Revenue Sufficiency | 2025 | 6 | 32.2 | 3
3 Revenue Sufficiency | 2025 | 6 | 32.3 | 3
3 Revenue Sufficiency | 2025 | 6 | 32.4 | 2
3 Revenue Sufficiency | 2025 | 6 | 32.5 | 4
3 Revenue Sufficiency | 2025 | 6 | 32.7 | 5
3 Revenue Sufficiency | 2025 | 6 | 33 | 1
3 Revenue Sufficiency | 2025 | 6 | 33.1 | 1
3 Revenue Sufficiency | 2025 | 6 | 33.3 | 2
3 Revenue Sufficiency | 2025 | 6 | 33.4 | 2
3 Revenue Sufficiency | 2025 | 6 | 33.5 | 3
3 Revenue Sufficiency | 2025 | 6 | 33.6 | 2
3 Revenue Sufficiency | 2025 | 6 | 33.7 | 2
3 Revenue Sufficiency | 2025 | 6 | 33.9 | 1
3 Revenue Sufficiency | 2025 | 6 | 34.1 | 2
3 Revenue Sufficiency | 2025 | 6 | 34.3 | 1
3 Revenue Sufficiency | 2025 | 6 | 34.4 | 2
3 Revenue Sufficiency | 2025 | 6 | 34.5 | 1
3 Revenue Sufficiency | 2025 | 6 | 34.6 | 2
3 Revenue Sufficiency | 2025 | 6 | 34.7 | 3
3 Revenue Sufficiency | 2025 | 6 | 34.8 | 2
3 Revenue Sufficiency | 2025 | 6 | 34.9 | 1
3 Revenue Sufficiency | 2025 | 6 | 35 | 2
3 Revenue Sufficiency | 2025 | 6 | 35.3 | 1
3 Revenue Sufficiency | 2025 | 6 | 35.4 | 1
3 Revenue Sufficiency | 2025 | 6 | 35.6 | 1
3 Revenue Sufficiency | 2025 | 6 | 35.8 | 1
3 Revenue Sufficiency | 2025 | 6 | 35.9 | 3
3 Revenue Sufficiency | 2025 | 6 | 36.1 | 1
3 Revenue Sufficiency | 2025 | 6 | 36.2 | 1
3 Revenue Sufficiency | 2025 | 6 | 36.3 | 3
3 Revenue Sufficiency | 2025 | 6 | 36.5 | 1
3 Revenue Sufficiency | 2025 | 6 | 36.6 | 2
3 Revenue Sufficiency | 2025 | 6 | 36.7 | 2
3 Revenue Sufficiency | 2025 | 6 | 36.8 | 1
3 Revenue Sufficiency | 2025 | 6 | 36.9 | 2
3 Revenue Sufficiency | 2025 | 6 | 37 | 1
3 Revenue Sufficiency | 2025 | 6 | 37.2 | 2
3 Revenue Sufficiency | 2025 | 6 | 37.3 | 1
3 Revenue Sufficiency | 2025 | 6 | 37.4 | 1
3 Revenue Sufficiency | 2025 | 6 | 37.6 | 1
3 Revenue Sufficiency | 2025 | 6 | 37.7 | 2
3 Revenue Sufficiency | 2025 | 6 | 37.8 | 1
3 Revenue Sufficiency | 2025 | 6 | 37.9 | 1
3 Revenue Sufficiency | 2025 | 6 | 38 | 1
3 Revenue Sufficiency | 2025 | 6 | 38.1 | 2
3 Revenue Sufficiency | 2025 | 6 | 38.3 | 1
3 Revenue Sufficiency | 2025 | 6 | 38.4 | 3
3 Revenue Sufficiency | 2025 | 6 | 38.6 | 1
3 Revenue Sufficiency | 2025 | 6 | 38.8 | 3
3 Revenue Sufficiency | 2025 | 6 | 39 | 1
3 Revenue Sufficiency | 2025 | 6 | 39.1 | 2
3 Revenue Sufficiency | 2025 | 6 | 39.3 | 1
3 Revenue Sufficiency | 2025 | 6 | 39.4 | 2
3 Revenue Sufficiency | 2025 | 6 | 39.5 | 1
3 Revenue Sufficiency | 2025 | 6 | 39.7 | 1
3 Revenue Sufficiency | 2025 | 6 | 39.8 | 2
3 Revenue Sufficiency | 2025 | 6 | 39.9 | 1
3 Revenue Sufficiency | 2025 | 6 | 40 | 1
3 Revenue Sufficiency | 2025 | 6 | 40.2 | 2
3 Revenue Sufficiency | 2025 | 6 | 40.3 | 2
3 Revenue Sufficiency | 2025 | 6 | 41.1 | 1
3 Revenue Sufficiency | 2025 | 6 | 41.2 | 1
3 Revenue Sufficiency | 2025 | 6 | 41.3 | 1
3 Revenue Sufficiency | 2025 | 6 | 41.4 | 1
3 Revenue Sufficiency | 2025 | 6 | 41.5 | 2
3 Revenue Sufficiency | 2025 | 6 | 41.6 | 1
3 Revenue Sufficiency | 2025 | 6 | 41.7 | 1
3 Revenue Sufficiency | 2025 | 6 | 42 | 2
3 Revenue Sufficiency | 2025 | 6 | 42.2 | 1
3 Revenue Sufficiency | 2025 | 6 | 42.7 | 1
3 Revenue Sufficiency | 2025 | 6 | 43 | 1
3 Revenue Sufficiency | 2025 | 6 | 43.6 | 1
3 Revenue Sufficiency | 2025 | 6 | 44 | 2
3 Revenue Sufficiency | 2025 | 6 | 44.1 | 3
3 Revenue Sufficiency | 2025 | 6 | 44.4 | 1
3 Revenue Sufficiency | 2025 | 6 | 44.5 | 1
3 Revenue Sufficiency | 2025 | 6 | 44.9 | 2
3 Revenue Sufficiency | 2025 | 6 | 45.1 | 1
3 Revenue Sufficiency | 2025 | 6 | 45.8 | 2
3 Revenue Sufficiency | 2025 | 6 | 46.1 | 1
3 Revenue Sufficiency | 2025 | 6 | 46.5 | 1
3 Revenue Sufficiency | 2025 | 6 | 47.2 | 1
3 Revenue Sufficiency | 2025 | 6 | 47.3 | 2
3 Revenue Sufficiency | 2025 | 6 | 47.4 | 2
3 Revenue Sufficiency | 2025 | 6 | 47.7 | 1
3 Revenue Sufficiency | 2025 | 6 | 47.9 | 1
3 Revenue Sufficiency | 2025 | 6 | 48.5 | 1
3 Revenue Sufficiency | 2025 | 6 | 49.3 | 1
3 Revenue Sufficiency | 2025 | 6 | 49.4 | 1
3 Revenue Sufficiency | 2025 | 6 | 49.6 | 2
3 Revenue Sufficiency | 2025 | 6 | 49.8 | 1
3 Revenue Sufficiency | 2025 | 6 | 50.3 | 1
3 Revenue Sufficiency | 2025 | 6 | 50.4 | 1
3 Revenue Sufficiency | 2025 | 6 | 50.6 | 1
3 Revenue Sufficiency | 2025 | 6 | 52.4 | 1
3 Revenue Sufficiency | 2025 | 6 | 52.8 | 1
3 Revenue Sufficiency | 2025 | 6 | 53.6 | 1
3 Revenue Sufficiency | 2025 | 6 | 54.6 | 1
3 Revenue Sufficiency | 2025 | 6 | 55.5 | 1
3 Revenue Sufficiency | 2025 | 6 | 56.6 | 1
3 Revenue Sufficiency | 2025 | 6 | 58.8 | 1
3 Revenue Sufficiency | 2025 | 6 | 59.2 | 1
3 Revenue Sufficiency | 2025 | 6 | 60.1 | 1
3 Revenue Sufficiency | 2025 | 6 | 60.3 | 1
3 Revenue Sufficiency | 2025 | 6 | 62.2 | 1
3 Revenue Sufficiency | 2025 | 6 | 62.3 | 1
3 Revenue Sufficiency | 2025 | 6 | 63 | 1
3 Revenue Sufficiency | 2025 | 6 | 63.4 | 1
3 Revenue Sufficiency | 2025 | 6 | 64 | 1
3 Revenue Sufficiency | 2025 | 6 | 65.7 | 1
3 Revenue Sufficiency | 2025 | 6 | 69.1 | 1
3 Revenue Sufficiency | 2025 | 6 | 71 | 1
3 Revenue Sufficiency | 2025 | 6 | 72.6 | 1
3 Revenue Sufficiency | 2025 | 6 | 73.6 | 1
3 Revenue Sufficiency | 2025 | 6 | 89.7 | 1
3 Revenue Sufficiency | 2025 | 7 | -73.6 | 1
3 Revenue Sufficiency | 2025 | 7 | -69.9 | 1
3 Revenue Sufficiency | 2025 | 7 | -63 | 1
3 Revenue Sufficiency | 2025 | 7 | -61.1 | 1
3 Revenue Sufficiency | 2025 | 7 | -59.1 | 1
3 Revenue Sufficiency | 2025 | 7 | -56.3 | 1
3 Revenue Sufficiency | 2025 | 7 | -56.2 | 1
3 Revenue Sufficiency | 2025 | 7 | -54 | 1
3 Revenue Sufficiency | 2025 | 7 | -53.2 | 1
3 Revenue Sufficiency | 2025 | 7 | -51.8 | 1
3 Revenue Sufficiency | 2025 | 7 | -51.2 | 1
3 Revenue Sufficiency | 2025 | 7 | -50.4 | 2
3 Revenue Sufficiency | 2025 | 7 | -50 | 1
3 Revenue Sufficiency | 2025 | 7 | -49.2 | 1
3 Revenue Sufficiency | 2025 | 7 | -48.5 | 2
3 Revenue Sufficiency | 2025 | 7 | -48.3 | 2
3 Revenue Sufficiency | 2025 | 7 | -47.9 | 1
3 Revenue Sufficiency | 2025 | 7 | -47.8 | 1
3 Revenue Sufficiency | 2025 | 7 | -47.7 | 1
3 Revenue Sufficiency | 2025 | 7 | -47.3 | 1
3 Revenue Sufficiency | 2025 | 7 | -46.8 | 1
3 Revenue Sufficiency | 2025 | 7 | -46.7 | 1
3 Revenue Sufficiency | 2025 | 7 | -46 | 1
3 Revenue Sufficiency | 2025 | 7 | -45.7 | 2
3 Revenue Sufficiency | 2025 | 7 | -45.6 | 1
3 Revenue Sufficiency | 2025 | 7 | -44.6 | 1
3 Revenue Sufficiency | 2025 | 7 | -44.5 | 2
3 Revenue Sufficiency | 2025 | 7 | -43.5 | 1
3 Revenue Sufficiency | 2025 | 7 | -43.3 | 1
3 Revenue Sufficiency | 2025 | 7 | -43 | 1
3 Revenue Sufficiency | 2025 | 7 | -42.9 | 1
3 Revenue Sufficiency | 2025 | 7 | -42.5 | 1
3 Revenue Sufficiency | 2025 | 7 | -41.8 | 1
3 Revenue Sufficiency | 2025 | 7 | -41.7 | 1
3 Revenue Sufficiency | 2025 | 7 | -41 | 1
3 Revenue Sufficiency | 2025 | 7 | -40.4 | 1
3 Revenue Sufficiency | 2025 | 7 | -40.2 | 2
3 Revenue Sufficiency | 2025 | 7 | -40.1 | 1
3 Revenue Sufficiency | 2025 | 7 | -39.9 | 1
3 Revenue Sufficiency | 2025 | 7 | -39.7 | 2
3 Revenue Sufficiency | 2025 | 7 | -39.6 | 1
3 Revenue Sufficiency | 2025 | 7 | -39.2 | 1
3 Revenue Sufficiency | 2025 | 7 | -39.1 | 1
3 Revenue Sufficiency | 2025 | 7 | -38.7 | 1
3 Revenue Sufficiency | 2025 | 7 | -38.3 | 1
3 Revenue Sufficiency | 2025 | 7 | -38.1 | 1
3 Revenue Sufficiency | 2025 | 7 | -38 | 2
3 Revenue Sufficiency | 2025 | 7 | -37.9 | 2
3 Revenue Sufficiency | 2025 | 7 | -37.6 | 1
3 Revenue Sufficiency | 2025 | 7 | -37.5 | 1
3 Revenue Sufficiency | 2025 | 7 | -37 | 1
3 Revenue Sufficiency | 2025 | 7 | -36.9 | 1
3 Revenue Sufficiency | 2025 | 7 | -36.8 | 1
3 Revenue Sufficiency | 2025 | 7 | -36.4 | 1
3 Revenue Sufficiency | 2025 | 7 | -36.3 | 1
3 Revenue Sufficiency | 2025 | 7 | -36.2 | 1
3 Revenue Sufficiency | 2025 | 7 | -36.1 | 2
3 Revenue Sufficiency | 2025 | 7 | -35.9 | 1
3 Revenue Sufficiency | 2025 | 7 | -35.7 | 3
3 Revenue Sufficiency | 2025 | 7 | -35.6 | 1
3 Revenue Sufficiency | 2025 | 7 | -35.5 | 1
3 Revenue Sufficiency | 2025 | 7 | -35.4 | 2
3 Revenue Sufficiency | 2025 | 7 | -34.9 | 1
3 Revenue Sufficiency | 2025 | 7 | -34.8 | 1
3 Revenue Sufficiency | 2025 | 7 | -34.5 | 1
3 Revenue Sufficiency | 2025 | 7 | -34.4 | 1
3 Revenue Sufficiency | 2025 | 7 | -34.3 | 1
3 Revenue Sufficiency | 2025 | 7 | -34.1 | 1
3 Revenue Sufficiency | 2025 | 7 | -33.8 | 2
3 Revenue Sufficiency | 2025 | 7 | -33.5 | 1
3 Revenue Sufficiency | 2025 | 7 | -33.2 | 2
3 Revenue Sufficiency | 2025 | 7 | -33 | 1
3 Revenue Sufficiency | 2025 | 7 | -32.9 | 1
3 Revenue Sufficiency | 2025 | 7 | -32.8 | 3
3 Revenue Sufficiency | 2025 | 7 | -32.7 | 2
3 Revenue Sufficiency | 2025 | 7 | -32.6 | 2
3 Revenue Sufficiency | 2025 | 7 | -32.5 | 3
3 Revenue Sufficiency | 2025 | 7 | -32.4 | 2
3 Revenue Sufficiency | 2025 | 7 | -32.3 | 1
3 Revenue Sufficiency | 2025 | 7 | -31.9 | 1
3 Revenue Sufficiency | 2025 | 7 | -31.8 | 1
3 Revenue Sufficiency | 2025 | 7 | -31.7 | 1
3 Revenue Sufficiency | 2025 | 7 | -31.6 | 1
3 Revenue Sufficiency | 2025 | 7 | -31.4 | 1
3 Revenue Sufficiency | 2025 | 7 | -31.2 | 2
3 Revenue Sufficiency | 2025 | 7 | -31.1 | 2
3 Revenue Sufficiency | 2025 | 7 | -31 | 1
3 Revenue Sufficiency | 2025 | 7 | -30.8 | 1
3 Revenue Sufficiency | 2025 | 7 | -30.7 | 1
3 Revenue Sufficiency | 2025 | 7 | -30.5 | 2
3 Revenue Sufficiency | 2025 | 7 | -30.3 | 2
3 Revenue Sufficiency | 2025 | 7 | -30.2 | 1
3 Revenue Sufficiency | 2025 | 7 | -29.7 | 1
3 Revenue Sufficiency | 2025 | 7 | -29.6 | 2
3 Revenue Sufficiency | 2025 | 7 | -29.3 | 5
3 Revenue Sufficiency | 2025 | 7 | -29.2 | 3
3 Revenue Sufficiency | 2025 | 7 | -29 | 4
3 Revenue Sufficiency | 2025 | 7 | -28.8 | 1
3 Revenue Sufficiency | 2025 | 7 | -28.7 | 2
3 Revenue Sufficiency | 2025 | 7 | -28.6 | 1
3 Revenue Sufficiency | 2025 | 7 | -28.5 | 1
3 Revenue Sufficiency | 2025 | 7 | -28.4 | 3
3 Revenue Sufficiency | 2025 | 7 | -28.2 | 2
3 Revenue Sufficiency | 2025 | 7 | -28.1 | 2
3 Revenue Sufficiency | 2025 | 7 | -28 | 3
3 Revenue Sufficiency | 2025 | 7 | -27.9 | 5
3 Revenue Sufficiency | 2025 | 7 | -27.7 | 1
3 Revenue Sufficiency | 2025 | 7 | -27.5 | 1
3 Revenue Sufficiency | 2025 | 7 | -27.4 | 3
3 Revenue Sufficiency | 2025 | 7 | -27.3 | 2
3 Revenue Sufficiency | 2025 | 7 | -27.2 | 1
3 Revenue Sufficiency | 2025 | 7 | -27 | 3
3 Revenue Sufficiency | 2025 | 7 | -26.9 | 2
3 Revenue Sufficiency | 2025 | 7 | -26.8 | 2
3 Revenue Sufficiency | 2025 | 7 | -26.7 | 2
3 Revenue Sufficiency | 2025 | 7 | -26.6 | 2
3 Revenue Sufficiency | 2025 | 7 | -26.4 | 2
3 Revenue Sufficiency | 2025 | 7 | -26.3 | 2
3 Revenue Sufficiency | 2025 | 7 | -26.2 | 2
3 Revenue Sufficiency | 2025 | 7 | -26.1 | 3
3 Revenue Sufficiency | 2025 | 7 | -25.9 | 2
3 Revenue Sufficiency | 2025 | 7 | -25.8 | 2
3 Revenue Sufficiency | 2025 | 7 | -25.7 | 1
3 Revenue Sufficiency | 2025 | 7 | -25.6 | 3
3 Revenue Sufficiency | 2025 | 7 | -25.4 | 1
3 Revenue Sufficiency | 2025 | 7 | -25.3 | 1
3 Revenue Sufficiency | 2025 | 7 | -25.2 | 1
3 Revenue Sufficiency | 2025 | 7 | -25.1 | 2
3 Revenue Sufficiency | 2025 | 7 | -25 | 2
3 Revenue Sufficiency | 2025 | 7 | -24.9 | 3
3 Revenue Sufficiency | 2025 | 7 | -24.8 | 3
3 Revenue Sufficiency | 2025 | 7 | -24.7 | 4
3 Revenue Sufficiency | 2025 | 7 | -24.6 | 1
3 Revenue Sufficiency | 2025 | 7 | -24.5 | 1
3 Revenue Sufficiency | 2025 | 7 | -24.4 | 3
3 Revenue Sufficiency | 2025 | 7 | -24.3 | 1
3 Revenue Sufficiency | 2025 | 7 | -24.2 | 3
3 Revenue Sufficiency | 2025 | 7 | -24 | 1
3 Revenue Sufficiency | 2025 | 7 | -23.9 | 1
3 Revenue Sufficiency | 2025 | 7 | -23.8 | 2
3 Revenue Sufficiency | 2025 | 7 | -23.7 | 3
3 Revenue Sufficiency | 2025 | 7 | -23.6 | 1
3 Revenue Sufficiency | 2025 | 7 | -23.5 | 1
3 Revenue Sufficiency | 2025 | 7 | -23.4 | 4
3 Revenue Sufficiency | 2025 | 7 | -23.3 | 5
3 Revenue Sufficiency | 2025 | 7 | -23.1 | 4
3 Revenue Sufficiency | 2025 | 7 | -23 | 1
3 Revenue Sufficiency | 2025 | 7 | -22.9 | 1
3 Revenue Sufficiency | 2025 | 7 | -22.8 | 2
3 Revenue Sufficiency | 2025 | 7 | -22.7 | 3
3 Revenue Sufficiency | 2025 | 7 | -22.6 | 2
3 Revenue Sufficiency | 2025 | 7 | -22.5 | 2
3 Revenue Sufficiency | 2025 | 7 | -22.4 | 3
3 Revenue Sufficiency | 2025 | 7 | -22.3 | 1
3 Revenue Sufficiency | 2025 | 7 | -22.2 | 3
3 Revenue Sufficiency | 2025 | 7 | -22.1 | 5
3 Revenue Sufficiency | 2025 | 7 | -22 | 3
3 Revenue Sufficiency | 2025 | 7 | -21.9 | 2
3 Revenue Sufficiency | 2025 | 7 | -21.8 | 4
3 Revenue Sufficiency | 2025 | 7 | -21.7 | 2
3 Revenue Sufficiency | 2025 | 7 | -21.6 | 3
3 Revenue Sufficiency | 2025 | 7 | -21.5 | 3
3 Revenue Sufficiency | 2025 | 7 | -21.4 | 3
3 Revenue Sufficiency | 2025 | 7 | -21.3 | 2
3 Revenue Sufficiency | 2025 | 7 | -21.2 | 2
3 Revenue Sufficiency | 2025 | 7 | -21.1 | 2
3 Revenue Sufficiency | 2025 | 7 | -21 | 3
3 Revenue Sufficiency | 2025 | 7 | -20.9 | 2
3 Revenue Sufficiency | 2025 | 7 | -20.8 | 4
3 Revenue Sufficiency | 2025 | 7 | -20.7 | 2
3 Revenue Sufficiency | 2025 | 7 | -20.6 | 4
3 Revenue Sufficiency | 2025 | 7 | -20.5 | 1
3 Revenue Sufficiency | 2025 | 7 | -20.3 | 2
3 Revenue Sufficiency | 2025 | 7 | -20.2 | 2
3 Revenue Sufficiency | 2025 | 7 | -20.1 | 1
3 Revenue Sufficiency | 2025 | 7 | -20 | 2
3 Revenue Sufficiency | 2025 | 7 | -19.9 | 1
3 Revenue Sufficiency | 2025 | 7 | -19.8 | 4
3 Revenue Sufficiency | 2025 | 7 | -19.7 | 3
3 Revenue Sufficiency | 2025 | 7 | -19.5 | 2
3 Revenue Sufficiency | 2025 | 7 | -19.4 | 2
3 Revenue Sufficiency | 2025 | 7 | -19.3 | 3
3 Revenue Sufficiency | 2025 | 7 | -19.2 | 3
3 Revenue Sufficiency | 2025 | 7 | -19 | 2
3 Revenue Sufficiency | 2025 | 7 | -18.8 | 1
3 Revenue Sufficiency | 2025 | 7 | -18.7 | 2
3 Revenue Sufficiency | 2025 | 7 | -18.6 | 3
3 Revenue Sufficiency | 2025 | 7 | -18.5 | 1
3 Revenue Sufficiency | 2025 | 7 | -18.4 | 4
3 Revenue Sufficiency | 2025 | 7 | -18.3 | 3
3 Revenue Sufficiency | 2025 | 7 | -18.1 | 2
3 Revenue Sufficiency | 2025 | 7 | -18 | 2
3 Revenue Sufficiency | 2025 | 7 | -17.9 | 3
3 Revenue Sufficiency | 2025 | 7 | -17.8 | 3
3 Revenue Sufficiency | 2025 | 7 | -17.7 | 3
3 Revenue Sufficiency | 2025 | 7 | -17.6 | 3
3 Revenue Sufficiency | 2025 | 7 | -17.5 | 4
3 Revenue Sufficiency | 2025 | 7 | -17.4 | 3
3 Revenue Sufficiency | 2025 | 7 | -17.3 | 2
3 Revenue Sufficiency | 2025 | 7 | -17.2 | 3
3 Revenue Sufficiency | 2025 | 7 | -17.1 | 1
3 Revenue Sufficiency | 2025 | 7 | -17 | 1
3 Revenue Sufficiency | 2025 | 7 | -16.9 | 2
3 Revenue Sufficiency | 2025 | 7 | -16.8 | 8
3 Revenue Sufficiency | 2025 | 7 | -16.7 | 4
3 Revenue Sufficiency | 2025 | 7 | -16.6 | 3
3 Revenue Sufficiency | 2025 | 7 | -16.5 | 4
3 Revenue Sufficiency | 2025 | 7 | -16.4 | 7
3 Revenue Sufficiency | 2025 | 7 | -16.3 | 4
3 Revenue Sufficiency | 2025 | 7 | -16.2 | 1
3 Revenue Sufficiency | 2025 | 7 | -16.1 | 3
3 Revenue Sufficiency | 2025 | 7 | -16 | 2
3 Revenue Sufficiency | 2025 | 7 | -15.9 | 1
3 Revenue Sufficiency | 2025 | 7 | -15.8 | 3
3 Revenue Sufficiency | 2025 | 7 | -15.7 | 3
3 Revenue Sufficiency | 2025 | 7 | -15.6 | 1
3 Revenue Sufficiency | 2025 | 7 | -15.5 | 3
3 Revenue Sufficiency | 2025 | 7 | -15.4 | 3
3 Revenue Sufficiency | 2025 | 7 | -15.3 | 2
3 Revenue Sufficiency | 2025 | 7 | -15.1 | 2
3 Revenue Sufficiency | 2025 | 7 | -15 | 3
3 Revenue Sufficiency | 2025 | 7 | -14.9 | 3
3 Revenue Sufficiency | 2025 | 7 | -14.8 | 2
3 Revenue Sufficiency | 2025 | 7 | -14.7 | 3
3 Revenue Sufficiency | 2025 | 7 | -14.6 | 3
3 Revenue Sufficiency | 2025 | 7 | -14.5 | 4
3 Revenue Sufficiency | 2025 | 7 | -14.4 | 3
3 Revenue Sufficiency | 2025 | 7 | -14.3 | 1
3 Revenue Sufficiency | 2025 | 7 | -14.2 | 1
3 Revenue Sufficiency | 2025 | 7 | -14.1 | 2
3 Revenue Sufficiency | 2025 | 7 | -14 | 2
3 Revenue Sufficiency | 2025 | 7 | -13.8 | 4
3 Revenue Sufficiency | 2025 | 7 | -13.7 | 1
3 Revenue Sufficiency | 2025 | 7 | -13.6 | 1
3 Revenue Sufficiency | 2025 | 7 | -13.5 | 3
3 Revenue Sufficiency | 2025 | 7 | -13.4 | 2
3 Revenue Sufficiency | 2025 | 7 | -13.1 | 2
3 Revenue Sufficiency | 2025 | 7 | -13 | 1
3 Revenue Sufficiency | 2025 | 7 | -12.9 | 1
3 Revenue Sufficiency | 2025 | 7 | -12.8 | 1
3 Revenue Sufficiency | 2025 | 7 | -12.6 | 1
3 Revenue Sufficiency | 2025 | 7 | -12.5 | 2
3 Revenue Sufficiency | 2025 | 7 | -12.3 | 2
3 Revenue Sufficiency | 2025 | 7 | -12.2 | 3
3 Revenue Sufficiency | 2025 | 7 | -12.1 | 2
3 Revenue Sufficiency | 2025 | 7 | -12 | 1
3 Revenue Sufficiency | 2025 | 7 | -11.9 | 7
3 Revenue Sufficiency | 2025 | 7 | -11.8 | 1
3 Revenue Sufficiency | 2025 | 7 | -11.7 | 1
3 Revenue Sufficiency | 2025 | 7 | -11.6 | 4
3 Revenue Sufficiency | 2025 | 7 | -11.5 | 1
3 Revenue Sufficiency | 2025 | 7 | -11.4 | 2
3 Revenue Sufficiency | 2025 | 7 | -11.3 | 2
3 Revenue Sufficiency | 2025 | 7 | -11.2 | 3
3 Revenue Sufficiency | 2025 | 7 | -11.1 | 4
3 Revenue Sufficiency | 2025 | 7 | -11 | 2
3 Revenue Sufficiency | 2025 | 7 | -10.8 | 1
3 Revenue Sufficiency | 2025 | 7 | -10.7 | 1
3 Revenue Sufficiency | 2025 | 7 | -10.6 | 1
3 Revenue Sufficiency | 2025 | 7 | -10.5 | 3
3 Revenue Sufficiency | 2025 | 7 | -10.3 | 3
3 Revenue Sufficiency | 2025 | 7 | -10.2 | 1
3 Revenue Sufficiency | 2025 | 7 | -10.1 | 1
3 Revenue Sufficiency | 2025 | 7 | -10 | 1
3 Revenue Sufficiency | 2025 | 7 | -9.9 | 2
3 Revenue Sufficiency | 2025 | 7 | -9.8 | 2
3 Revenue Sufficiency | 2025 | 7 | -9.7 | 1
3 Revenue Sufficiency | 2025 | 7 | -9.5 | 1
3 Revenue Sufficiency | 2025 | 7 | -9.4 | 1
3 Revenue Sufficiency | 2025 | 7 | -9.3 | 1
3 Revenue Sufficiency | 2025 | 7 | -9.2 | 1
3 Revenue Sufficiency | 2025 | 7 | -9.1 | 1
3 Revenue Sufficiency | 2025 | 7 | -9 | 1
3 Revenue Sufficiency | 2025 | 7 | -8.9 | 3
3 Revenue Sufficiency | 2025 | 7 | -8.8 | 1
3 Revenue Sufficiency | 2025 | 7 | -8.7 | 4
3 Revenue Sufficiency | 2025 | 7 | -8.6 | 2
3 Revenue Sufficiency | 2025 | 7 | -8.4 | 1
3 Revenue Sufficiency | 2025 | 7 | -8.2 | 3
3 Revenue Sufficiency | 2025 | 7 | -8.1 | 1
3 Revenue Sufficiency | 2025 | 7 | -7.8 | 1
3 Revenue Sufficiency | 2025 | 7 | -7.7 | 2
3 Revenue Sufficiency | 2025 | 7 | -7.6 | 1
3 Revenue Sufficiency | 2025 | 7 | -7.4 | 2
3 Revenue Sufficiency | 2025 | 7 | -7.3 | 1
3 Revenue Sufficiency | 2025 | 7 | -7.2 | 2
3 Revenue Sufficiency | 2025 | 7 | -7.1 | 1
3 Revenue Sufficiency | 2025 | 7 | -7 | 1
3 Revenue Sufficiency | 2025 | 7 | -6.9 | 1
3 Revenue Sufficiency | 2025 | 7 | -6.8 | 1
3 Revenue Sufficiency | 2025 | 7 | -6.4 | 1
3 Revenue Sufficiency | 2025 | 7 | -6.1 | 1
3 Revenue Sufficiency | 2025 | 7 | -5.8 | 2
3 Revenue Sufficiency | 2025 | 7 | -5.7 | 1
3 Revenue Sufficiency | 2025 | 7 | -5.5 | 1
3 Revenue Sufficiency | 2025 | 7 | -5.1 | 1
3 Revenue Sufficiency | 2025 | 7 | -5 | 2
3 Revenue Sufficiency | 2025 | 7 | -4.9 | 1
3 Revenue Sufficiency | 2025 | 7 | -4.8 | 1
3 Revenue Sufficiency | 2025 | 7 | -4.7 | 1
3 Revenue Sufficiency | 2025 | 7 | -4.6 | 1
3 Revenue Sufficiency | 2025 | 7 | -3.9 | 1
3 Revenue Sufficiency | 2025 | 7 | -3.4 | 1
3 Revenue Sufficiency | 2025 | 7 | -2.7 | 1
3 Revenue Sufficiency | 2025 | 7 | -2 | 1
3 Revenue Sufficiency | 2025 | 7 | -1.2 | 1
3 Revenue Sufficiency | 2025 | 7 | 1.8 | 1
3 Revenue Sufficiency | 2025 | 7 | 3.6 | 1
3 Revenue Sufficiency | 2025 | 7 | 3.7 | 1
3 Revenue Sufficiency | 2025 | 7 | 3.9 | 1
3 Revenue Sufficiency | 2025 | 7 | 4.4 | 1
3 Revenue Sufficiency | 2025 | 7 | 4.5 | 1
3 Revenue Sufficiency | 2025 | 7 | 4.8 | 1
3 Revenue Sufficiency | 2025 | 7 | 5.4 | 1
3 Revenue Sufficiency | 2025 | 7 | 5.6 | 1
3 Revenue Sufficiency | 2025 | 7 | 5.8 | 2
3 Revenue Sufficiency | 2025 | 7 | 5.9 | 1
3 Revenue Sufficiency | 2025 | 7 | 6 | 1
3 Revenue Sufficiency | 2025 | 7 | 6.3 | 1
3 Revenue Sufficiency | 2025 | 7 | 6.4 | 1
3 Revenue Sufficiency | 2025 | 7 | 6.8 | 1
3 Revenue Sufficiency | 2025 | 7 | 7.1 | 1
3 Revenue Sufficiency | 2025 | 7 | 7.2 | 2
3 Revenue Sufficiency | 2025 | 7 | 7.4 | 1
3 Revenue Sufficiency | 2025 | 7 | 7.6 | 1
3 Revenue Sufficiency | 2025 | 7 | 7.7 | 1
3 Revenue Sufficiency | 2025 | 7 | 7.9 | 1
3 Revenue Sufficiency | 2025 | 7 | 8 | 1
3 Revenue Sufficiency | 2025 | 7 | 8.1 | 1
3 Revenue Sufficiency | 2025 | 7 | 8.2 | 2
3 Revenue Sufficiency | 2025 | 7 | 8.4 | 1
3 Revenue Sufficiency | 2025 | 7 | 8.7 | 1
3 Revenue Sufficiency | 2025 | 7 | 8.8 | 2
3 Revenue Sufficiency | 2025 | 7 | 8.9 | 5
3 Revenue Sufficiency | 2025 | 7 | 9 | 2
3 Revenue Sufficiency | 2025 | 7 | 9.1 | 2
3 Revenue Sufficiency | 2025 | 7 | 9.2 | 2
3 Revenue Sufficiency | 2025 | 7 | 9.4 | 3
3 Revenue Sufficiency | 2025 | 7 | 9.5 | 2
3 Revenue Sufficiency | 2025 | 7 | 9.6 | 1
3 Revenue Sufficiency | 2025 | 7 | 9.7 | 2
3 Revenue Sufficiency | 2025 | 7 | 9.9 | 3
3 Revenue Sufficiency | 2025 | 7 | 10.1 | 2
3 Revenue Sufficiency | 2025 | 7 | 10.2 | 1
3 Revenue Sufficiency | 2025 | 7 | 10.3 | 4
3 Revenue Sufficiency | 2025 | 7 | 10.4 | 2
3 Revenue Sufficiency | 2025 | 7 | 10.5 | 2
3 Revenue Sufficiency | 2025 | 7 | 10.6 | 2
3 Revenue Sufficiency | 2025 | 7 | 10.8 | 2
3 Revenue Sufficiency | 2025 | 7 | 10.9 | 2
3 Revenue Sufficiency | 2025 | 7 | 11 | 2
3 Revenue Sufficiency | 2025 | 7 | 11.1 | 1
3 Revenue Sufficiency | 2025 | 7 | 11.2 | 3
3 Revenue Sufficiency | 2025 | 7 | 11.3 | 2
3 Revenue Sufficiency | 2025 | 7 | 11.4 | 4
3 Revenue Sufficiency | 2025 | 7 | 11.5 | 4
3 Revenue Sufficiency | 2025 | 7 | 11.6 | 3
3 Revenue Sufficiency | 2025 | 7 | 11.8 | 3
3 Revenue Sufficiency | 2025 | 7 | 11.9 | 1
3 Revenue Sufficiency | 2025 | 7 | 12 | 2
3 Revenue Sufficiency | 2025 | 7 | 12.1 | 3
3 Revenue Sufficiency | 2025 | 7 | 12.2 | 2
3 Revenue Sufficiency | 2025 | 7 | 12.3 | 3
3 Revenue Sufficiency | 2025 | 7 | 12.4 | 2
3 Revenue Sufficiency | 2025 | 7 | 12.5 | 2
3 Revenue Sufficiency | 2025 | 7 | 12.6 | 5
3 Revenue Sufficiency | 2025 | 7 | 12.7 | 2
3 Revenue Sufficiency | 2025 | 7 | 12.8 | 2
3 Revenue Sufficiency | 2025 | 7 | 12.9 | 3
3 Revenue Sufficiency | 2025 | 7 | 13.1 | 4
3 Revenue Sufficiency | 2025 | 7 | 13.2 | 1
3 Revenue Sufficiency | 2025 | 7 | 13.3 | 3
3 Revenue Sufficiency | 2025 | 7 | 13.4 | 2
3 Revenue Sufficiency | 2025 | 7 | 13.5 | 3
3 Revenue Sufficiency | 2025 | 7 | 13.6 | 3
3 Revenue Sufficiency | 2025 | 7 | 13.7 | 1
3 Revenue Sufficiency | 2025 | 7 | 13.8 | 7
3 Revenue Sufficiency | 2025 | 7 | 13.9 | 2
3 Revenue Sufficiency | 2025 | 7 | 14 | 2
3 Revenue Sufficiency | 2025 | 7 | 14.1 | 1
3 Revenue Sufficiency | 2025 | 7 | 14.2 | 2
3 Revenue Sufficiency | 2025 | 7 | 14.3 | 6
3 Revenue Sufficiency | 2025 | 7 | 14.4 | 3
3 Revenue Sufficiency | 2025 | 7 | 14.5 | 3
3 Revenue Sufficiency | 2025 | 7 | 14.6 | 3
3 Revenue Sufficiency | 2025 | 7 | 14.7 | 1
3 Revenue Sufficiency | 2025 | 7 | 14.8 | 3
3 Revenue Sufficiency | 2025 | 7 | 14.9 | 2
3 Revenue Sufficiency | 2025 | 7 | 15 | 2
3 Revenue Sufficiency | 2025 | 7 | 15.1 | 1
3 Revenue Sufficiency | 2025 | 7 | 15.2 | 1
3 Revenue Sufficiency | 2025 | 7 | 15.3 | 1
3 Revenue Sufficiency | 2025 | 7 | 15.4 | 4
3 Revenue Sufficiency | 2025 | 7 | 15.6 | 2
3 Revenue Sufficiency | 2025 | 7 | 15.7 | 1
3 Revenue Sufficiency | 2025 | 7 | 15.8 | 2
3 Revenue Sufficiency | 2025 | 7 | 15.9 | 5
3 Revenue Sufficiency | 2025 | 7 | 16 | 1
3 Revenue Sufficiency | 2025 | 7 | 16.1 | 1
3 Revenue Sufficiency | 2025 | 7 | 16.2 | 5
3 Revenue Sufficiency | 2025 | 7 | 16.3 | 3
3 Revenue Sufficiency | 2025 | 7 | 16.4 | 1
3 Revenue Sufficiency | 2025 | 7 | 16.6 | 5
3 Revenue Sufficiency | 2025 | 7 | 16.7 | 2
3 Revenue Sufficiency | 2025 | 7 | 16.8 | 1
3 Revenue Sufficiency | 2025 | 7 | 16.9 | 4
3 Revenue Sufficiency | 2025 | 7 | 17 | 1
3 Revenue Sufficiency | 2025 | 7 | 17.2 | 1
3 Revenue Sufficiency | 2025 | 7 | 17.3 | 1
3 Revenue Sufficiency | 2025 | 7 | 17.4 | 4
3 Revenue Sufficiency | 2025 | 7 | 17.5 | 5
3 Revenue Sufficiency | 2025 | 7 | 17.6 | 2
3 Revenue Sufficiency | 2025 | 7 | 17.9 | 2
3 Revenue Sufficiency | 2025 | 7 | 18 | 2
3 Revenue Sufficiency | 2025 | 7 | 18.1 | 1
3 Revenue Sufficiency | 2025 | 7 | 18.2 | 2
3 Revenue Sufficiency | 2025 | 7 | 18.3 | 2
3 Revenue Sufficiency | 2025 | 7 | 18.4 | 5
3 Revenue Sufficiency | 2025 | 7 | 18.5 | 2
3 Revenue Sufficiency | 2025 | 7 | 18.6 | 2
3 Revenue Sufficiency | 2025 | 7 | 18.7 | 1
3 Revenue Sufficiency | 2025 | 7 | 18.8 | 2
3 Revenue Sufficiency | 2025 | 7 | 18.9 | 2
3 Revenue Sufficiency | 2025 | 7 | 19 | 5
3 Revenue Sufficiency | 2025 | 7 | 19.1 | 2
3 Revenue Sufficiency | 2025 | 7 | 19.2 | 3
3 Revenue Sufficiency | 2025 | 7 | 19.3 | 3
3 Revenue Sufficiency | 2025 | 7 | 19.5 | 4
3 Revenue Sufficiency | 2025 | 7 | 19.6 | 1
3 Revenue Sufficiency | 2025 | 7 | 19.7 | 3
3 Revenue Sufficiency | 2025 | 7 | 19.8 | 2
3 Revenue Sufficiency | 2025 | 7 | 19.9 | 5
3 Revenue Sufficiency | 2025 | 7 | 20 | 1
3 Revenue Sufficiency | 2025 | 7 | 20.1 | 4
3 Revenue Sufficiency | 2025 | 7 | 20.2 | 3
3 Revenue Sufficiency | 2025 | 7 | 20.3 | 3
3 Revenue Sufficiency | 2025 | 7 | 20.4 | 5
3 Revenue Sufficiency | 2025 | 7 | 20.6 | 2
3 Revenue Sufficiency | 2025 | 7 | 20.7 | 3
3 Revenue Sufficiency | 2025 | 7 | 20.8 | 4
3 Revenue Sufficiency | 2025 | 7 | 20.9 | 4
3 Revenue Sufficiency | 2025 | 7 | 21 | 2
3 Revenue Sufficiency | 2025 | 7 | 21.1 | 5
3 Revenue Sufficiency | 2025 | 7 | 21.2 | 2
3 Revenue Sufficiency | 2025 | 7 | 21.3 | 2
3 Revenue Sufficiency | 2025 | 7 | 21.4 | 2
3 Revenue Sufficiency | 2025 | 7 | 21.5 | 3
3 Revenue Sufficiency | 2025 | 7 | 21.6 | 1
3 Revenue Sufficiency | 2025 | 7 | 21.7 | 3
3 Revenue Sufficiency | 2025 | 7 | 21.8 | 2
3 Revenue Sufficiency | 2025 | 7 | 21.9 | 2
3 Revenue Sufficiency | 2025 | 7 | 22 | 2
3 Revenue Sufficiency | 2025 | 7 | 22.1 | 4
3 Revenue Sufficiency | 2025 | 7 | 22.2 | 2
3 Revenue Sufficiency | 2025 | 7 | 22.3 | 4
3 Revenue Sufficiency | 2025 | 7 | 22.4 | 1
3 Revenue Sufficiency | 2025 | 7 | 22.5 | 2
3 Revenue Sufficiency | 2025 | 7 | 22.6 | 2
3 Revenue Sufficiency | 2025 | 7 | 22.7 | 3
3 Revenue Sufficiency | 2025 | 7 | 22.8 | 3
3 Revenue Sufficiency | 2025 | 7 | 23 | 4
3 Revenue Sufficiency | 2025 | 7 | 23.1 | 2
3 Revenue Sufficiency | 2025 | 7 | 23.2 | 1
3 Revenue Sufficiency | 2025 | 7 | 23.3 | 1
3 Revenue Sufficiency | 2025 | 7 | 23.4 | 6
3 Revenue Sufficiency | 2025 | 7 | 23.5 | 3
3 Revenue Sufficiency | 2025 | 7 | 23.6 | 2
3 Revenue Sufficiency | 2025 | 7 | 23.7 | 3
3 Revenue Sufficiency | 2025 | 7 | 23.8 | 1
3 Revenue Sufficiency | 2025 | 7 | 24 | 1
3 Revenue Sufficiency | 2025 | 7 | 24.1 | 2
3 Revenue Sufficiency | 2025 | 7 | 24.2 | 4
3 Revenue Sufficiency | 2025 | 7 | 24.3 | 3
3 Revenue Sufficiency | 2025 | 7 | 24.6 | 3
3 Revenue Sufficiency | 2025 | 7 | 24.7 | 4
3 Revenue Sufficiency | 2025 | 7 | 24.8 | 4
3 Revenue Sufficiency | 2025 | 7 | 24.9 | 2
3 Revenue Sufficiency | 2025 | 7 | 25 | 2
3 Revenue Sufficiency | 2025 | 7 | 25.1 | 1
3 Revenue Sufficiency | 2025 | 7 | 25.2 | 1
3 Revenue Sufficiency | 2025 | 7 | 25.3 | 1
3 Revenue Sufficiency | 2025 | 7 | 25.4 | 1
3 Revenue Sufficiency | 2025 | 7 | 25.6 | 1
3 Revenue Sufficiency | 2025 | 7 | 25.8 | 1
3 Revenue Sufficiency | 2025 | 7 | 25.9 | 2
3 Revenue Sufficiency | 2025 | 7 | 26 | 2
3 Revenue Sufficiency | 2025 | 7 | 26.1 | 1
3 Revenue Sufficiency | 2025 | 7 | 26.2 | 2
3 Revenue Sufficiency | 2025 | 7 | 26.3 | 2
3 Revenue Sufficiency | 2025 | 7 | 26.4 | 4
3 Revenue Sufficiency | 2025 | 7 | 26.5 | 1
3 Revenue Sufficiency | 2025 | 7 | 26.6 | 1
3 Revenue Sufficiency | 2025 | 7 | 26.8 | 1
3 Revenue Sufficiency | 2025 | 7 | 26.9 | 2
3 Revenue Sufficiency | 2025 | 7 | 27 | 1
3 Revenue Sufficiency | 2025 | 7 | 27.1 | 1
3 Revenue Sufficiency | 2025 | 7 | 27.4 | 2
3 Revenue Sufficiency | 2025 | 7 | 27.5 | 2
3 Revenue Sufficiency | 2025 | 7 | 27.6 | 2
3 Revenue Sufficiency | 2025 | 7 | 27.8 | 3
3 Revenue Sufficiency | 2025 | 7 | 27.9 | 3
3 Revenue Sufficiency | 2025 | 7 | 28 | 2
3 Revenue Sufficiency | 2025 | 7 | 28.1 | 1
3 Revenue Sufficiency | 2025 | 7 | 28.3 | 3
3 Revenue Sufficiency | 2025 | 7 | 28.4 | 1
3 Revenue Sufficiency | 2025 | 7 | 28.6 | 4
3 Revenue Sufficiency | 2025 | 7 | 28.8 | 2
3 Revenue Sufficiency | 2025 | 7 | 28.9 | 3
3 Revenue Sufficiency | 2025 | 7 | 29 | 2
3 Revenue Sufficiency | 2025 | 7 | 29.2 | 5
3 Revenue Sufficiency | 2025 | 7 | 29.3 | 2
3 Revenue Sufficiency | 2025 | 7 | 29.4 | 2
3 Revenue Sufficiency | 2025 | 7 | 29.6 | 1
3 Revenue Sufficiency | 2025 | 7 | 29.8 | 1
3 Revenue Sufficiency | 2025 | 7 | 29.9 | 4
3 Revenue Sufficiency | 2025 | 7 | 30 | 3
3 Revenue Sufficiency | 2025 | 7 | 30.1 | 3
3 Revenue Sufficiency | 2025 | 7 | 30.2 | 1
3 Revenue Sufficiency | 2025 | 7 | 30.3 | 1
3 Revenue Sufficiency | 2025 | 7 | 30.4 | 1
3 Revenue Sufficiency | 2025 | 7 | 30.6 | 3
3 Revenue Sufficiency | 2025 | 7 | 30.7 | 1
3 Revenue Sufficiency | 2025 | 7 | 30.8 | 2
3 Revenue Sufficiency | 2025 | 7 | 30.9 | 2
3 Revenue Sufficiency | 2025 | 7 | 31 | 1
3 Revenue Sufficiency | 2025 | 7 | 31.1 | 1
3 Revenue Sufficiency | 2025 | 7 | 31.3 | 1
3 Revenue Sufficiency | 2025 | 7 | 31.4 | 3
3 Revenue Sufficiency | 2025 | 7 | 31.5 | 1
3 Revenue Sufficiency | 2025 | 7 | 31.6 | 1
3 Revenue Sufficiency | 2025 | 7 | 31.8 | 2
3 Revenue Sufficiency | 2025 | 7 | 32 | 2
3 Revenue Sufficiency | 2025 | 7 | 32.1 | 1
3 Revenue Sufficiency | 2025 | 7 | 32.3 | 1
3 Revenue Sufficiency | 2025 | 7 | 32.4 | 1
3 Revenue Sufficiency | 2025 | 7 | 32.5 | 1
3 Revenue Sufficiency | 2025 | 7 | 32.8 | 1
3 Revenue Sufficiency | 2025 | 7 | 32.9 | 1
3 Revenue Sufficiency | 2025 | 7 | 33 | 1
3 Revenue Sufficiency | 2025 | 7 | 33.1 | 2
3 Revenue Sufficiency | 2025 | 7 | 33.2 | 1
3 Revenue Sufficiency | 2025 | 7 | 33.3 | 3
3 Revenue Sufficiency | 2025 | 7 | 33.5 | 3
3 Revenue Sufficiency | 2025 | 7 | 33.6 | 2
3 Revenue Sufficiency | 2025 | 7 | 33.7 | 1
3 Revenue Sufficiency | 2025 | 7 | 33.8 | 1
3 Revenue Sufficiency | 2025 | 7 | 34 | 1
3 Revenue Sufficiency | 2025 | 7 | 34.2 | 1
3 Revenue Sufficiency | 2025 | 7 | 34.4 | 1
3 Revenue Sufficiency | 2025 | 7 | 34.6 | 1
3 Revenue Sufficiency | 2025 | 7 | 34.7 | 2
3 Revenue Sufficiency | 2025 | 7 | 34.8 | 1
3 Revenue Sufficiency | 2025 | 7 | 34.9 | 1
3 Revenue Sufficiency | 2025 | 7 | 35 | 1
3 Revenue Sufficiency | 2025 | 7 | 35.1 | 2
3 Revenue Sufficiency | 2025 | 7 | 35.2 | 1
3 Revenue Sufficiency | 2025 | 7 | 35.6 | 2
3 Revenue Sufficiency | 2025 | 7 | 35.7 | 4
3 Revenue Sufficiency | 2025 | 7 | 35.8 | 1
3 Revenue Sufficiency | 2025 | 7 | 35.9 | 1
3 Revenue Sufficiency | 2025 | 7 | 36.1 | 4
3 Revenue Sufficiency | 2025 | 7 | 36.3 | 1
3 Revenue Sufficiency | 2025 | 7 | 36.4 | 2
3 Revenue Sufficiency | 2025 | 7 | 36.5 | 1
3 Revenue Sufficiency | 2025 | 7 | 37.1 | 2
3 Revenue Sufficiency | 2025 | 7 | 37.2 | 1
3 Revenue Sufficiency | 2025 | 7 | 37.3 | 2
3 Revenue Sufficiency | 2025 | 7 | 37.4 | 2
3 Revenue Sufficiency | 2025 | 7 | 37.5 | 1
3 Revenue Sufficiency | 2025 | 7 | 37.6 | 1
3 Revenue Sufficiency | 2025 | 7 | 37.8 | 1
3 Revenue Sufficiency | 2025 | 7 | 37.9 | 1
3 Revenue Sufficiency | 2025 | 7 | 38.1 | 4
3 Revenue Sufficiency | 2025 | 7 | 38.2 | 1
3 Revenue Sufficiency | 2025 | 7 | 38.3 | 2
3 Revenue Sufficiency | 2025 | 7 | 38.4 | 2
3 Revenue Sufficiency | 2025 | 7 | 38.6 | 1
3 Revenue Sufficiency | 2025 | 7 | 38.8 | 1
3 Revenue Sufficiency | 2025 | 7 | 39.1 | 1
3 Revenue Sufficiency | 2025 | 7 | 39.4 | 1
3 Revenue Sufficiency | 2025 | 7 | 39.5 | 1
3 Revenue Sufficiency | 2025 | 7 | 39.8 | 1
3 Revenue Sufficiency | 2025 | 7 | 40.2 | 1
3 Revenue Sufficiency | 2025 | 7 | 40.3 | 1
3 Revenue Sufficiency | 2025 | 7 | 40.6 | 1
3 Revenue Sufficiency | 2025 | 7 | 40.7 | 1
3 Revenue Sufficiency | 2025 | 7 | 40.8 | 1
3 Revenue Sufficiency | 2025 | 7 | 41 | 1
3 Revenue Sufficiency | 2025 | 7 | 41.1 | 1
3 Revenue Sufficiency | 2025 | 7 | 41.2 | 1
3 Revenue Sufficiency | 2025 | 7 | 41.6 | 1
3 Revenue Sufficiency | 2025 | 7 | 42 | 2
3 Revenue Sufficiency | 2025 | 7 | 42.1 | 1
3 Revenue Sufficiency | 2025 | 7 | 42.3 | 1
3 Revenue Sufficiency | 2025 | 7 | 42.4 | 1
3 Revenue Sufficiency | 2025 | 7 | 42.6 | 1
3 Revenue Sufficiency | 2025 | 7 | 42.7 | 2
3 Revenue Sufficiency | 2025 | 7 | 42.9 | 1
3 Revenue Sufficiency | 2025 | 7 | 43.1 | 1
3 Revenue Sufficiency | 2025 | 7 | 43.2 | 1
3 Revenue Sufficiency | 2025 | 7 | 43.4 | 1
3 Revenue Sufficiency | 2025 | 7 | 43.7 | 1
3 Revenue Sufficiency | 2025 | 7 | 44.7 | 1
3 Revenue Sufficiency | 2025 | 7 | 44.8 | 1
3 Revenue Sufficiency | 2025 | 7 | 45.1 | 1
3 Revenue Sufficiency | 2025 | 7 | 45.4 | 1
3 Revenue Sufficiency | 2025 | 7 | 45.6 | 1
3 Revenue Sufficiency | 2025 | 7 | 45.7 | 2
3 Revenue Sufficiency | 2025 | 7 | 46.3 | 1
3 Revenue Sufficiency | 2025 | 7 | 47.1 | 1
3 Revenue Sufficiency | 2025 | 7 | 47.2 | 1
3 Revenue Sufficiency | 2025 | 7 | 47.8 | 1
3 Revenue Sufficiency | 2025 | 7 | 48.8 | 1
3 Revenue Sufficiency | 2025 | 7 | 48.9 | 2
3 Revenue Sufficiency | 2025 | 7 | 49.2 | 1
3 Revenue Sufficiency | 2025 | 7 | 50.7 | 1
3 Revenue Sufficiency | 2025 | 7 | 51.7 | 1
3 Revenue Sufficiency | 2025 | 7 | 54.1 | 1
3 Revenue Sufficiency | 2025 | 7 | 54.6 | 2
3 Revenue Sufficiency | 2025 | 7 | 54.7 | 1
3 Revenue Sufficiency | 2025 | 7 | 55.7 | 1
3 Revenue Sufficiency | 2025 | 7 | 56.4 | 1
3 Revenue Sufficiency | 2025 | 7 | 56.7 | 1
3 Revenue Sufficiency | 2025 | 7 | 58 | 1
3 Revenue Sufficiency | 2025 | 7 | 58.6 | 1
3 Revenue Sufficiency | 2025 | 7 | 58.9 | 1
3 Revenue Sufficiency | 2025 | 7 | 60.2 | 1
3 Revenue Sufficiency | 2025 | 7 | 66.9 | 1
3 Revenue Sufficiency | 2025 | 7 | 68.5 | 1
3 Revenue Sufficiency | 2025 | 7 | 68.8 | 1
3 Revenue Sufficiency | 2025 | 7 | 68.9 | 1
3 Revenue Sufficiency | 2025 | 7 | 69.9 | 1
3 Revenue Sufficiency | 2025 | 7 | 70.8 | 1
3 Revenue Sufficiency | 2025 | 7 | 86.7 | 1
3 Revenue Sufficiency | 2025 | 7 | 181.7 | 1
3 Revenue Sufficiency | 2025 | 7 | 266.7 | 1
3 Revenue Sufficiency | 2025 | 7 | 606.8 | 1
3 Revenue Sufficiency | 2025 | 8 | -80.5 | 1
3 Revenue Sufficiency | 2025 | 8 | -78.9 | 1
3 Revenue Sufficiency | 2025 | 8 | -77.1 | 1
3 Revenue Sufficiency | 2025 | 8 | -69.7 | 1
3 Revenue Sufficiency | 2025 | 8 | -68.9 | 1
3 Revenue Sufficiency | 2025 | 8 | -68.3 | 1
3 Revenue Sufficiency | 2025 | 8 | -67.8 | 1
3 Revenue Sufficiency | 2025 | 8 | -62.9 | 1
3 Revenue Sufficiency | 2025 | 8 | -61.9 | 1
3 Revenue Sufficiency | 2025 | 8 | -61 | 1
3 Revenue Sufficiency | 2025 | 8 | -58.8 | 1
3 Revenue Sufficiency | 2025 | 8 | -58.3 | 1
3 Revenue Sufficiency | 2025 | 8 | -57.4 | 1
3 Revenue Sufficiency | 2025 | 8 | -55.4 | 1
3 Revenue Sufficiency | 2025 | 8 | -54.9 | 1
3 Revenue Sufficiency | 2025 | 8 | -54.7 | 1
3 Revenue Sufficiency | 2025 | 8 | -54.3 | 1
3 Revenue Sufficiency | 2025 | 8 | -53.3 | 1
3 Revenue Sufficiency | 2025 | 8 | -53.2 | 1
3 Revenue Sufficiency | 2025 | 8 | -51.4 | 1
3 Revenue Sufficiency | 2025 | 8 | -50.1 | 1
3 Revenue Sufficiency | 2025 | 8 | -48.6 | 1
3 Revenue Sufficiency | 2025 | 8 | -47.7 | 1
3 Revenue Sufficiency | 2025 | 8 | -46.5 | 1
3 Revenue Sufficiency | 2025 | 8 | -46.2 | 1
3 Revenue Sufficiency | 2025 | 8 | -45.4 | 1
3 Revenue Sufficiency | 2025 | 8 | -44.9 | 1
3 Revenue Sufficiency | 2025 | 8 | -44.7 | 1
3 Revenue Sufficiency | 2025 | 8 | -44.1 | 1
3 Revenue Sufficiency | 2025 | 8 | -44 | 1
3 Revenue Sufficiency | 2025 | 8 | -43.8 | 2
3 Revenue Sufficiency | 2025 | 8 | -43.7 | 1
3 Revenue Sufficiency | 2025 | 8 | -43.4 | 1
3 Revenue Sufficiency | 2025 | 8 | -43.3 | 1
3 Revenue Sufficiency | 2025 | 8 | -43.2 | 1
3 Revenue Sufficiency | 2025 | 8 | -43 | 2
3 Revenue Sufficiency | 2025 | 8 | -42.1 | 1
3 Revenue Sufficiency | 2025 | 8 | -41.9 | 1
3 Revenue Sufficiency | 2025 | 8 | -41.5 | 1
3 Revenue Sufficiency | 2025 | 8 | -40.9 | 1
3 Revenue Sufficiency | 2025 | 8 | -40.8 | 2
3 Revenue Sufficiency | 2025 | 8 | -40.6 | 1
3 Revenue Sufficiency | 2025 | 8 | -40.2 | 1
3 Revenue Sufficiency | 2025 | 8 | -40.1 | 1
3 Revenue Sufficiency | 2025 | 8 | -40 | 1
3 Revenue Sufficiency | 2025 | 8 | -39.9 | 1
3 Revenue Sufficiency | 2025 | 8 | -39.6 | 2
3 Revenue Sufficiency | 2025 | 8 | -39.5 | 1
3 Revenue Sufficiency | 2025 | 8 | -39.1 | 1
3 Revenue Sufficiency | 2025 | 8 | -39 | 1
3 Revenue Sufficiency | 2025 | 8 | -38.8 | 1
3 Revenue Sufficiency | 2025 | 8 | -38.6 | 1
3 Revenue Sufficiency | 2025 | 8 | -38.5 | 1
3 Revenue Sufficiency | 2025 | 8 | -38.4 | 1
3 Revenue Sufficiency | 2025 | 8 | -38.3 | 2
3 Revenue Sufficiency | 2025 | 8 | -38 | 1
3 Revenue Sufficiency | 2025 | 8 | -37.9 | 1
3 Revenue Sufficiency | 2025 | 8 | -37.8 | 1
3 Revenue Sufficiency | 2025 | 8 | -37.7 | 1
3 Revenue Sufficiency | 2025 | 8 | -37.6 | 1
3 Revenue Sufficiency | 2025 | 8 | -37.2 | 1
3 Revenue Sufficiency | 2025 | 8 | -37.1 | 1
3 Revenue Sufficiency | 2025 | 8 | -37 | 1
3 Revenue Sufficiency | 2025 | 8 | -36.6 | 1
3 Revenue Sufficiency | 2025 | 8 | -36.5 | 1
3 Revenue Sufficiency | 2025 | 8 | -36.3 | 1
3 Revenue Sufficiency | 2025 | 8 | -35.8 | 1
3 Revenue Sufficiency | 2025 | 8 | -35.7 | 1
3 Revenue Sufficiency | 2025 | 8 | -35.6 | 1
3 Revenue Sufficiency | 2025 | 8 | -35.3 | 1
3 Revenue Sufficiency | 2025 | 8 | -34.9 | 2
3 Revenue Sufficiency | 2025 | 8 | -34.8 | 1
3 Revenue Sufficiency | 2025 | 8 | -34.7 | 1
3 Revenue Sufficiency | 2025 | 8 | -34.5 | 1
3 Revenue Sufficiency | 2025 | 8 | -34.3 | 2
3 Revenue Sufficiency | 2025 | 8 | -34.2 | 1
3 Revenue Sufficiency | 2025 | 8 | -33.9 | 1
3 Revenue Sufficiency | 2025 | 8 | -33.8 | 1
3 Revenue Sufficiency | 2025 | 8 | -33.7 | 1
3 Revenue Sufficiency | 2025 | 8 | -33.3 | 1
3 Revenue Sufficiency | 2025 | 8 | -33.2 | 2
3 Revenue Sufficiency | 2025 | 8 | -33.1 | 1
3 Revenue Sufficiency | 2025 | 8 | -32.9 | 2
3 Revenue Sufficiency | 2025 | 8 | -32.8 | 1
3 Revenue Sufficiency | 2025 | 8 | -32.3 | 2
3 Revenue Sufficiency | 2025 | 8 | -32.2 | 2
3 Revenue Sufficiency | 2025 | 8 | -31.9 | 1
3 Revenue Sufficiency | 2025 | 8 | -31.4 | 1
3 Revenue Sufficiency | 2025 | 8 | -31.3 | 1
3 Revenue Sufficiency | 2025 | 8 | -31.2 | 2
3 Revenue Sufficiency | 2025 | 8 | -31 | 1
3 Revenue Sufficiency | 2025 | 8 | -30.9 | 1
3 Revenue Sufficiency | 2025 | 8 | -30.8 | 1
3 Revenue Sufficiency | 2025 | 8 | -30.7 | 1
3 Revenue Sufficiency | 2025 | 8 | -30.6 | 3
3 Revenue Sufficiency | 2025 | 8 | -30.4 | 2
3 Revenue Sufficiency | 2025 | 8 | -30.1 | 2
3 Revenue Sufficiency | 2025 | 8 | -29.9 | 1
3 Revenue Sufficiency | 2025 | 8 | -29.8 | 1
3 Revenue Sufficiency | 2025 | 8 | -29.7 | 1
3 Revenue Sufficiency | 2025 | 8 | -29.4 | 2
3 Revenue Sufficiency | 2025 | 8 | -28.9 | 1
3 Revenue Sufficiency | 2025 | 8 | -28.8 | 1
3 Revenue Sufficiency | 2025 | 8 | -28.5 | 2
3 Revenue Sufficiency | 2025 | 8 | -28.2 | 1
3 Revenue Sufficiency | 2025 | 8 | -28.1 | 1
3 Revenue Sufficiency | 2025 | 8 | -27.7 | 3
3 Revenue Sufficiency | 2025 | 8 | -27.6 | 2
3 Revenue Sufficiency | 2025 | 8 | -27.4 | 1
3 Revenue Sufficiency | 2025 | 8 | -27.2 | 3
3 Revenue Sufficiency | 2025 | 8 | -27.1 | 2
3 Revenue Sufficiency | 2025 | 8 | -27 | 3
3 Revenue Sufficiency | 2025 | 8 | -26.9 | 1
3 Revenue Sufficiency | 2025 | 8 | -26.8 | 2
3 Revenue Sufficiency | 2025 | 8 | -26.5 | 2
3 Revenue Sufficiency | 2025 | 8 | -26.4 | 3
3 Revenue Sufficiency | 2025 | 8 | -26.2 | 1
3 Revenue Sufficiency | 2025 | 8 | -26.1 | 1
3 Revenue Sufficiency | 2025 | 8 | -26 | 1
3 Revenue Sufficiency | 2025 | 8 | -25.9 | 1
3 Revenue Sufficiency | 2025 | 8 | -25.7 | 3
3 Revenue Sufficiency | 2025 | 8 | -25.5 | 3
3 Revenue Sufficiency | 2025 | 8 | -25.4 | 2
3 Revenue Sufficiency | 2025 | 8 | -25.3 | 1
3 Revenue Sufficiency | 2025 | 8 | -25.2 | 1
3 Revenue Sufficiency | 2025 | 8 | -25 | 2
3 Revenue Sufficiency | 2025 | 8 | -24.9 | 6
3 Revenue Sufficiency | 2025 | 8 | -24.8 | 1
3 Revenue Sufficiency | 2025 | 8 | -24.7 | 1
3 Revenue Sufficiency | 2025 | 8 | -24.6 | 1
3 Revenue Sufficiency | 2025 | 8 | -24.5 | 2
3 Revenue Sufficiency | 2025 | 8 | -24.3 | 1
3 Revenue Sufficiency | 2025 | 8 | -24.2 | 4
3 Revenue Sufficiency | 2025 | 8 | -24.1 | 1
3 Revenue Sufficiency | 2025 | 8 | -24 | 1
3 Revenue Sufficiency | 2025 | 8 | -23.9 | 2
3 Revenue Sufficiency | 2025 | 8 | -23.8 | 3
3 Revenue Sufficiency | 2025 | 8 | -23.7 | 2
3 Revenue Sufficiency | 2025 | 8 | -23.6 | 3
3 Revenue Sufficiency | 2025 | 8 | -23.5 | 1
3 Revenue Sufficiency | 2025 | 8 | -23.4 | 2
3 Revenue Sufficiency | 2025 | 8 | -23.3 | 2
3 Revenue Sufficiency | 2025 | 8 | -23 | 3
3 Revenue Sufficiency | 2025 | 8 | -22.8 | 3
3 Revenue Sufficiency | 2025 | 8 | -22.7 | 3
3 Revenue Sufficiency | 2025 | 8 | -22.6 | 2
3 Revenue Sufficiency | 2025 | 8 | -22.1 | 1
3 Revenue Sufficiency | 2025 | 8 | -22 | 2
3 Revenue Sufficiency | 2025 | 8 | -21.9 | 4
3 Revenue Sufficiency | 2025 | 8 | -21.8 | 2
3 Revenue Sufficiency | 2025 | 8 | -21.7 | 2
3 Revenue Sufficiency | 2025 | 8 | -21.6 | 1
3 Revenue Sufficiency | 2025 | 8 | -21.5 | 2
3 Revenue Sufficiency | 2025 | 8 | -21.4 | 2
3 Revenue Sufficiency | 2025 | 8 | -21.3 | 2
3 Revenue Sufficiency | 2025 | 8 | -21.2 | 4
3 Revenue Sufficiency | 2025 | 8 | -21 | 1
3 Revenue Sufficiency | 2025 | 8 | -20.9 | 1
3 Revenue Sufficiency | 2025 | 8 | -20.8 | 1
3 Revenue Sufficiency | 2025 | 8 | -20.7 | 5
3 Revenue Sufficiency | 2025 | 8 | -20.6 | 2
3 Revenue Sufficiency | 2025 | 8 | -20.5 | 1
3 Revenue Sufficiency | 2025 | 8 | -20.4 | 1
3 Revenue Sufficiency | 2025 | 8 | -20.3 | 4
3 Revenue Sufficiency | 2025 | 8 | -20.2 | 3
3 Revenue Sufficiency | 2025 | 8 | -20.1 | 3
3 Revenue Sufficiency | 2025 | 8 | -20 | 5
3 Revenue Sufficiency | 2025 | 8 | -19.9 | 1
3 Revenue Sufficiency | 2025 | 8 | -19.8 | 3
3 Revenue Sufficiency | 2025 | 8 | -19.7 | 1
3 Revenue Sufficiency | 2025 | 8 | -19.6 | 2
3 Revenue Sufficiency | 2025 | 8 | -19.5 | 1
3 Revenue Sufficiency | 2025 | 8 | -19.4 | 3
3 Revenue Sufficiency | 2025 | 8 | -19.3 | 2
3 Revenue Sufficiency | 2025 | 8 | -19.1 | 1
3 Revenue Sufficiency | 2025 | 8 | -18.9 | 2
3 Revenue Sufficiency | 2025 | 8 | -18.8 | 2
3 Revenue Sufficiency | 2025 | 8 | -18.7 | 2
3 Revenue Sufficiency | 2025 | 8 | -18.6 | 2
3 Revenue Sufficiency | 2025 | 8 | -18.5 | 1
3 Revenue Sufficiency | 2025 | 8 | -18.4 | 2
3 Revenue Sufficiency | 2025 | 8 | -18.3 | 3
3 Revenue Sufficiency | 2025 | 8 | -18.1 | 2
3 Revenue Sufficiency | 2025 | 8 | -18 | 1
3 Revenue Sufficiency | 2025 | 8 | -17.9 | 3
3 Revenue Sufficiency | 2025 | 8 | -17.8 | 2
3 Revenue Sufficiency | 2025 | 8 | -17.7 | 1
3 Revenue Sufficiency | 2025 | 8 | -17.6 | 1
3 Revenue Sufficiency | 2025 | 8 | -17.5 | 4
3 Revenue Sufficiency | 2025 | 8 | -17.3 | 4
3 Revenue Sufficiency | 2025 | 8 | -17.2 | 3
3 Revenue Sufficiency | 2025 | 8 | -17.1 | 2
3 Revenue Sufficiency | 2025 | 8 | -17 | 2
3 Revenue Sufficiency | 2025 | 8 | -16.9 | 2
3 Revenue Sufficiency | 2025 | 8 | -16.8 | 1
3 Revenue Sufficiency | 2025 | 8 | -16.7 | 2
3 Revenue Sufficiency | 2025 | 8 | -16.6 | 1
3 Revenue Sufficiency | 2025 | 8 | -16.5 | 3
3 Revenue Sufficiency | 2025 | 8 | -16.4 | 2
3 Revenue Sufficiency | 2025 | 8 | -16.1 | 3
3 Revenue Sufficiency | 2025 | 8 | -16 | 1
3 Revenue Sufficiency | 2025 | 8 | -15.9 | 1
3 Revenue Sufficiency | 2025 | 8 | -15.8 | 4
3 Revenue Sufficiency | 2025 | 8 | -15.7 | 1
3 Revenue Sufficiency | 2025 | 8 | -15.6 | 1
3 Revenue Sufficiency | 2025 | 8 | -15.5 | 3
3 Revenue Sufficiency | 2025 | 8 | -15.4 | 1
3 Revenue Sufficiency | 2025 | 8 | -15.3 | 2
3 Revenue Sufficiency | 2025 | 8 | -15.1 | 3
3 Revenue Sufficiency | 2025 | 8 | -14.9 | 2
3 Revenue Sufficiency | 2025 | 8 | -14.8 | 1
3 Revenue Sufficiency | 2025 | 8 | -14.7 | 3
3 Revenue Sufficiency | 2025 | 8 | -14.4 | 1
3 Revenue Sufficiency | 2025 | 8 | -14.3 | 2
3 Revenue Sufficiency | 2025 | 8 | -14.2 | 2
3 Revenue Sufficiency | 2025 | 8 | -14.1 | 1
3 Revenue Sufficiency | 2025 | 8 | -14 | 2
3 Revenue Sufficiency | 2025 | 8 | -13.7 | 2
3 Revenue Sufficiency | 2025 | 8 | -13.6 | 1
3 Revenue Sufficiency | 2025 | 8 | -13.5 | 2
3 Revenue Sufficiency | 2025 | 8 | -13.4 | 1
3 Revenue Sufficiency | 2025 | 8 | -13.3 | 1
3 Revenue Sufficiency | 2025 | 8 | -13.2 | 2
3 Revenue Sufficiency | 2025 | 8 | -13 | 1
3 Revenue Sufficiency | 2025 | 8 | -12.8 | 2
3 Revenue Sufficiency | 2025 | 8 | -12.7 | 1
3 Revenue Sufficiency | 2025 | 8 | -12.6 | 2
3 Revenue Sufficiency | 2025 | 8 | -12.5 | 1
3 Revenue Sufficiency | 2025 | 8 | -12.4 | 1
3 Revenue Sufficiency | 2025 | 8 | -11.9 | 3
3 Revenue Sufficiency | 2025 | 8 | -11.8 | 3
3 Revenue Sufficiency | 2025 | 8 | -11.7 | 3
3 Revenue Sufficiency | 2025 | 8 | -11.6 | 2
3 Revenue Sufficiency | 2025 | 8 | -11.2 | 1
3 Revenue Sufficiency | 2025 | 8 | -11.1 | 2
3 Revenue Sufficiency | 2025 | 8 | -10.9 | 1
3 Revenue Sufficiency | 2025 | 8 | -10.7 | 3
3 Revenue Sufficiency | 2025 | 8 | -10.5 | 1
3 Revenue Sufficiency | 2025 | 8 | -10.4 | 2
3 Revenue Sufficiency | 2025 | 8 | -10.3 | 1
3 Revenue Sufficiency | 2025 | 8 | -10.2 | 1
3 Revenue Sufficiency | 2025 | 8 | -10.1 | 3
3 Revenue Sufficiency | 2025 | 8 | -9.9 | 1
3 Revenue Sufficiency | 2025 | 8 | -9.8 | 1
3 Revenue Sufficiency | 2025 | 8 | -9.5 | 1
3 Revenue Sufficiency | 2025 | 8 | -9.3 | 1
3 Revenue Sufficiency | 2025 | 8 | -9.2 | 1
3 Revenue Sufficiency | 2025 | 8 | -8.7 | 1
3 Revenue Sufficiency | 2025 | 8 | -8.6 | 1
3 Revenue Sufficiency | 2025 | 8 | -8.4 | 1
3 Revenue Sufficiency | 2025 | 8 | -7.9 | 1
3 Revenue Sufficiency | 2025 | 8 | -7.7 | 1
3 Revenue Sufficiency | 2025 | 8 | -7.6 | 1
3 Revenue Sufficiency | 2025 | 8 | -7.5 | 2
3 Revenue Sufficiency | 2025 | 8 | -7.4 | 1
3 Revenue Sufficiency | 2025 | 8 | -7.1 | 1
3 Revenue Sufficiency | 2025 | 8 | -6.6 | 2
3 Revenue Sufficiency | 2025 | 8 | -6.4 | 1
3 Revenue Sufficiency | 2025 | 8 | -6.2 | 1
3 Revenue Sufficiency | 2025 | 8 | -6 | 1
3 Revenue Sufficiency | 2025 | 8 | -5.8 | 1
3 Revenue Sufficiency | 2025 | 8 | -5.7 | 2
3 Revenue Sufficiency | 2025 | 8 | -5.5 | 2
3 Revenue Sufficiency | 2025 | 8 | -5.1 | 1
3 Revenue Sufficiency | 2025 | 8 | -4.3 | 1
3 Revenue Sufficiency | 2025 | 8 | -3.8 | 1
3 Revenue Sufficiency | 2025 | 8 | -3.2 | 1
3 Revenue Sufficiency | 2025 | 8 | 0 | 1
3 Revenue Sufficiency | 2025 | 8 | 3 | 1
3 Revenue Sufficiency | 2025 | 8 | 4 | 1
3 Revenue Sufficiency | 2025 | 8 | 4.8 | 1
3 Revenue Sufficiency | 2025 | 8 | 7 | 1
3 Revenue Sufficiency | 2025 | 8 | 7.2 | 3
3 Revenue Sufficiency | 2025 | 8 | 7.3 | 1
3 Revenue Sufficiency | 2025 | 8 | 7.9 | 2
3 Revenue Sufficiency | 2025 | 8 | 8.5 | 1
3 Revenue Sufficiency | 2025 | 8 | 8.6 | 1
3 Revenue Sufficiency | 2025 | 8 | 8.9 | 1
3 Revenue Sufficiency | 2025 | 8 | 9.7 | 2
3 Revenue Sufficiency | 2025 | 8 | 9.8 | 2
3 Revenue Sufficiency | 2025 | 8 | 9.9 | 2
3 Revenue Sufficiency | 2025 | 8 | 10 | 1
3 Revenue Sufficiency | 2025 | 8 | 10.1 | 2
3 Revenue Sufficiency | 2025 | 8 | 10.2 | 1
3 Revenue Sufficiency | 2025 | 8 | 10.3 | 1
3 Revenue Sufficiency | 2025 | 8 | 10.6 | 1
3 Revenue Sufficiency | 2025 | 8 | 10.8 | 2
3 Revenue Sufficiency | 2025 | 8 | 10.9 | 3
3 Revenue Sufficiency | 2025 | 8 | 11.1 | 1
3 Revenue Sufficiency | 2025 | 8 | 11.2 | 1
3 Revenue Sufficiency | 2025 | 8 | 11.5 | 3
3 Revenue Sufficiency | 2025 | 8 | 11.7 | 2
3 Revenue Sufficiency | 2025 | 8 | 11.8 | 2
3 Revenue Sufficiency | 2025 | 8 | 11.9 | 2
3 Revenue Sufficiency | 2025 | 8 | 12.1 | 1
3 Revenue Sufficiency | 2025 | 8 | 12.2 | 1
3 Revenue Sufficiency | 2025 | 8 | 12.3 | 1
3 Revenue Sufficiency | 2025 | 8 | 12.4 | 1
3 Revenue Sufficiency | 2025 | 8 | 12.6 | 3
3 Revenue Sufficiency | 2025 | 8 | 12.8 | 3
3 Revenue Sufficiency | 2025 | 8 | 12.9 | 1
3 Revenue Sufficiency | 2025 | 8 | 13 | 2
3 Revenue Sufficiency | 2025 | 8 | 13.2 | 1
3 Revenue Sufficiency | 2025 | 8 | 13.3 | 3
3 Revenue Sufficiency | 2025 | 8 | 13.4 | 1
3 Revenue Sufficiency | 2025 | 8 | 13.5 | 1
3 Revenue Sufficiency | 2025 | 8 | 13.7 | 1
3 Revenue Sufficiency | 2025 | 8 | 14 | 1
3 Revenue Sufficiency | 2025 | 8 | 14.1 | 1
3 Revenue Sufficiency | 2025 | 8 | 14.2 | 3
3 Revenue Sufficiency | 2025 | 8 | 14.3 | 1
3 Revenue Sufficiency | 2025 | 8 | 14.4 | 4
3 Revenue Sufficiency | 2025 | 8 | 14.5 | 2
3 Revenue Sufficiency | 2025 | 8 | 14.6 | 2
3 Revenue Sufficiency | 2025 | 8 | 14.7 | 2
3 Revenue Sufficiency | 2025 | 8 | 14.9 | 2
3 Revenue Sufficiency | 2025 | 8 | 15 | 1
3 Revenue Sufficiency | 2025 | 8 | 15.3 | 1
3 Revenue Sufficiency | 2025 | 8 | 15.4 | 3
3 Revenue Sufficiency | 2025 | 8 | 15.6 | 1
3 Revenue Sufficiency | 2025 | 8 | 15.7 | 3
3 Revenue Sufficiency | 2025 | 8 | 16 | 2
3 Revenue Sufficiency | 2025 | 8 | 16.1 | 3
3 Revenue Sufficiency | 2025 | 8 | 16.2 | 3
3 Revenue Sufficiency | 2025 | 8 | 16.5 | 1
3 Revenue Sufficiency | 2025 | 8 | 16.7 | 1
3 Revenue Sufficiency | 2025 | 8 | 16.9 | 1
3 Revenue Sufficiency | 2025 | 8 | 17 | 2
3 Revenue Sufficiency | 2025 | 8 | 17.1 | 1
3 Revenue Sufficiency | 2025 | 8 | 17.2 | 2
3 Revenue Sufficiency | 2025 | 8 | 17.3 | 2
3 Revenue Sufficiency | 2025 | 8 | 17.4 | 2
3 Revenue Sufficiency | 2025 | 8 | 17.6 | 2
3 Revenue Sufficiency | 2025 | 8 | 17.8 | 1
3 Revenue Sufficiency | 2025 | 8 | 17.9 | 2
3 Revenue Sufficiency | 2025 | 8 | 18.1 | 2
3 Revenue Sufficiency | 2025 | 8 | 18.2 | 2
3 Revenue Sufficiency | 2025 | 8 | 18.3 | 1
3 Revenue Sufficiency | 2025 | 8 | 18.4 | 3
3 Revenue Sufficiency | 2025 | 8 | 18.5 | 1
3 Revenue Sufficiency | 2025 | 8 | 18.6 | 1
3 Revenue Sufficiency | 2025 | 8 | 18.7 | 1
3 Revenue Sufficiency | 2025 | 8 | 18.8 | 1
3 Revenue Sufficiency | 2025 | 8 | 19 | 3
3 Revenue Sufficiency | 2025 | 8 | 19.1 | 1
3 Revenue Sufficiency | 2025 | 8 | 19.2 | 3
3 Revenue Sufficiency | 2025 | 8 | 19.3 | 1
3 Revenue Sufficiency | 2025 | 8 | 19.4 | 1
3 Revenue Sufficiency | 2025 | 8 | 19.5 | 3
3 Revenue Sufficiency | 2025 | 8 | 19.8 | 3
3 Revenue Sufficiency | 2025 | 8 | 19.9 | 1
3 Revenue Sufficiency | 2025 | 8 | 20 | 1
3 Revenue Sufficiency | 2025 | 8 | 20.1 | 2
3 Revenue Sufficiency | 2025 | 8 | 20.3 | 1
3 Revenue Sufficiency | 2025 | 8 | 20.4 | 2
3 Revenue Sufficiency | 2025 | 8 | 20.5 | 1
3 Revenue Sufficiency | 2025 | 8 | 20.6 | 2
3 Revenue Sufficiency | 2025 | 8 | 20.7 | 1
3 Revenue Sufficiency | 2025 | 8 | 20.8 | 1
3 Revenue Sufficiency | 2025 | 8 | 21.1 | 1
3 Revenue Sufficiency | 2025 | 8 | 21.2 | 6
3 Revenue Sufficiency | 2025 | 8 | 21.3 | 2
3 Revenue Sufficiency | 2025 | 8 | 21.7 | 1
3 Revenue Sufficiency | 2025 | 8 | 21.8 | 1
3 Revenue Sufficiency | 2025 | 8 | 22 | 2
3 Revenue Sufficiency | 2025 | 8 | 22.1 | 2
3 Revenue Sufficiency | 2025 | 8 | 22.2 | 1
3 Revenue Sufficiency | 2025 | 8 | 22.3 | 2
3 Revenue Sufficiency | 2025 | 8 | 22.4 | 2
3 Revenue Sufficiency | 2025 | 8 | 22.5 | 1
3 Revenue Sufficiency | 2025 | 8 | 22.6 | 1
3 Revenue Sufficiency | 2025 | 8 | 22.7 | 1
3 Revenue Sufficiency | 2025 | 8 | 22.8 | 5
3 Revenue Sufficiency | 2025 | 8 | 22.9 | 4
3 Revenue Sufficiency | 2025 | 8 | 23 | 1
3 Revenue Sufficiency | 2025 | 8 | 23.1 | 2
3 Revenue Sufficiency | 2025 | 8 | 23.3 | 1
3 Revenue Sufficiency | 2025 | 8 | 23.4 | 3
3 Revenue Sufficiency | 2025 | 8 | 23.5 | 1
3 Revenue Sufficiency | 2025 | 8 | 23.8 | 1
3 Revenue Sufficiency | 2025 | 8 | 23.9 | 3
3 Revenue Sufficiency | 2025 | 8 | 24 | 1
3 Revenue Sufficiency | 2025 | 8 | 24.1 | 5
3 Revenue Sufficiency | 2025 | 8 | 24.2 | 1
3 Revenue Sufficiency | 2025 | 8 | 24.3 | 3
3 Revenue Sufficiency | 2025 | 8 | 24.4 | 1
3 Revenue Sufficiency | 2025 | 8 | 24.5 | 1
3 Revenue Sufficiency | 2025 | 8 | 24.7 | 2
3 Revenue Sufficiency | 2025 | 8 | 24.8 | 5
3 Revenue Sufficiency | 2025 | 8 | 24.9 | 1
3 Revenue Sufficiency | 2025 | 8 | 25 | 2
3 Revenue Sufficiency | 2025 | 8 | 25.1 | 1
3 Revenue Sufficiency | 2025 | 8 | 25.2 | 1
3 Revenue Sufficiency | 2025 | 8 | 25.3 | 1
3 Revenue Sufficiency | 2025 | 8 | 25.4 | 1
3 Revenue Sufficiency | 2025 | 8 | 25.5 | 2
3 Revenue Sufficiency | 2025 | 8 | 25.6 | 4
3 Revenue Sufficiency | 2025 | 8 | 25.7 | 1
3 Revenue Sufficiency | 2025 | 8 | 25.8 | 1
3 Revenue Sufficiency | 2025 | 8 | 26 | 2
3 Revenue Sufficiency | 2025 | 8 | 26.1 | 3
3 Revenue Sufficiency | 2025 | 8 | 26.2 | 1
3 Revenue Sufficiency | 2025 | 8 | 26.3 | 2
3 Revenue Sufficiency | 2025 | 8 | 26.6 | 3
3 Revenue Sufficiency | 2025 | 8 | 26.8 | 1
3 Revenue Sufficiency | 2025 | 8 | 26.9 | 4
3 Revenue Sufficiency | 2025 | 8 | 27 | 1
3 Revenue Sufficiency | 2025 | 8 | 27.1 | 2
3 Revenue Sufficiency | 2025 | 8 | 27.3 | 2
3 Revenue Sufficiency | 2025 | 8 | 27.4 | 1
3 Revenue Sufficiency | 2025 | 8 | 27.5 | 3
3 Revenue Sufficiency | 2025 | 8 | 27.6 | 1
3 Revenue Sufficiency | 2025 | 8 | 27.7 | 2
3 Revenue Sufficiency | 2025 | 8 | 27.8 | 1
3 Revenue Sufficiency | 2025 | 8 | 27.9 | 1
3 Revenue Sufficiency | 2025 | 8 | 28.1 | 2
3 Revenue Sufficiency | 2025 | 8 | 28.2 | 1
3 Revenue Sufficiency | 2025 | 8 | 28.3 | 2
3 Revenue Sufficiency | 2025 | 8 | 28.5 | 1
3 Revenue Sufficiency | 2025 | 8 | 28.7 | 1
3 Revenue Sufficiency | 2025 | 8 | 28.8 | 2
3 Revenue Sufficiency | 2025 | 8 | 28.9 | 1
3 Revenue Sufficiency | 2025 | 8 | 29.1 | 3
3 Revenue Sufficiency | 2025 | 8 | 29.2 | 2
3 Revenue Sufficiency | 2025 | 8 | 29.3 | 1
3 Revenue Sufficiency | 2025 | 8 | 29.4 | 1
3 Revenue Sufficiency | 2025 | 8 | 29.6 | 1
3 Revenue Sufficiency | 2025 | 8 | 29.7 | 3
3 Revenue Sufficiency | 2025 | 8 | 29.8 | 1
3 Revenue Sufficiency | 2025 | 8 | 30 | 2
3 Revenue Sufficiency | 2025 | 8 | 30.1 | 2
3 Revenue Sufficiency | 2025 | 8 | 30.2 | 3
3 Revenue Sufficiency | 2025 | 8 | 30.5 | 1
3 Revenue Sufficiency | 2025 | 8 | 30.6 | 3
3 Revenue Sufficiency | 2025 | 8 | 30.7 | 2
3 Revenue Sufficiency | 2025 | 8 | 31 | 1
3 Revenue Sufficiency | 2025 | 8 | 31.2 | 1
3 Revenue Sufficiency | 2025 | 8 | 31.3 | 2
3 Revenue Sufficiency | 2025 | 8 | 31.5 | 2
3 Revenue Sufficiency | 2025 | 8 | 31.6 | 1
3 Revenue Sufficiency | 2025 | 8 | 31.9 | 3
3 Revenue Sufficiency | 2025 | 8 | 32 | 2
3 Revenue Sufficiency | 2025 | 8 | 32.1 | 1
3 Revenue Sufficiency | 2025 | 8 | 32.2 | 3
3 Revenue Sufficiency | 2025 | 8 | 32.3 | 1
3 Revenue Sufficiency | 2025 | 8 | 32.5 | 1
3 Revenue Sufficiency | 2025 | 8 | 32.6 | 1
3 Revenue Sufficiency | 2025 | 8 | 32.8 | 1
3 Revenue Sufficiency | 2025 | 8 | 32.9 | 1
3 Revenue Sufficiency | 2025 | 8 | 33 | 4
3 Revenue Sufficiency | 2025 | 8 | 33.2 | 1
3 Revenue Sufficiency | 2025 | 8 | 33.4 | 3
3 Revenue Sufficiency | 2025 | 8 | 33.5 | 1
3 Revenue Sufficiency | 2025 | 8 | 33.6 | 1
3 Revenue Sufficiency | 2025 | 8 | 33.7 | 1
3 Revenue Sufficiency | 2025 | 8 | 34.1 | 2
3 Revenue Sufficiency | 2025 | 8 | 34.2 | 1
3 Revenue Sufficiency | 2025 | 8 | 34.3 | 1
3 Revenue Sufficiency | 2025 | 8 | 34.6 | 4
3 Revenue Sufficiency | 2025 | 8 | 34.8 | 2
3 Revenue Sufficiency | 2025 | 8 | 35.1 | 1
3 Revenue Sufficiency | 2025 | 8 | 35.3 | 3
3 Revenue Sufficiency | 2025 | 8 | 35.4 | 1
3 Revenue Sufficiency | 2025 | 8 | 35.5 | 1
3 Revenue Sufficiency | 2025 | 8 | 35.6 | 1
3 Revenue Sufficiency | 2025 | 8 | 35.7 | 1
3 Revenue Sufficiency | 2025 | 8 | 35.9 | 1
3 Revenue Sufficiency | 2025 | 8 | 36 | 2
3 Revenue Sufficiency | 2025 | 8 | 36.1 | 1
3 Revenue Sufficiency | 2025 | 8 | 36.3 | 1
3 Revenue Sufficiency | 2025 | 8 | 36.4 | 1
3 Revenue Sufficiency | 2025 | 8 | 36.7 | 1
3 Revenue Sufficiency | 2025 | 8 | 36.9 | 2
3 Revenue Sufficiency | 2025 | 8 | 37.1 | 1
3 Revenue Sufficiency | 2025 | 8 | 37.4 | 1
3 Revenue Sufficiency | 2025 | 8 | 37.9 | 1
3 Revenue Sufficiency | 2025 | 8 | 38 | 1
3 Revenue Sufficiency | 2025 | 8 | 38.1 | 1
3 Revenue Sufficiency | 2025 | 8 | 38.2 | 3
3 Revenue Sufficiency | 2025 | 8 | 38.6 | 1
3 Revenue Sufficiency | 2025 | 8 | 38.7 | 1
3 Revenue Sufficiency | 2025 | 8 | 38.8 | 1
3 Revenue Sufficiency | 2025 | 8 | 38.9 | 1
3 Revenue Sufficiency | 2025 | 8 | 39.1 | 1
3 Revenue Sufficiency | 2025 | 8 | 39.3 | 1
3 Revenue Sufficiency | 2025 | 8 | 39.4 | 1
3 Revenue Sufficiency | 2025 | 8 | 39.9 | 1
3 Revenue Sufficiency | 2025 | 8 | 40.2 | 3
3 Revenue Sufficiency | 2025 | 8 | 40.5 | 1
3 Revenue Sufficiency | 2025 | 8 | 41.2 | 1
3 Revenue Sufficiency | 2025 | 8 | 41.8 | 2
3 Revenue Sufficiency | 2025 | 8 | 42.1 | 2
3 Revenue Sufficiency | 2025 | 8 | 42.6 | 1
3 Revenue Sufficiency | 2025 | 8 | 43.1 | 1
3 Revenue Sufficiency | 2025 | 8 | 43.7 | 1
3 Revenue Sufficiency | 2025 | 8 | 44.5 | 1
3 Revenue Sufficiency | 2025 | 8 | 45 | 1
3 Revenue Sufficiency | 2025 | 8 | 45.4 | 1
3 Revenue Sufficiency | 2025 | 8 | 45.6 | 1
3 Revenue Sufficiency | 2025 | 8 | 45.9 | 1
3 Revenue Sufficiency | 2025 | 8 | 46.6 | 2
3 Revenue Sufficiency | 2025 | 8 | 46.8 | 1
3 Revenue Sufficiency | 2025 | 8 | 47 | 1
3 Revenue Sufficiency | 2025 | 8 | 47.1 | 1
3 Revenue Sufficiency | 2025 | 8 | 47.3 | 1
3 Revenue Sufficiency | 2025 | 8 | 47.7 | 1
3 Revenue Sufficiency | 2025 | 8 | 47.9 | 1
3 Revenue Sufficiency | 2025 | 8 | 48.2 | 1
3 Revenue Sufficiency | 2025 | 8 | 49.2 | 1
3 Revenue Sufficiency | 2025 | 8 | 50 | 1
3 Revenue Sufficiency | 2025 | 8 | 51.3 | 1
3 Revenue Sufficiency | 2025 | 8 | 51.6 | 1
3 Revenue Sufficiency | 2025 | 8 | 52.6 | 1
3 Revenue Sufficiency | 2025 | 8 | 52.7 | 1
3 Revenue Sufficiency | 2025 | 8 | 52.9 | 1
3 Revenue Sufficiency | 2025 | 8 | 54.5 | 1
3 Revenue Sufficiency | 2025 | 8 | 55.2 | 1
3 Revenue Sufficiency | 2025 | 8 | 55.3 | 1
3 Revenue Sufficiency | 2025 | 8 | 56.6 | 1
3 Revenue Sufficiency | 2025 | 8 | 58.6 | 1
3 Revenue Sufficiency | 2025 | 8 | 59.9 | 1
3 Revenue Sufficiency | 2025 | 8 | 63.3 | 1
3 Revenue Sufficiency | 2025 | 8 | 64 | 1
3 Revenue Sufficiency | 2025 | 8 | 68 | 1
3 Revenue Sufficiency | 2025 | 8 | 69.6 | 1
3 Revenue Sufficiency | 2025 | 8 | 70.3 | 1
3 Revenue Sufficiency | 2025 | 9 | -109.4 | 1
3 Revenue Sufficiency | 2025 | 9 | -87.8 | 1
3 Revenue Sufficiency | 2025 | 9 | -74.6 | 1
3 Revenue Sufficiency | 2025 | 9 | -73.4 | 1
3 Revenue Sufficiency | 2025 | 9 | -72.7 | 1
3 Revenue Sufficiency | 2025 | 9 | -69.8 | 1
3 Revenue Sufficiency | 2025 | 9 | -64.8 | 1
3 Revenue Sufficiency | 2025 | 9 | -63.3 | 1
3 Revenue Sufficiency | 2025 | 9 | -63 | 1
3 Revenue Sufficiency | 2025 | 9 | -59.4 | 1
3 Revenue Sufficiency | 2025 | 9 | -58.3 | 1
3 Revenue Sufficiency | 2025 | 9 | -58.1 | 1
3 Revenue Sufficiency | 2025 | 9 | -56.1 | 1
3 Revenue Sufficiency | 2025 | 9 | -55.7 | 1
3 Revenue Sufficiency | 2025 | 9 | -55.6 | 1
3 Revenue Sufficiency | 2025 | 9 | -53.2 | 1
3 Revenue Sufficiency | 2025 | 9 | -53.1 | 1
3 Revenue Sufficiency | 2025 | 9 | -51.5 | 1
3 Revenue Sufficiency | 2025 | 9 | -50.6 | 1
3 Revenue Sufficiency | 2025 | 9 | -50.3 | 1
3 Revenue Sufficiency | 2025 | 9 | -50.1 | 1
3 Revenue Sufficiency | 2025 | 9 | -49.9 | 1
3 Revenue Sufficiency | 2025 | 9 | -49.8 | 1
3 Revenue Sufficiency | 2025 | 9 | -49.6 | 1
3 Revenue Sufficiency | 2025 | 9 | -49.5 | 1
3 Revenue Sufficiency | 2025 | 9 | -47.5 | 1
3 Revenue Sufficiency | 2025 | 9 | -47.1 | 1
3 Revenue Sufficiency | 2025 | 9 | -46.7 | 1
3 Revenue Sufficiency | 2025 | 9 | -46.4 | 1
3 Revenue Sufficiency | 2025 | 9 | -46.3 | 2
3 Revenue Sufficiency | 2025 | 9 | -46.2 | 1
3 Revenue Sufficiency | 2025 | 9 | -45.9 | 1
3 Revenue Sufficiency | 2025 | 9 | -45.6 | 1
3 Revenue Sufficiency | 2025 | 9 | -45.1 | 1
3 Revenue Sufficiency | 2025 | 9 | -44.7 | 2
3 Revenue Sufficiency | 2025 | 9 | -44.5 | 1
3 Revenue Sufficiency | 2025 | 9 | -44.1 | 1
3 Revenue Sufficiency | 2025 | 9 | -43.4 | 1
3 Revenue Sufficiency | 2025 | 9 | -43.2 | 1
3 Revenue Sufficiency | 2025 | 9 | -42.8 | 1
3 Revenue Sufficiency | 2025 | 9 | -42.7 | 1
3 Revenue Sufficiency | 2025 | 9 | -41.5 | 1
3 Revenue Sufficiency | 2025 | 9 | -41.4 | 1
3 Revenue Sufficiency | 2025 | 9 | -41.3 | 2
3 Revenue Sufficiency | 2025 | 9 | -40.9 | 1
3 Revenue Sufficiency | 2025 | 9 | -40.7 | 2
3 Revenue Sufficiency | 2025 | 9 | -40.6 | 2
3 Revenue Sufficiency | 2025 | 9 | -40.1 | 1
3 Revenue Sufficiency | 2025 | 9 | -39.9 | 1
3 Revenue Sufficiency | 2025 | 9 | -39.2 | 1
3 Revenue Sufficiency | 2025 | 9 | -39 | 2
3 Revenue Sufficiency | 2025 | 9 | -38.9 | 2
3 Revenue Sufficiency | 2025 | 9 | -38.8 | 1
3 Revenue Sufficiency | 2025 | 9 | -38.4 | 1
3 Revenue Sufficiency | 2025 | 9 | -38.1 | 3
3 Revenue Sufficiency | 2025 | 9 | -38 | 1
3 Revenue Sufficiency | 2025 | 9 | -37.9 | 1
3 Revenue Sufficiency | 2025 | 9 | -37.8 | 1
3 Revenue Sufficiency | 2025 | 9 | -37.7 | 1
3 Revenue Sufficiency | 2025 | 9 | -36.7 | 2
3 Revenue Sufficiency | 2025 | 9 | -36 | 1
3 Revenue Sufficiency | 2025 | 9 | -35.9 | 1
3 Revenue Sufficiency | 2025 | 9 | -35.5 | 1
3 Revenue Sufficiency | 2025 | 9 | -35.3 | 1
3 Revenue Sufficiency | 2025 | 9 | -35.1 | 1
3 Revenue Sufficiency | 2025 | 9 | -35 | 1
3 Revenue Sufficiency | 2025 | 9 | -34.9 | 1
3 Revenue Sufficiency | 2025 | 9 | -34.8 | 2
3 Revenue Sufficiency | 2025 | 9 | -34.7 | 2
3 Revenue Sufficiency | 2025 | 9 | -34.5 | 2
3 Revenue Sufficiency | 2025 | 9 | -34.2 | 1
3 Revenue Sufficiency | 2025 | 9 | -33.7 | 1
3 Revenue Sufficiency | 2025 | 9 | -33.6 | 1
3 Revenue Sufficiency | 2025 | 9 | -33.5 | 1
3 Revenue Sufficiency | 2025 | 9 | -33.1 | 2
3 Revenue Sufficiency | 2025 | 9 | -32.9 | 2
3 Revenue Sufficiency | 2025 | 9 | -32.8 | 2
3 Revenue Sufficiency | 2025 | 9 | -32.6 | 1
3 Revenue Sufficiency | 2025 | 9 | -32.5 | 1
3 Revenue Sufficiency | 2025 | 9 | -32.4 | 1
3 Revenue Sufficiency | 2025 | 9 | -32.2 | 1
3 Revenue Sufficiency | 2025 | 9 | -32 | 2
3 Revenue Sufficiency | 2025 | 9 | -31.9 | 2
3 Revenue Sufficiency | 2025 | 9 | -31.7 | 2
3 Revenue Sufficiency | 2025 | 9 | -31.4 | 1
3 Revenue Sufficiency | 2025 | 9 | -31.3 | 1
3 Revenue Sufficiency | 2025 | 9 | -31 | 1
3 Revenue Sufficiency | 2025 | 9 | -30.5 | 1
3 Revenue Sufficiency | 2025 | 9 | -30 | 1
3 Revenue Sufficiency | 2025 | 9 | -29.9 | 1
3 Revenue Sufficiency | 2025 | 9 | -29.8 | 2
3 Revenue Sufficiency | 2025 | 9 | -29.7 | 1
3 Revenue Sufficiency | 2025 | 9 | -29.5 | 1
3 Revenue Sufficiency | 2025 | 9 | -29.4 | 1
3 Revenue Sufficiency | 2025 | 9 | -29.3 | 1
3 Revenue Sufficiency | 2025 | 9 | -29.2 | 4
3 Revenue Sufficiency | 2025 | 9 | -28.7 | 2
3 Revenue Sufficiency | 2025 | 9 | -28.6 | 2
3 Revenue Sufficiency | 2025 | 9 | -28.5 | 1
3 Revenue Sufficiency | 2025 | 9 | -28.3 | 1
3 Revenue Sufficiency | 2025 | 9 | -28 | 1
3 Revenue Sufficiency | 2025 | 9 | -27.7 | 1
3 Revenue Sufficiency | 2025 | 9 | -27.6 | 1
3 Revenue Sufficiency | 2025 | 9 | -27.5 | 1
3 Revenue Sufficiency | 2025 | 9 | -27.4 | 1
3 Revenue Sufficiency | 2025 | 9 | -27.3 | 1
3 Revenue Sufficiency | 2025 | 9 | -27 | 1
3 Revenue Sufficiency | 2025 | 9 | -26.6 | 1
3 Revenue Sufficiency | 2025 | 9 | -26.5 | 1
3 Revenue Sufficiency | 2025 | 9 | -26.4 | 1
3 Revenue Sufficiency | 2025 | 9 | -26.2 | 2
3 Revenue Sufficiency | 2025 | 9 | -26.1 | 2
3 Revenue Sufficiency | 2025 | 9 | -25.7 | 2
3 Revenue Sufficiency | 2025 | 9 | -25.5 | 1
3 Revenue Sufficiency | 2025 | 9 | -25.4 | 1
3 Revenue Sufficiency | 2025 | 9 | -25.3 | 1
3 Revenue Sufficiency | 2025 | 9 | -25.2 | 1
3 Revenue Sufficiency | 2025 | 9 | -25.1 | 1
3 Revenue Sufficiency | 2025 | 9 | -25 | 1
3 Revenue Sufficiency | 2025 | 9 | -24.9 | 2
3 Revenue Sufficiency | 2025 | 9 | -24.8 | 1
3 Revenue Sufficiency | 2025 | 9 | -24.6 | 1
3 Revenue Sufficiency | 2025 | 9 | -24.5 | 4
3 Revenue Sufficiency | 2025 | 9 | -24.2 | 1
3 Revenue Sufficiency | 2025 | 9 | -24.1 | 1
3 Revenue Sufficiency | 2025 | 9 | -24 | 2
3 Revenue Sufficiency | 2025 | 9 | -23.9 | 3
3 Revenue Sufficiency | 2025 | 9 | -23.7 | 2
3 Revenue Sufficiency | 2025 | 9 | -23.3 | 1
3 Revenue Sufficiency | 2025 | 9 | -23.2 | 4
3 Revenue Sufficiency | 2025 | 9 | -23.1 | 2
3 Revenue Sufficiency | 2025 | 9 | -23 | 1
3 Revenue Sufficiency | 2025 | 9 | -22.9 | 3
3 Revenue Sufficiency | 2025 | 9 | -22.8 | 4
3 Revenue Sufficiency | 2025 | 9 | -22.7 | 3
3 Revenue Sufficiency | 2025 | 9 | -22.6 | 4
3 Revenue Sufficiency | 2025 | 9 | -22.5 | 2
3 Revenue Sufficiency | 2025 | 9 | -22.4 | 2
3 Revenue Sufficiency | 2025 | 9 | -22.3 | 1
3 Revenue Sufficiency | 2025 | 9 | -22.2 | 1
3 Revenue Sufficiency | 2025 | 9 | -22.1 | 1
3 Revenue Sufficiency | 2025 | 9 | -22 | 1
3 Revenue Sufficiency | 2025 | 9 | -21.8 | 1
3 Revenue Sufficiency | 2025 | 9 | -21.7 | 2
3 Revenue Sufficiency | 2025 | 9 | -21.6 | 2
3 Revenue Sufficiency | 2025 | 9 | -21.5 | 4
3 Revenue Sufficiency | 2025 | 9 | -21.4 | 1
3 Revenue Sufficiency | 2025 | 9 | -21.3 | 1
3 Revenue Sufficiency | 2025 | 9 | -21.2 | 1
3 Revenue Sufficiency | 2025 | 9 | -21.1 | 1
3 Revenue Sufficiency | 2025 | 9 | -21 | 3
3 Revenue Sufficiency | 2025 | 9 | -20.9 | 2
3 Revenue Sufficiency | 2025 | 9 | -20.8 | 5
3 Revenue Sufficiency | 2025 | 9 | -20.6 | 1
3 Revenue Sufficiency | 2025 | 9 | -20.5 | 1
3 Revenue Sufficiency | 2025 | 9 | -20.3 | 1
3 Revenue Sufficiency | 2025 | 9 | -20.2 | 3
3 Revenue Sufficiency | 2025 | 9 | -20.1 | 1
3 Revenue Sufficiency | 2025 | 9 | -20 | 4
3 Revenue Sufficiency | 2025 | 9 | -19.9 | 1
3 Revenue Sufficiency | 2025 | 9 | -19.7 | 2
3 Revenue Sufficiency | 2025 | 9 | -19.6 | 2
3 Revenue Sufficiency | 2025 | 9 | -19.5 | 2
3 Revenue Sufficiency | 2025 | 9 | -19.3 | 1
3 Revenue Sufficiency | 2025 | 9 | -19.2 | 2
3 Revenue Sufficiency | 2025 | 9 | -18.8 | 2
3 Revenue Sufficiency | 2025 | 9 | -18.6 | 1
3 Revenue Sufficiency | 2025 | 9 | -18.5 | 1
3 Revenue Sufficiency | 2025 | 9 | -18.4 | 1
3 Revenue Sufficiency | 2025 | 9 | -18.3 | 2
3 Revenue Sufficiency | 2025 | 9 | -18.2 | 2
3 Revenue Sufficiency | 2025 | 9 | -18.1 | 1
3 Revenue Sufficiency | 2025 | 9 | -18 | 1
3 Revenue Sufficiency | 2025 | 9 | -17.9 | 1
3 Revenue Sufficiency | 2025 | 9 | -17.8 | 3
3 Revenue Sufficiency | 2025 | 9 | -17.7 | 1
3 Revenue Sufficiency | 2025 | 9 | -17.5 | 3
3 Revenue Sufficiency | 2025 | 9 | -17.3 | 1
3 Revenue Sufficiency | 2025 | 9 | -17.2 | 1
3 Revenue Sufficiency | 2025 | 9 | -17.1 | 2
3 Revenue Sufficiency | 2025 | 9 | -17 | 1
3 Revenue Sufficiency | 2025 | 9 | -16.9 | 2
3 Revenue Sufficiency | 2025 | 9 | -16.8 | 1
3 Revenue Sufficiency | 2025 | 9 | -16.7 | 1
3 Revenue Sufficiency | 2025 | 9 | -16.6 | 1
3 Revenue Sufficiency | 2025 | 9 | -16.5 | 1
3 Revenue Sufficiency | 2025 | 9 | -16.3 | 1
3 Revenue Sufficiency | 2025 | 9 | -16.1 | 3
3 Revenue Sufficiency | 2025 | 9 | -16 | 3
3 Revenue Sufficiency | 2025 | 9 | -15.9 | 1
3 Revenue Sufficiency | 2025 | 9 | -15.8 | 1
3 Revenue Sufficiency | 2025 | 9 | -15.7 | 2
3 Revenue Sufficiency | 2025 | 9 | -15.6 | 1
3 Revenue Sufficiency | 2025 | 9 | -15.5 | 1
3 Revenue Sufficiency | 2025 | 9 | -15.4 | 3
3 Revenue Sufficiency | 2025 | 9 | -15.2 | 4
3 Revenue Sufficiency | 2025 | 9 | -15.1 | 2
3 Revenue Sufficiency | 2025 | 9 | -14.9 | 2
3 Revenue Sufficiency | 2025 | 9 | -14.8 | 2
3 Revenue Sufficiency | 2025 | 9 | -14.7 | 1
3 Revenue Sufficiency | 2025 | 9 | -14.6 | 1
3 Revenue Sufficiency | 2025 | 9 | -14.5 | 1
3 Revenue Sufficiency | 2025 | 9 | -14.4 | 1
3 Revenue Sufficiency | 2025 | 9 | -14.3 | 1
3 Revenue Sufficiency | 2025 | 9 | -13.9 | 2
3 Revenue Sufficiency | 2025 | 9 | -13.7 | 1
3 Revenue Sufficiency | 2025 | 9 | -13.4 | 1
3 Revenue Sufficiency | 2025 | 9 | -13.3 | 1
3 Revenue Sufficiency | 2025 | 9 | -13 | 1
3 Revenue Sufficiency | 2025 | 9 | -12.7 | 2
3 Revenue Sufficiency | 2025 | 9 | -12.5 | 1
3 Revenue Sufficiency | 2025 | 9 | -11.3 | 1
3 Revenue Sufficiency | 2025 | 9 | -11.1 | 1
3 Revenue Sufficiency | 2025 | 9 | -11 | 1
3 Revenue Sufficiency | 2025 | 9 | -10.8 | 1
3 Revenue Sufficiency | 2025 | 9 | -10.3 | 1
3 Revenue Sufficiency | 2025 | 9 | -10.1 | 3
3 Revenue Sufficiency | 2025 | 9 | -9.9 | 1
3 Revenue Sufficiency | 2025 | 9 | -9.7 | 1
3 Revenue Sufficiency | 2025 | 9 | -9.2 | 1
3 Revenue Sufficiency | 2025 | 9 | -9.1 | 2
3 Revenue Sufficiency | 2025 | 9 | -9 | 1
3 Revenue Sufficiency | 2025 | 9 | -8.4 | 1
3 Revenue Sufficiency | 2025 | 9 | -7.4 | 1
3 Revenue Sufficiency | 2025 | 9 | -6.6 | 1
3 Revenue Sufficiency | 2025 | 9 | -5.1 | 1
3 Revenue Sufficiency | 2025 | 9 | -1.6 | 1
3 Revenue Sufficiency | 2025 | 9 | 4.2 | 1
3 Revenue Sufficiency | 2025 | 9 | 5.3 | 1
3 Revenue Sufficiency | 2025 | 9 | 5.8 | 1
3 Revenue Sufficiency | 2025 | 9 | 5.9 | 1
3 Revenue Sufficiency | 2025 | 9 | 6.1 | 1
3 Revenue Sufficiency | 2025 | 9 | 7 | 1
3 Revenue Sufficiency | 2025 | 9 | 8.4 | 1
3 Revenue Sufficiency | 2025 | 9 | 8.7 | 1
3 Revenue Sufficiency | 2025 | 9 | 8.9 | 1
3 Revenue Sufficiency | 2025 | 9 | 9.6 | 1
3 Revenue Sufficiency | 2025 | 9 | 10 | 2
3 Revenue Sufficiency | 2025 | 9 | 10.1 | 1
3 Revenue Sufficiency | 2025 | 9 | 10.2 | 1
3 Revenue Sufficiency | 2025 | 9 | 10.3 | 1
3 Revenue Sufficiency | 2025 | 9 | 10.6 | 2
3 Revenue Sufficiency | 2025 | 9 | 10.7 | 1
3 Revenue Sufficiency | 2025 | 9 | 11.2 | 1
3 Revenue Sufficiency | 2025 | 9 | 11.3 | 2
3 Revenue Sufficiency | 2025 | 9 | 11.4 | 2
3 Revenue Sufficiency | 2025 | 9 | 11.5 | 2
3 Revenue Sufficiency | 2025 | 9 | 11.8 | 2
3 Revenue Sufficiency | 2025 | 9 | 11.9 | 1
3 Revenue Sufficiency | 2025 | 9 | 12 | 1
3 Revenue Sufficiency | 2025 | 9 | 12.1 | 2
3 Revenue Sufficiency | 2025 | 9 | 12.2 | 3
3 Revenue Sufficiency | 2025 | 9 | 12.3 | 1
3 Revenue Sufficiency | 2025 | 9 | 12.4 | 3
3 Revenue Sufficiency | 2025 | 9 | 12.5 | 1
3 Revenue Sufficiency | 2025 | 9 | 12.6 | 2
3 Revenue Sufficiency | 2025 | 9 | 12.9 | 1
3 Revenue Sufficiency | 2025 | 9 | 13.1 | 1
3 Revenue Sufficiency | 2025 | 9 | 13.5 | 1
3 Revenue Sufficiency | 2025 | 9 | 13.8 | 4
3 Revenue Sufficiency | 2025 | 9 | 13.9 | 2
3 Revenue Sufficiency | 2025 | 9 | 14 | 1
3 Revenue Sufficiency | 2025 | 9 | 14.2 | 1
3 Revenue Sufficiency | 2025 | 9 | 14.3 | 1
3 Revenue Sufficiency | 2025 | 9 | 14.5 | 1
3 Revenue Sufficiency | 2025 | 9 | 14.6 | 1
3 Revenue Sufficiency | 2025 | 9 | 14.9 | 1
3 Revenue Sufficiency | 2025 | 9 | 15 | 2
3 Revenue Sufficiency | 2025 | 9 | 15.1 | 3
3 Revenue Sufficiency | 2025 | 9 | 15.2 | 1
3 Revenue Sufficiency | 2025 | 9 | 15.3 | 1
3 Revenue Sufficiency | 2025 | 9 | 15.4 | 2
3 Revenue Sufficiency | 2025 | 9 | 15.5 | 3
3 Revenue Sufficiency | 2025 | 9 | 15.6 | 1
3 Revenue Sufficiency | 2025 | 9 | 15.8 | 1
3 Revenue Sufficiency | 2025 | 9 | 15.9 | 1
3 Revenue Sufficiency | 2025 | 9 | 16 | 2
3 Revenue Sufficiency | 2025 | 9 | 16.1 | 2
3 Revenue Sufficiency | 2025 | 9 | 16.4 | 3
3 Revenue Sufficiency | 2025 | 9 | 16.6 | 1
3 Revenue Sufficiency | 2025 | 9 | 16.7 | 2
3 Revenue Sufficiency | 2025 | 9 | 17.1 | 1
3 Revenue Sufficiency | 2025 | 9 | 17.2 | 2
3 Revenue Sufficiency | 2025 | 9 | 17.3 | 1
3 Revenue Sufficiency | 2025 | 9 | 17.4 | 2
3 Revenue Sufficiency | 2025 | 9 | 17.5 | 2
3 Revenue Sufficiency | 2025 | 9 | 17.6 | 1
3 Revenue Sufficiency | 2025 | 9 | 17.8 | 1
3 Revenue Sufficiency | 2025 | 9 | 17.9 | 2
3 Revenue Sufficiency | 2025 | 9 | 18.2 | 1
3 Revenue Sufficiency | 2025 | 9 | 18.3 | 2
3 Revenue Sufficiency | 2025 | 9 | 18.6 | 4
3 Revenue Sufficiency | 2025 | 9 | 18.7 | 3
3 Revenue Sufficiency | 2025 | 9 | 18.8 | 3
3 Revenue Sufficiency | 2025 | 9 | 18.9 | 1
3 Revenue Sufficiency | 2025 | 9 | 19 | 3
3 Revenue Sufficiency | 2025 | 9 | 19.1 | 1
3 Revenue Sufficiency | 2025 | 9 | 19.2 | 1
3 Revenue Sufficiency | 2025 | 9 | 19.3 | 2
3 Revenue Sufficiency | 2025 | 9 | 19.6 | 3
3 Revenue Sufficiency | 2025 | 9 | 19.7 | 1
3 Revenue Sufficiency | 2025 | 9 | 19.9 | 1
3 Revenue Sufficiency | 2025 | 9 | 20 | 1
3 Revenue Sufficiency | 2025 | 9 | 20.1 | 1
3 Revenue Sufficiency | 2025 | 9 | 20.2 | 2
3 Revenue Sufficiency | 2025 | 9 | 20.4 | 2
3 Revenue Sufficiency | 2025 | 9 | 20.5 | 1
3 Revenue Sufficiency | 2025 | 9 | 20.6 | 2
3 Revenue Sufficiency | 2025 | 9 | 20.9 | 1
3 Revenue Sufficiency | 2025 | 9 | 21.3 | 2
3 Revenue Sufficiency | 2025 | 9 | 21.4 | 1
3 Revenue Sufficiency | 2025 | 9 | 21.6 | 1
3 Revenue Sufficiency | 2025 | 9 | 21.7 | 2
3 Revenue Sufficiency | 2025 | 9 | 21.8 | 4
3 Revenue Sufficiency | 2025 | 9 | 22 | 2
3 Revenue Sufficiency | 2025 | 9 | 22.1 | 2
3 Revenue Sufficiency | 2025 | 9 | 22.2 | 1
3 Revenue Sufficiency | 2025 | 9 | 22.3 | 1
3 Revenue Sufficiency | 2025 | 9 | 22.4 | 1
3 Revenue Sufficiency | 2025 | 9 | 22.5 | 2
3 Revenue Sufficiency | 2025 | 9 | 22.6 | 3
3 Revenue Sufficiency | 2025 | 9 | 22.7 | 1
3 Revenue Sufficiency | 2025 | 9 | 22.8 | 3
3 Revenue Sufficiency | 2025 | 9 | 22.9 | 3
3 Revenue Sufficiency | 2025 | 9 | 23 | 2
3 Revenue Sufficiency | 2025 | 9 | 23.2 | 1
3 Revenue Sufficiency | 2025 | 9 | 23.3 | 1
3 Revenue Sufficiency | 2025 | 9 | 23.4 | 1
3 Revenue Sufficiency | 2025 | 9 | 23.5 | 3
3 Revenue Sufficiency | 2025 | 9 | 23.7 | 2
3 Revenue Sufficiency | 2025 | 9 | 24.1 | 2
3 Revenue Sufficiency | 2025 | 9 | 24.3 | 2
3 Revenue Sufficiency | 2025 | 9 | 24.4 | 2
3 Revenue Sufficiency | 2025 | 9 | 24.6 | 1
3 Revenue Sufficiency | 2025 | 9 | 24.7 | 2
3 Revenue Sufficiency | 2025 | 9 | 24.9 | 1
3 Revenue Sufficiency | 2025 | 9 | 25.1 | 1
3 Revenue Sufficiency | 2025 | 9 | 25.2 | 2
3 Revenue Sufficiency | 2025 | 9 | 25.3 | 2
3 Revenue Sufficiency | 2025 | 9 | 25.5 | 2
3 Revenue Sufficiency | 2025 | 9 | 25.7 | 1
3 Revenue Sufficiency | 2025 | 9 | 25.9 | 3
3 Revenue Sufficiency | 2025 | 9 | 26 | 1
3 Revenue Sufficiency | 2025 | 9 | 26.1 | 3
3 Revenue Sufficiency | 2025 | 9 | 26.2 | 1
3 Revenue Sufficiency | 2025 | 9 | 26.3 | 1
3 Revenue Sufficiency | 2025 | 9 | 26.6 | 1
3 Revenue Sufficiency | 2025 | 9 | 26.8 | 1
3 Revenue Sufficiency | 2025 | 9 | 26.9 | 1
3 Revenue Sufficiency | 2025 | 9 | 27 | 1
3 Revenue Sufficiency | 2025 | 9 | 27.1 | 2
3 Revenue Sufficiency | 2025 | 9 | 27.2 | 4
3 Revenue Sufficiency | 2025 | 9 | 28 | 1
3 Revenue Sufficiency | 2025 | 9 | 28.1 | 1
3 Revenue Sufficiency | 2025 | 9 | 28.3 | 1
3 Revenue Sufficiency | 2025 | 9 | 28.4 | 1
3 Revenue Sufficiency | 2025 | 9 | 28.5 | 2
3 Revenue Sufficiency | 2025 | 9 | 28.6 | 2
3 Revenue Sufficiency | 2025 | 9 | 28.7 | 1
3 Revenue Sufficiency | 2025 | 9 | 28.8 | 2
3 Revenue Sufficiency | 2025 | 9 | 28.9 | 1
3 Revenue Sufficiency | 2025 | 9 | 29 | 2
3 Revenue Sufficiency | 2025 | 9 | 29.1 | 1
3 Revenue Sufficiency | 2025 | 9 | 29.3 | 2
3 Revenue Sufficiency | 2025 | 9 | 29.5 | 1
3 Revenue Sufficiency | 2025 | 9 | 29.6 | 2
3 Revenue Sufficiency | 2025 | 9 | 29.7 | 1
3 Revenue Sufficiency | 2025 | 9 | 29.9 | 3
3 Revenue Sufficiency | 2025 | 9 | 30 | 1
3 Revenue Sufficiency | 2025 | 9 | 30.2 | 1
3 Revenue Sufficiency | 2025 | 9 | 30.3 | 1
3 Revenue Sufficiency | 2025 | 9 | 30.4 | 3
3 Revenue Sufficiency | 2025 | 9 | 30.6 | 1
3 Revenue Sufficiency | 2025 | 9 | 30.8 | 1
3 Revenue Sufficiency | 2025 | 9 | 30.9 | 1
3 Revenue Sufficiency | 2025 | 9 | 31.2 | 2
3 Revenue Sufficiency | 2025 | 9 | 31.3 | 2
3 Revenue Sufficiency | 2025 | 9 | 31.5 | 1
3 Revenue Sufficiency | 2025 | 9 | 31.6 | 1
3 Revenue Sufficiency | 2025 | 9 | 31.8 | 2
3 Revenue Sufficiency | 2025 | 9 | 31.9 | 1
3 Revenue Sufficiency | 2025 | 9 | 32.1 | 2
3 Revenue Sufficiency | 2025 | 9 | 32.3 | 1
3 Revenue Sufficiency | 2025 | 9 | 32.6 | 2
3 Revenue Sufficiency | 2025 | 9 | 32.7 | 1
3 Revenue Sufficiency | 2025 | 9 | 32.8 | 4
3 Revenue Sufficiency | 2025 | 9 | 32.9 | 1
3 Revenue Sufficiency | 2025 | 9 | 33 | 2
3 Revenue Sufficiency | 2025 | 9 | 33.1 | 1
3 Revenue Sufficiency | 2025 | 9 | 33.3 | 1
3 Revenue Sufficiency | 2025 | 9 | 34 | 1
3 Revenue Sufficiency | 2025 | 9 | 34.3 | 2
3 Revenue Sufficiency | 2025 | 9 | 34.6 | 1
3 Revenue Sufficiency | 2025 | 9 | 34.7 | 2
3 Revenue Sufficiency | 2025 | 9 | 34.8 | 1
3 Revenue Sufficiency | 2025 | 9 | 35.1 | 1
3 Revenue Sufficiency | 2025 | 9 | 35.6 | 1
3 Revenue Sufficiency | 2025 | 9 | 35.7 | 1
3 Revenue Sufficiency | 2025 | 9 | 35.9 | 1
3 Revenue Sufficiency | 2025 | 9 | 36.1 | 1
3 Revenue Sufficiency | 2025 | 9 | 36.2 | 1
3 Revenue Sufficiency | 2025 | 9 | 36.6 | 1
3 Revenue Sufficiency | 2025 | 9 | 36.9 | 2
3 Revenue Sufficiency | 2025 | 9 | 37.3 | 1
3 Revenue Sufficiency | 2025 | 9 | 37.6 | 1
3 Revenue Sufficiency | 2025 | 9 | 37.8 | 1
3 Revenue Sufficiency | 2025 | 9 | 37.9 | 1
3 Revenue Sufficiency | 2025 | 9 | 38.3 | 2
3 Revenue Sufficiency | 2025 | 9 | 38.4 | 1
3 Revenue Sufficiency | 2025 | 9 | 38.5 | 1
3 Revenue Sufficiency | 2025 | 9 | 38.7 | 1
3 Revenue Sufficiency | 2025 | 9 | 39.4 | 1
3 Revenue Sufficiency | 2025 | 9 | 39.5 | 1
3 Revenue Sufficiency | 2025 | 9 | 39.6 | 1
3 Revenue Sufficiency | 2025 | 9 | 40 | 1
3 Revenue Sufficiency | 2025 | 9 | 40.3 | 1
3 Revenue Sufficiency | 2025 | 9 | 40.9 | 1
3 Revenue Sufficiency | 2025 | 9 | 41.3 | 1
3 Revenue Sufficiency | 2025 | 9 | 41.6 | 1
3 Revenue Sufficiency | 2025 | 9 | 41.9 | 1
3 Revenue Sufficiency | 2025 | 9 | 42 | 1
3 Revenue Sufficiency | 2025 | 9 | 42.1 | 1
3 Revenue Sufficiency | 2025 | 9 | 42.6 | 1
3 Revenue Sufficiency | 2025 | 9 | 42.9 | 1
3 Revenue Sufficiency | 2025 | 9 | 43.2 | 2
3 Revenue Sufficiency | 2025 | 9 | 43.3 | 1
3 Revenue Sufficiency | 2025 | 9 | 43.5 | 1
3 Revenue Sufficiency | 2025 | 9 | 43.6 | 1
3 Revenue Sufficiency | 2025 | 9 | 43.9 | 1
3 Revenue Sufficiency | 2025 | 9 | 44 | 1
3 Revenue Sufficiency | 2025 | 9 | 44.3 | 1
3 Revenue Sufficiency | 2025 | 9 | 45.1 | 1
3 Revenue Sufficiency | 2025 | 9 | 45.9 | 1
3 Revenue Sufficiency | 2025 | 9 | 46.8 | 1
3 Revenue Sufficiency | 2025 | 9 | 47.4 | 1
3 Revenue Sufficiency | 2025 | 9 | 48.6 | 1
3 Revenue Sufficiency | 2025 | 9 | 48.7 | 2
3 Revenue Sufficiency | 2025 | 9 | 49.7 | 1
3 Revenue Sufficiency | 2025 | 9 | 50.8 | 1
3 Revenue Sufficiency | 2025 | 9 | 50.9 | 1
3 Revenue Sufficiency | 2025 | 9 | 52.1 | 1
3 Revenue Sufficiency | 2025 | 9 | 53.1 | 1
3 Revenue Sufficiency | 2025 | 9 | 56.8 | 1
3 Revenue Sufficiency | 2025 | 9 | 59.8 | 1
3 Revenue Sufficiency | 2025 | 9 | 62.3 | 1
3 Revenue Sufficiency | 2025 | 9 | 65 | 1
3 Revenue Sufficiency | 2025 | 9 | 74.9 | 1
3 Revenue Sufficiency | 2025 | 9 | 79.5 | 1
3 Revenue Sufficiency | 2025 | 9 | 85 | 1
3 Revenue Sufficiency | 2025 | 9 | 86.8 | 1
3 Revenue Sufficiency | 2025 | 10 | -82.3 | 1
3 Revenue Sufficiency | 2025 | 10 | -79.7 | 1
3 Revenue Sufficiency | 2025 | 10 | -78.9 | 1
3 Revenue Sufficiency | 2025 | 10 | -78.8 | 1
3 Revenue Sufficiency | 2025 | 10 | -66.1 | 1
3 Revenue Sufficiency | 2025 | 10 | -62.2 | 1
3 Revenue Sufficiency | 2025 | 10 | -58.3 | 1
3 Revenue Sufficiency | 2025 | 10 | -56.9 | 1
3 Revenue Sufficiency | 2025 | 10 | -56.6 | 1
3 Revenue Sufficiency | 2025 | 10 | -55.2 | 1
3 Revenue Sufficiency | 2025 | 10 | -54.2 | 1
3 Revenue Sufficiency | 2025 | 10 | -53.2 | 1
3 Revenue Sufficiency | 2025 | 10 | -52.7 | 1
3 Revenue Sufficiency | 2025 | 10 | -52 | 2
3 Revenue Sufficiency | 2025 | 10 | -51.2 | 2
3 Revenue Sufficiency | 2025 | 10 | -51 | 1
3 Revenue Sufficiency | 2025 | 10 | -50.7 | 1
3 Revenue Sufficiency | 2025 | 10 | -50 | 1
3 Revenue Sufficiency | 2025 | 10 | -49.2 | 1
3 Revenue Sufficiency | 2025 | 10 | -47.6 | 1
3 Revenue Sufficiency | 2025 | 10 | -46.8 | 2
3 Revenue Sufficiency | 2025 | 10 | -46.7 | 1
3 Revenue Sufficiency | 2025 | 10 | -46.3 | 1
3 Revenue Sufficiency | 2025 | 10 | -45.7 | 1
3 Revenue Sufficiency | 2025 | 10 | -45.5 | 1
3 Revenue Sufficiency | 2025 | 10 | -45.4 | 1
3 Revenue Sufficiency | 2025 | 10 | -45.3 | 1
3 Revenue Sufficiency | 2025 | 10 | -45.2 | 1
3 Revenue Sufficiency | 2025 | 10 | -45.1 | 2
3 Revenue Sufficiency | 2025 | 10 | -44.3 | 1
3 Revenue Sufficiency | 2025 | 10 | -43.4 | 2
3 Revenue Sufficiency | 2025 | 10 | -43.3 | 2
3 Revenue Sufficiency | 2025 | 10 | -43.2 | 1
3 Revenue Sufficiency | 2025 | 10 | -41.9 | 1
3 Revenue Sufficiency | 2025 | 10 | -41.1 | 1
3 Revenue Sufficiency | 2025 | 10 | -40.7 | 1
3 Revenue Sufficiency | 2025 | 10 | -40.6 | 1
3 Revenue Sufficiency | 2025 | 10 | -40.5 | 1
3 Revenue Sufficiency | 2025 | 10 | -40.1 | 1
3 Revenue Sufficiency | 2025 | 10 | -39.7 | 1
3 Revenue Sufficiency | 2025 | 10 | -39.4 | 1
3 Revenue Sufficiency | 2025 | 10 | -39.3 | 1
3 Revenue Sufficiency | 2025 | 10 | -39.1 | 1
3 Revenue Sufficiency | 2025 | 10 | -39 | 1
3 Revenue Sufficiency | 2025 | 10 | -38.6 | 1
3 Revenue Sufficiency | 2025 | 10 | -38.4 | 1
3 Revenue Sufficiency | 2025 | 10 | -38.2 | 1
3 Revenue Sufficiency | 2025 | 10 | -38 | 1
3 Revenue Sufficiency | 2025 | 10 | -37.7 | 2
3 Revenue Sufficiency | 2025 | 10 | -37.6 | 3
3 Revenue Sufficiency | 2025 | 10 | -37.2 | 2
3 Revenue Sufficiency | 2025 | 10 | -37 | 1
3 Revenue Sufficiency | 2025 | 10 | -36.7 | 1
3 Revenue Sufficiency | 2025 | 10 | -36.3 | 1
3 Revenue Sufficiency | 2025 | 10 | -36.1 | 1
3 Revenue Sufficiency | 2025 | 10 | -36 | 2
3 Revenue Sufficiency | 2025 | 10 | -35.9 | 1
3 Revenue Sufficiency | 2025 | 10 | -35.7 | 3
3 Revenue Sufficiency | 2025 | 10 | -35.5 | 2
3 Revenue Sufficiency | 2025 | 10 | -35.4 | 2
3 Revenue Sufficiency | 2025 | 10 | -34.9 | 1
3 Revenue Sufficiency | 2025 | 10 | -34.8 | 1
3 Revenue Sufficiency | 2025 | 10 | -34.3 | 1
3 Revenue Sufficiency | 2025 | 10 | -34 | 1
3 Revenue Sufficiency | 2025 | 10 | -33.9 | 1
3 Revenue Sufficiency | 2025 | 10 | -33.6 | 1
3 Revenue Sufficiency | 2025 | 10 | -33.4 | 1
3 Revenue Sufficiency | 2025 | 10 | -33.2 | 1
3 Revenue Sufficiency | 2025 | 10 | -33 | 1
3 Revenue Sufficiency | 2025 | 10 | -32.8 | 1
3 Revenue Sufficiency | 2025 | 10 | -32.6 | 1
3 Revenue Sufficiency | 2025 | 10 | -32.2 | 1
3 Revenue Sufficiency | 2025 | 10 | -32 | 3
3 Revenue Sufficiency | 2025 | 10 | -31.9 | 1
3 Revenue Sufficiency | 2025 | 10 | -31.8 | 1
3 Revenue Sufficiency | 2025 | 10 | -31.6 | 1
3 Revenue Sufficiency | 2025 | 10 | -31.1 | 1
3 Revenue Sufficiency | 2025 | 10 | -30.5 | 2
3 Revenue Sufficiency | 2025 | 10 | -30.3 | 2
3 Revenue Sufficiency | 2025 | 10 | -30 | 2
3 Revenue Sufficiency | 2025 | 10 | -29.9 | 2
3 Revenue Sufficiency | 2025 | 10 | -29.5 | 2
3 Revenue Sufficiency | 2025 | 10 | -29.1 | 2
3 Revenue Sufficiency | 2025 | 10 | -29 | 1
3 Revenue Sufficiency | 2025 | 10 | -28.7 | 1
3 Revenue Sufficiency | 2025 | 10 | -28.5 | 2
3 Revenue Sufficiency | 2025 | 10 | -28.2 | 1
3 Revenue Sufficiency | 2025 | 10 | -28.1 | 2
3 Revenue Sufficiency | 2025 | 10 | -27.6 | 1
3 Revenue Sufficiency | 2025 | 10 | -27.5 | 1
3 Revenue Sufficiency | 2025 | 10 | -27.4 | 1
3 Revenue Sufficiency | 2025 | 10 | -27.3 | 2
3 Revenue Sufficiency | 2025 | 10 | -27.2 | 1
3 Revenue Sufficiency | 2025 | 10 | -27.1 | 3
3 Revenue Sufficiency | 2025 | 10 | -27 | 1
3 Revenue Sufficiency | 2025 | 10 | -26.9 | 1
3 Revenue Sufficiency | 2025 | 10 | -26.7 | 1
3 Revenue Sufficiency | 2025 | 10 | -26.6 | 1
3 Revenue Sufficiency | 2025 | 10 | -26.4 | 1
3 Revenue Sufficiency | 2025 | 10 | -26.3 | 1
3 Revenue Sufficiency | 2025 | 10 | -26.2 | 1
3 Revenue Sufficiency | 2025 | 10 | -26.1 | 1
3 Revenue Sufficiency | 2025 | 10 | -26 | 2
3 Revenue Sufficiency | 2025 | 10 | -25.9 | 1
3 Revenue Sufficiency | 2025 | 10 | -25.5 | 2
3 Revenue Sufficiency | 2025 | 10 | -25.4 | 2
3 Revenue Sufficiency | 2025 | 10 | -25.2 | 2
3 Revenue Sufficiency | 2025 | 10 | -24.9 | 1
3 Revenue Sufficiency | 2025 | 10 | -24.8 | 1
3 Revenue Sufficiency | 2025 | 10 | -24.7 | 1
3 Revenue Sufficiency | 2025 | 10 | -24.5 | 1
3 Revenue Sufficiency | 2025 | 10 | -24.4 | 1
3 Revenue Sufficiency | 2025 | 10 | -24.3 | 1
3 Revenue Sufficiency | 2025 | 10 | -24.1 | 4
3 Revenue Sufficiency | 2025 | 10 | -24 | 2
3 Revenue Sufficiency | 2025 | 10 | -23.6 | 1
3 Revenue Sufficiency | 2025 | 10 | -23.5 | 1
3 Revenue Sufficiency | 2025 | 10 | -23.4 | 3
3 Revenue Sufficiency | 2025 | 10 | -23.3 | 2
3 Revenue Sufficiency | 2025 | 10 | -23.1 | 2
3 Revenue Sufficiency | 2025 | 10 | -23 | 1
3 Revenue Sufficiency | 2025 | 10 | -22.7 | 4
3 Revenue Sufficiency | 2025 | 10 | -22.6 | 1
3 Revenue Sufficiency | 2025 | 10 | -22.5 | 1
3 Revenue Sufficiency | 2025 | 10 | -21.8 | 2
3 Revenue Sufficiency | 2025 | 10 | -21.7 | 1
3 Revenue Sufficiency | 2025 | 10 | -21.5 | 2
3 Revenue Sufficiency | 2025 | 10 | -21.2 | 2
3 Revenue Sufficiency | 2025 | 10 | -21 | 2
3 Revenue Sufficiency | 2025 | 10 | -20.9 | 1
3 Revenue Sufficiency | 2025 | 10 | -20.8 | 1
3 Revenue Sufficiency | 2025 | 10 | -20.4 | 1
3 Revenue Sufficiency | 2025 | 10 | -20.3 | 1
3 Revenue Sufficiency | 2025 | 10 | -20.1 | 1
3 Revenue Sufficiency | 2025 | 10 | -20 | 3
3 Revenue Sufficiency | 2025 | 10 | -19.9 | 1
3 Revenue Sufficiency | 2025 | 10 | -19.8 | 1
3 Revenue Sufficiency | 2025 | 10 | -19.7 | 1
3 Revenue Sufficiency | 2025 | 10 | -19.6 | 1
3 Revenue Sufficiency | 2025 | 10 | -19.5 | 1
3 Revenue Sufficiency | 2025 | 10 | -19.4 | 4
3 Revenue Sufficiency | 2025 | 10 | -19.3 | 2
3 Revenue Sufficiency | 2025 | 10 | -19.1 | 1
3 Revenue Sufficiency | 2025 | 10 | -19 | 3
3 Revenue Sufficiency | 2025 | 10 | -18.5 | 2
3 Revenue Sufficiency | 2025 | 10 | -18.4 | 1
3 Revenue Sufficiency | 2025 | 10 | -18.3 | 1
3 Revenue Sufficiency | 2025 | 10 | -18.2 | 1
3 Revenue Sufficiency | 2025 | 10 | -18.1 | 2
3 Revenue Sufficiency | 2025 | 10 | -17.8 | 1
3 Revenue Sufficiency | 2025 | 10 | -17.2 | 3
3 Revenue Sufficiency | 2025 | 10 | -16.9 | 1
3 Revenue Sufficiency | 2025 | 10 | -16.5 | 1
3 Revenue Sufficiency | 2025 | 10 | -16.2 | 2
3 Revenue Sufficiency | 2025 | 10 | -15.9 | 2
3 Revenue Sufficiency | 2025 | 10 | -14.9 | 2
3 Revenue Sufficiency | 2025 | 10 | -14.5 | 2
3 Revenue Sufficiency | 2025 | 10 | -14.4 | 1
3 Revenue Sufficiency | 2025 | 10 | -14.3 | 2
3 Revenue Sufficiency | 2025 | 10 | -13.9 | 2
3 Revenue Sufficiency | 2025 | 10 | -13.8 | 2
3 Revenue Sufficiency | 2025 | 10 | -13.7 | 2
3 Revenue Sufficiency | 2025 | 10 | -13.6 | 1
3 Revenue Sufficiency | 2025 | 10 | -13.4 | 2
3 Revenue Sufficiency | 2025 | 10 | -13.3 | 1
3 Revenue Sufficiency | 2025 | 10 | -12.6 | 2
3 Revenue Sufficiency | 2025 | 10 | -12.4 | 1
3 Revenue Sufficiency | 2025 | 10 | -11.1 | 1
3 Revenue Sufficiency | 2025 | 10 | -10.6 | 1
3 Revenue Sufficiency | 2025 | 10 | -9.6 | 1
3 Revenue Sufficiency | 2025 | 10 | -9.5 | 1
3 Revenue Sufficiency | 2025 | 10 | -9.4 | 1
3 Revenue Sufficiency | 2025 | 10 | -9.3 | 1
3 Revenue Sufficiency | 2025 | 10 | -9.2 | 1
3 Revenue Sufficiency | 2025 | 10 | -9.1 | 2
3 Revenue Sufficiency | 2025 | 10 | -8.3 | 1
3 Revenue Sufficiency | 2025 | 10 | -7.8 | 1
3 Revenue Sufficiency | 2025 | 10 | -7.2 | 1
3 Revenue Sufficiency | 2025 | 10 | 5.1 | 1
3 Revenue Sufficiency | 2025 | 10 | 5.6 | 1
3 Revenue Sufficiency | 2025 | 10 | 8.5 | 1
3 Revenue Sufficiency | 2025 | 10 | 9 | 1
3 Revenue Sufficiency | 2025 | 10 | 9.2 | 1
3 Revenue Sufficiency | 2025 | 10 | 10.5 | 1
3 Revenue Sufficiency | 2025 | 10 | 11.8 | 1
3 Revenue Sufficiency | 2025 | 10 | 12.1 | 1
3 Revenue Sufficiency | 2025 | 10 | 12.5 | 3
3 Revenue Sufficiency | 2025 | 10 | 12.6 | 1
3 Revenue Sufficiency | 2025 | 10 | 12.9 | 1
3 Revenue Sufficiency | 2025 | 10 | 13.1 | 2
3 Revenue Sufficiency | 2025 | 10 | 13.4 | 1
3 Revenue Sufficiency | 2025 | 10 | 13.5 | 3
3 Revenue Sufficiency | 2025 | 10 | 13.6 | 1
3 Revenue Sufficiency | 2025 | 10 | 13.7 | 1
3 Revenue Sufficiency | 2025 | 10 | 13.9 | 1
3 Revenue Sufficiency | 2025 | 10 | 14.3 | 1
3 Revenue Sufficiency | 2025 | 10 | 14.4 | 1
3 Revenue Sufficiency | 2025 | 10 | 14.5 | 1
3 Revenue Sufficiency | 2025 | 10 | 14.7 | 2
3 Revenue Sufficiency | 2025 | 10 | 15.1 | 2
3 Revenue Sufficiency | 2025 | 10 | 15.2 | 1
3 Revenue Sufficiency | 2025 | 10 | 15.4 | 3
3 Revenue Sufficiency | 2025 | 10 | 15.5 | 1
3 Revenue Sufficiency | 2025 | 10 | 15.7 | 1
3 Revenue Sufficiency | 2025 | 10 | 15.8 | 1
3 Revenue Sufficiency | 2025 | 10 | 16 | 3
3 Revenue Sufficiency | 2025 | 10 | 16.4 | 1
3 Revenue Sufficiency | 2025 | 10 | 16.6 | 1
3 Revenue Sufficiency | 2025 | 10 | 16.7 | 2
3 Revenue Sufficiency | 2025 | 10 | 16.8 | 1
3 Revenue Sufficiency | 2025 | 10 | 16.9 | 1
3 Revenue Sufficiency | 2025 | 10 | 17 | 1
3 Revenue Sufficiency | 2025 | 10 | 17.1 | 2
3 Revenue Sufficiency | 2025 | 10 | 17.3 | 1
3 Revenue Sufficiency | 2025 | 10 | 17.4 | 2
3 Revenue Sufficiency | 2025 | 10 | 17.5 | 1
3 Revenue Sufficiency | 2025 | 10 | 17.6 | 2
3 Revenue Sufficiency | 2025 | 10 | 17.7 | 2
3 Revenue Sufficiency | 2025 | 10 | 17.8 | 4
3 Revenue Sufficiency | 2025 | 10 | 17.9 | 2
3 Revenue Sufficiency | 2025 | 10 | 18 | 1
3 Revenue Sufficiency | 2025 | 10 | 18.1 | 3
3 Revenue Sufficiency | 2025 | 10 | 18.4 | 4
3 Revenue Sufficiency | 2025 | 10 | 18.6 | 3
3 Revenue Sufficiency | 2025 | 10 | 18.7 | 3
3 Revenue Sufficiency | 2025 | 10 | 18.8 | 1
3 Revenue Sufficiency | 2025 | 10 | 18.9 | 1
3 Revenue Sufficiency | 2025 | 10 | 19.2 | 1
3 Revenue Sufficiency | 2025 | 10 | 19.3 | 2
3 Revenue Sufficiency | 2025 | 10 | 19.4 | 1
3 Revenue Sufficiency | 2025 | 10 | 19.6 | 2
3 Revenue Sufficiency | 2025 | 10 | 19.7 | 1
3 Revenue Sufficiency | 2025 | 10 | 20 | 1
3 Revenue Sufficiency | 2025 | 10 | 20.1 | 2
3 Revenue Sufficiency | 2025 | 10 | 20.3 | 1
3 Revenue Sufficiency | 2025 | 10 | 20.4 | 2
3 Revenue Sufficiency | 2025 | 10 | 20.7 | 2
3 Revenue Sufficiency | 2025 | 10 | 20.9 | 1
3 Revenue Sufficiency | 2025 | 10 | 21 | 1
3 Revenue Sufficiency | 2025 | 10 | 21.2 | 2
3 Revenue Sufficiency | 2025 | 10 | 21.4 | 2
3 Revenue Sufficiency | 2025 | 10 | 21.5 | 3
3 Revenue Sufficiency | 2025 | 10 | 21.8 | 1
3 Revenue Sufficiency | 2025 | 10 | 21.9 | 1
3 Revenue Sufficiency | 2025 | 10 | 22.2 | 4
3 Revenue Sufficiency | 2025 | 10 | 22.4 | 1
3 Revenue Sufficiency | 2025 | 10 | 22.5 | 1
3 Revenue Sufficiency | 2025 | 10 | 22.8 | 1
3 Revenue Sufficiency | 2025 | 10 | 22.9 | 2
3 Revenue Sufficiency | 2025 | 10 | 23.1 | 2
3 Revenue Sufficiency | 2025 | 10 | 23.3 | 2
3 Revenue Sufficiency | 2025 | 10 | 23.4 | 1
3 Revenue Sufficiency | 2025 | 10 | 23.5 | 2
3 Revenue Sufficiency | 2025 | 10 | 23.6 | 1
3 Revenue Sufficiency | 2025 | 10 | 23.8 | 2
3 Revenue Sufficiency | 2025 | 10 | 23.9 | 1
3 Revenue Sufficiency | 2025 | 10 | 24 | 1
3 Revenue Sufficiency | 2025 | 10 | 24.2 | 1
3 Revenue Sufficiency | 2025 | 10 | 24.4 | 3
3 Revenue Sufficiency | 2025 | 10 | 24.5 | 1
3 Revenue Sufficiency | 2025 | 10 | 24.7 | 1
3 Revenue Sufficiency | 2025 | 10 | 24.8 | 1
3 Revenue Sufficiency | 2025 | 10 | 25 | 1
3 Revenue Sufficiency | 2025 | 10 | 25.2 | 1
3 Revenue Sufficiency | 2025 | 10 | 25.3 | 2
3 Revenue Sufficiency | 2025 | 10 | 25.4 | 1
3 Revenue Sufficiency | 2025 | 10 | 25.6 | 2
3 Revenue Sufficiency | 2025 | 10 | 25.7 | 2
3 Revenue Sufficiency | 2025 | 10 | 25.8 | 2
3 Revenue Sufficiency | 2025 | 10 | 26 | 1
3 Revenue Sufficiency | 2025 | 10 | 26.2 | 1
3 Revenue Sufficiency | 2025 | 10 | 26.3 | 1
3 Revenue Sufficiency | 2025 | 10 | 26.4 | 1
3 Revenue Sufficiency | 2025 | 10 | 26.5 | 1
3 Revenue Sufficiency | 2025 | 10 | 26.6 | 2
3 Revenue Sufficiency | 2025 | 10 | 26.7 | 1
3 Revenue Sufficiency | 2025 | 10 | 26.9 | 1
3 Revenue Sufficiency | 2025 | 10 | 27.2 | 2
3 Revenue Sufficiency | 2025 | 10 | 27.3 | 1
3 Revenue Sufficiency | 2025 | 10 | 27.6 | 1
3 Revenue Sufficiency | 2025 | 10 | 27.8 | 2
3 Revenue Sufficiency | 2025 | 10 | 27.9 | 1
3 Revenue Sufficiency | 2025 | 10 | 28 | 2
3 Revenue Sufficiency | 2025 | 10 | 28.2 | 1
3 Revenue Sufficiency | 2025 | 10 | 28.3 | 2
3 Revenue Sufficiency | 2025 | 10 | 28.5 | 1
3 Revenue Sufficiency | 2025 | 10 | 28.6 | 1
3 Revenue Sufficiency | 2025 | 10 | 28.8 | 2
3 Revenue Sufficiency | 2025 | 10 | 28.9 | 1
3 Revenue Sufficiency | 2025 | 10 | 29 | 1
3 Revenue Sufficiency | 2025 | 10 | 29.2 | 1
3 Revenue Sufficiency | 2025 | 10 | 29.3 | 1
3 Revenue Sufficiency | 2025 | 10 | 29.4 | 2
3 Revenue Sufficiency | 2025 | 10 | 29.5 | 1
3 Revenue Sufficiency | 2025 | 10 | 29.7 | 1
3 Revenue Sufficiency | 2025 | 10 | 30 | 1
3 Revenue Sufficiency | 2025 | 10 | 30.1 | 1
3 Revenue Sufficiency | 2025 | 10 | 30.3 | 1
3 Revenue Sufficiency | 2025 | 10 | 30.5 | 1
3 Revenue Sufficiency | 2025 | 10 | 30.6 | 1
3 Revenue Sufficiency | 2025 | 10 | 30.7 | 2
3 Revenue Sufficiency | 2025 | 10 | 30.8 | 1
3 Revenue Sufficiency | 2025 | 10 | 30.9 | 1
3 Revenue Sufficiency | 2025 | 10 | 31 | 2
3 Revenue Sufficiency | 2025 | 10 | 31.1 | 1
3 Revenue Sufficiency | 2025 | 10 | 31.2 | 1
3 Revenue Sufficiency | 2025 | 10 | 31.5 | 2
3 Revenue Sufficiency | 2025 | 10 | 31.6 | 2
3 Revenue Sufficiency | 2025 | 10 | 31.9 | 1
3 Revenue Sufficiency | 2025 | 10 | 32 | 1
3 Revenue Sufficiency | 2025 | 10 | 32.4 | 1
3 Revenue Sufficiency | 2025 | 10 | 32.5 | 1
3 Revenue Sufficiency | 2025 | 10 | 32.8 | 1
3 Revenue Sufficiency | 2025 | 10 | 32.9 | 1
3 Revenue Sufficiency | 2025 | 10 | 33.1 | 2
3 Revenue Sufficiency | 2025 | 10 | 33.4 | 1
3 Revenue Sufficiency | 2025 | 10 | 33.5 | 1
3 Revenue Sufficiency | 2025 | 10 | 33.7 | 2
3 Revenue Sufficiency | 2025 | 10 | 33.8 | 1
3 Revenue Sufficiency | 2025 | 10 | 33.9 | 1
3 Revenue Sufficiency | 2025 | 10 | 34.4 | 1
3 Revenue Sufficiency | 2025 | 10 | 34.6 | 1
3 Revenue Sufficiency | 2025 | 10 | 34.7 | 1
3 Revenue Sufficiency | 2025 | 10 | 34.9 | 1
3 Revenue Sufficiency | 2025 | 10 | 35.1 | 1
3 Revenue Sufficiency | 2025 | 10 | 35.8 | 1
3 Revenue Sufficiency | 2025 | 10 | 36.3 | 1
3 Revenue Sufficiency | 2025 | 10 | 36.4 | 1
3 Revenue Sufficiency | 2025 | 10 | 36.6 | 1
3 Revenue Sufficiency | 2025 | 10 | 36.8 | 1
3 Revenue Sufficiency | 2025 | 10 | 37 | 1
3 Revenue Sufficiency | 2025 | 10 | 37.4 | 2
3 Revenue Sufficiency | 2025 | 10 | 37.5 | 1
3 Revenue Sufficiency | 2025 | 10 | 37.6 | 2
3 Revenue Sufficiency | 2025 | 10 | 37.7 | 1
3 Revenue Sufficiency | 2025 | 10 | 38 | 1
3 Revenue Sufficiency | 2025 | 10 | 38.1 | 1
3 Revenue Sufficiency | 2025 | 10 | 38.5 | 1
3 Revenue Sufficiency | 2025 | 10 | 38.9 | 1
3 Revenue Sufficiency | 2025 | 10 | 39 | 2
3 Revenue Sufficiency | 2025 | 10 | 39.4 | 1
3 Revenue Sufficiency | 2025 | 10 | 39.5 | 1
3 Revenue Sufficiency | 2025 | 10 | 40.1 | 1
3 Revenue Sufficiency | 2025 | 10 | 40.2 | 1
3 Revenue Sufficiency | 2025 | 10 | 40.4 | 1
3 Revenue Sufficiency | 2025 | 10 | 40.8 | 1
3 Revenue Sufficiency | 2025 | 10 | 40.9 | 1
3 Revenue Sufficiency | 2025 | 10 | 41.1 | 1
3 Revenue Sufficiency | 2025 | 10 | 41.7 | 1
3 Revenue Sufficiency | 2025 | 10 | 42.1 | 1
3 Revenue Sufficiency | 2025 | 10 | 42.3 | 1
3 Revenue Sufficiency | 2025 | 10 | 43.9 | 2
3 Revenue Sufficiency | 2025 | 10 | 44.1 | 1
3 Revenue Sufficiency | 2025 | 10 | 44.5 | 1
3 Revenue Sufficiency | 2025 | 10 | 46.7 | 1
3 Revenue Sufficiency | 2025 | 10 | 47.2 | 1
3 Revenue Sufficiency | 2025 | 10 | 47.4 | 2
3 Revenue Sufficiency | 2025 | 10 | 48 | 1
3 Revenue Sufficiency | 2025 | 10 | 48.1 | 1
3 Revenue Sufficiency | 2025 | 10 | 48.4 | 2
3 Revenue Sufficiency | 2025 | 10 | 48.5 | 1
3 Revenue Sufficiency | 2025 | 10 | 49.4 | 1
3 Revenue Sufficiency | 2025 | 10 | 50.3 | 1
3 Revenue Sufficiency | 2025 | 10 | 50.5 | 1
3 Revenue Sufficiency | 2025 | 10 | 51.1 | 1
3 Revenue Sufficiency | 2025 | 10 | 52.6 | 1
3 Revenue Sufficiency | 2025 | 10 | 53.9 | 1
3 Revenue Sufficiency | 2025 | 10 | 54.1 | 1
3 Revenue Sufficiency | 2025 | 10 | 54.9 | 1
3 Revenue Sufficiency | 2025 | 10 | 55.4 | 1
3 Revenue Sufficiency | 2025 | 10 | 56.6 | 1
3 Revenue Sufficiency | 2025 | 10 | 58.4 | 1
3 Revenue Sufficiency | 2025 | 10 | 59.1 | 1
3 Revenue Sufficiency | 2025 | 10 | 59.6 | 1
3 Revenue Sufficiency | 2025 | 10 | 65.1 | 1
3 Revenue Sufficiency | 2025 | 10 | 65.6 | 1
3 Revenue Sufficiency | 2025 | 10 | 68.4 | 1
3 Revenue Sufficiency | 2025 | 10 | 70.2 | 1
3 Revenue Sufficiency | 2025 | 10 | 73.7 | 1
3 Revenue Sufficiency | 2025 | 10 | 84.6 | 1
3 Revenue Sufficiency | 2025 | 10 | 84.8 | 1
3 Revenue Sufficiency | 2025 | 10 | 134.3 | 1
3 Revenue Sufficiency | 2025 | 10 | 387.4 | 1
3 Revenue Sufficiency | 2025 | 11 | -81.3 | 1
3 Revenue Sufficiency | 2025 | 11 | -74.9 | 1
3 Revenue Sufficiency | 2025 | 11 | -72.3 | 1
3 Revenue Sufficiency | 2025 | 11 | -72.2 | 1
3 Revenue Sufficiency | 2025 | 11 | -71.1 | 1
3 Revenue Sufficiency | 2025 | 11 | -70.8 | 1
3 Revenue Sufficiency | 2025 | 11 | -67.4 | 1
3 Revenue Sufficiency | 2025 | 11 | -65.9 | 1
3 Revenue Sufficiency | 2025 | 11 | -65.3 | 1
3 Revenue Sufficiency | 2025 | 11 | -60.9 | 1
3 Revenue Sufficiency | 2025 | 11 | -60.2 | 1
3 Revenue Sufficiency | 2025 | 11 | -59.7 | 1
3 Revenue Sufficiency | 2025 | 11 | -59.6 | 1
3 Revenue Sufficiency | 2025 | 11 | -59.5 | 1
3 Revenue Sufficiency | 2025 | 11 | -59.4 | 1
3 Revenue Sufficiency | 2025 | 11 | -57.6 | 1
3 Revenue Sufficiency | 2025 | 11 | -57.3 | 1
3 Revenue Sufficiency | 2025 | 11 | -57 | 1
3 Revenue Sufficiency | 2025 | 11 | -51.7 | 1
3 Revenue Sufficiency | 2025 | 11 | -50.5 | 1
3 Revenue Sufficiency | 2025 | 11 | -49.9 | 1
3 Revenue Sufficiency | 2025 | 11 | -49.8 | 1
3 Revenue Sufficiency | 2025 | 11 | -47.9 | 1
3 Revenue Sufficiency | 2025 | 11 | -47.7 | 1
3 Revenue Sufficiency | 2025 | 11 | -46.7 | 1
3 Revenue Sufficiency | 2025 | 11 | -46.5 | 1
3 Revenue Sufficiency | 2025 | 11 | -45.8 | 1
3 Revenue Sufficiency | 2025 | 11 | -45.2 | 3
3 Revenue Sufficiency | 2025 | 11 | -44.2 | 2
3 Revenue Sufficiency | 2025 | 11 | -44.1 | 1
3 Revenue Sufficiency | 2025 | 11 | -43.8 | 1
3 Revenue Sufficiency | 2025 | 11 | -43.6 | 1
3 Revenue Sufficiency | 2025 | 11 | -43.4 | 1
3 Revenue Sufficiency | 2025 | 11 | -42.4 | 1
3 Revenue Sufficiency | 2025 | 11 | -41.3 | 1
3 Revenue Sufficiency | 2025 | 11 | -41.2 | 1
3 Revenue Sufficiency | 2025 | 11 | -40.8 | 1
3 Revenue Sufficiency | 2025 | 11 | -40.7 | 1
3 Revenue Sufficiency | 2025 | 11 | -40.2 | 1
3 Revenue Sufficiency | 2025 | 11 | -40.1 | 2
3 Revenue Sufficiency | 2025 | 11 | -39.8 | 1
3 Revenue Sufficiency | 2025 | 11 | -39.6 | 2
3 Revenue Sufficiency | 2025 | 11 | -38.9 | 1
3 Revenue Sufficiency | 2025 | 11 | -38.4 | 2
3 Revenue Sufficiency | 2025 | 11 | -37.8 | 1
3 Revenue Sufficiency | 2025 | 11 | -37.5 | 1
3 Revenue Sufficiency | 2025 | 11 | -37.4 | 1
3 Revenue Sufficiency | 2025 | 11 | -37 | 1
3 Revenue Sufficiency | 2025 | 11 | -36.9 | 1
3 Revenue Sufficiency | 2025 | 11 | -36.8 | 1
3 Revenue Sufficiency | 2025 | 11 | -36.5 | 1
3 Revenue Sufficiency | 2025 | 11 | -36.4 | 1
3 Revenue Sufficiency | 2025 | 11 | -35.7 | 3
3 Revenue Sufficiency | 2025 | 11 | -35.2 | 1
3 Revenue Sufficiency | 2025 | 11 | -35.1 | 1
3 Revenue Sufficiency | 2025 | 11 | -34.9 | 1
3 Revenue Sufficiency | 2025 | 11 | -34.7 | 1
3 Revenue Sufficiency | 2025 | 11 | -34.4 | 1
3 Revenue Sufficiency | 2025 | 11 | -34.1 | 1
3 Revenue Sufficiency | 2025 | 11 | -34 | 1
3 Revenue Sufficiency | 2025 | 11 | -33.9 | 1
3 Revenue Sufficiency | 2025 | 11 | -33.5 | 1
3 Revenue Sufficiency | 2025 | 11 | -33.1 | 1
3 Revenue Sufficiency | 2025 | 11 | -32.8 | 1
3 Revenue Sufficiency | 2025 | 11 | -32.7 | 1
3 Revenue Sufficiency | 2025 | 11 | -32.6 | 2
3 Revenue Sufficiency | 2025 | 11 | -32.5 | 1
3 Revenue Sufficiency | 2025 | 11 | -32 | 2
3 Revenue Sufficiency | 2025 | 11 | -31.7 | 1
3 Revenue Sufficiency | 2025 | 11 | -31.6 | 1
3 Revenue Sufficiency | 2025 | 11 | -31.2 | 2
3 Revenue Sufficiency | 2025 | 11 | -31 | 1
3 Revenue Sufficiency | 2025 | 11 | -30.8 | 1
3 Revenue Sufficiency | 2025 | 11 | -30.5 | 2
3 Revenue Sufficiency | 2025 | 11 | -30.3 | 2
3 Revenue Sufficiency | 2025 | 11 | -29.7 | 1
3 Revenue Sufficiency | 2025 | 11 | -29.6 | 2
3 Revenue Sufficiency | 2025 | 11 | -29.5 | 1
3 Revenue Sufficiency | 2025 | 11 | -29.2 | 2
3 Revenue Sufficiency | 2025 | 11 | -29 | 2
3 Revenue Sufficiency | 2025 | 11 | -28.8 | 1
3 Revenue Sufficiency | 2025 | 11 | -28.5 | 1
3 Revenue Sufficiency | 2025 | 11 | -28.3 | 1
3 Revenue Sufficiency | 2025 | 11 | -28 | 2
3 Revenue Sufficiency | 2025 | 11 | -27.7 | 1
3 Revenue Sufficiency | 2025 | 11 | -27.6 | 1
3 Revenue Sufficiency | 2025 | 11 | -27.3 | 1
3 Revenue Sufficiency | 2025 | 11 | -27.1 | 2
3 Revenue Sufficiency | 2025 | 11 | -27 | 1
3 Revenue Sufficiency | 2025 | 11 | -26.7 | 1
3 Revenue Sufficiency | 2025 | 11 | -26.5 | 1
3 Revenue Sufficiency | 2025 | 11 | -26.2 | 1
3 Revenue Sufficiency | 2025 | 11 | -26.1 | 2
3 Revenue Sufficiency | 2025 | 11 | -26 | 2
3 Revenue Sufficiency | 2025 | 11 | -25.9 | 2
3 Revenue Sufficiency | 2025 | 11 | -25.6 | 2
3 Revenue Sufficiency | 2025 | 11 | -25.5 | 1
3 Revenue Sufficiency | 2025 | 11 | -25.4 | 1
3 Revenue Sufficiency | 2025 | 11 | -25.3 | 1
3 Revenue Sufficiency | 2025 | 11 | -25 | 3
3 Revenue Sufficiency | 2025 | 11 | -24.9 | 1
3 Revenue Sufficiency | 2025 | 11 | -24.8 | 2
3 Revenue Sufficiency | 2025 | 11 | -24.1 | 1
3 Revenue Sufficiency | 2025 | 11 | -23.8 | 2
3 Revenue Sufficiency | 2025 | 11 | -23.7 | 1
3 Revenue Sufficiency | 2025 | 11 | -23.6 | 2
3 Revenue Sufficiency | 2025 | 11 | -23.3 | 1
3 Revenue Sufficiency | 2025 | 11 | -23.2 | 1
3 Revenue Sufficiency | 2025 | 11 | -22.8 | 4
3 Revenue Sufficiency | 2025 | 11 | -22.4 | 1
3 Revenue Sufficiency | 2025 | 11 | -22.3 | 1
3 Revenue Sufficiency | 2025 | 11 | -22.2 | 1
3 Revenue Sufficiency | 2025 | 11 | -22.1 | 1
3 Revenue Sufficiency | 2025 | 11 | -22 | 2
3 Revenue Sufficiency | 2025 | 11 | -21.9 | 2
3 Revenue Sufficiency | 2025 | 11 | -21.7 | 1
3 Revenue Sufficiency | 2025 | 11 | -21.6 | 2
3 Revenue Sufficiency | 2025 | 11 | -21.5 | 1
3 Revenue Sufficiency | 2025 | 11 | -21.4 | 1
3 Revenue Sufficiency | 2025 | 11 | -21.3 | 1
3 Revenue Sufficiency | 2025 | 11 | -21.2 | 2
3 Revenue Sufficiency | 2025 | 11 | -20.9 | 1
3 Revenue Sufficiency | 2025 | 11 | -20.7 | 1
3 Revenue Sufficiency | 2025 | 11 | -20.5 | 1
3 Revenue Sufficiency | 2025 | 11 | -20.4 | 1
3 Revenue Sufficiency | 2025 | 11 | -20.2 | 1
3 Revenue Sufficiency | 2025 | 11 | -20 | 1
3 Revenue Sufficiency | 2025 | 11 | -19.8 | 1
3 Revenue Sufficiency | 2025 | 11 | -19.7 | 1
3 Revenue Sufficiency | 2025 | 11 | -19.5 | 2
3 Revenue Sufficiency | 2025 | 11 | -19.4 | 1
3 Revenue Sufficiency | 2025 | 11 | -19.2 | 1
3 Revenue Sufficiency | 2025 | 11 | -18.8 | 2
3 Revenue Sufficiency | 2025 | 11 | -18.7 | 2
3 Revenue Sufficiency | 2025 | 11 | -18.2 | 1
3 Revenue Sufficiency | 2025 | 11 | -17.7 | 2
3 Revenue Sufficiency | 2025 | 11 | -17.4 | 1
3 Revenue Sufficiency | 2025 | 11 | -17.2 | 1
3 Revenue Sufficiency | 2025 | 11 | -16.5 | 1
3 Revenue Sufficiency | 2025 | 11 | -16.4 | 2
3 Revenue Sufficiency | 2025 | 11 | -15.9 | 2
3 Revenue Sufficiency | 2025 | 11 | -15.8 | 1
3 Revenue Sufficiency | 2025 | 11 | -15.4 | 1
3 Revenue Sufficiency | 2025 | 11 | -15.3 | 1
3 Revenue Sufficiency | 2025 | 11 | -15.2 | 1
3 Revenue Sufficiency | 2025 | 11 | -15.1 | 2
3 Revenue Sufficiency | 2025 | 11 | -15 | 1
3 Revenue Sufficiency | 2025 | 11 | -14.6 | 2
3 Revenue Sufficiency | 2025 | 11 | -14.5 | 1
3 Revenue Sufficiency | 2025 | 11 | -14.3 | 1
3 Revenue Sufficiency | 2025 | 11 | -14.2 | 1
3 Revenue Sufficiency | 2025 | 11 | -13.9 | 1
3 Revenue Sufficiency | 2025 | 11 | -13.8 | 1
3 Revenue Sufficiency | 2025 | 11 | -13.3 | 1
3 Revenue Sufficiency | 2025 | 11 | -13.2 | 1
3 Revenue Sufficiency | 2025 | 11 | -12.8 | 1
3 Revenue Sufficiency | 2025 | 11 | -12.5 | 1
3 Revenue Sufficiency | 2025 | 11 | -12.2 | 1
3 Revenue Sufficiency | 2025 | 11 | -11.9 | 1
3 Revenue Sufficiency | 2025 | 11 | -11.8 | 1
3 Revenue Sufficiency | 2025 | 11 | -11.7 | 1
3 Revenue Sufficiency | 2025 | 11 | -11.2 | 2
3 Revenue Sufficiency | 2025 | 11 | -10.9 | 1
3 Revenue Sufficiency | 2025 | 11 | -10.7 | 1
3 Revenue Sufficiency | 2025 | 11 | -10.3 | 1
3 Revenue Sufficiency | 2025 | 11 | -9.8 | 1
3 Revenue Sufficiency | 2025 | 11 | -9.5 | 1
3 Revenue Sufficiency | 2025 | 11 | -8.9 | 1
3 Revenue Sufficiency | 2025 | 11 | -8.6 | 1
3 Revenue Sufficiency | 2025 | 11 | -8.5 | 1
3 Revenue Sufficiency | 2025 | 11 | -6.7 | 1
3 Revenue Sufficiency | 2025 | 11 | 5.5 | 1
3 Revenue Sufficiency | 2025 | 11 | 6.9 | 1
3 Revenue Sufficiency | 2025 | 11 | 7.2 | 2
3 Revenue Sufficiency | 2025 | 11 | 8.8 | 1
3 Revenue Sufficiency | 2025 | 11 | 9.8 | 1
3 Revenue Sufficiency | 2025 | 11 | 10.2 | 1
3 Revenue Sufficiency | 2025 | 11 | 11 | 1
3 Revenue Sufficiency | 2025 | 11 | 11.5 | 1
3 Revenue Sufficiency | 2025 | 11 | 11.7 | 1
3 Revenue Sufficiency | 2025 | 11 | 12.1 | 1
3 Revenue Sufficiency | 2025 | 11 | 12.2 | 2
3 Revenue Sufficiency | 2025 | 11 | 12.7 | 1
3 Revenue Sufficiency | 2025 | 11 | 13 | 2
3 Revenue Sufficiency | 2025 | 11 | 13.1 | 1
3 Revenue Sufficiency | 2025 | 11 | 13.3 | 1
3 Revenue Sufficiency | 2025 | 11 | 13.4 | 1
3 Revenue Sufficiency | 2025 | 11 | 13.6 | 1
3 Revenue Sufficiency | 2025 | 11 | 13.9 | 2
3 Revenue Sufficiency | 2025 | 11 | 14 | 1
3 Revenue Sufficiency | 2025 | 11 | 14.4 | 1
3 Revenue Sufficiency | 2025 | 11 | 14.5 | 1
3 Revenue Sufficiency | 2025 | 11 | 14.6 | 1
3 Revenue Sufficiency | 2025 | 11 | 14.7 | 1
3 Revenue Sufficiency | 2025 | 11 | 15.3 | 1
3 Revenue Sufficiency | 2025 | 11 | 15.4 | 1
3 Revenue Sufficiency | 2025 | 11 | 15.8 | 2
3 Revenue Sufficiency | 2025 | 11 | 16 | 1
3 Revenue Sufficiency | 2025 | 11 | 16.2 | 3
3 Revenue Sufficiency | 2025 | 11 | 16.4 | 3
3 Revenue Sufficiency | 2025 | 11 | 17.3 | 1
3 Revenue Sufficiency | 2025 | 11 | 17.4 | 2
3 Revenue Sufficiency | 2025 | 11 | 17.6 | 1
3 Revenue Sufficiency | 2025 | 11 | 17.7 | 1
3 Revenue Sufficiency | 2025 | 11 | 17.8 | 1
3 Revenue Sufficiency | 2025 | 11 | 17.9 | 1
3 Revenue Sufficiency | 2025 | 11 | 18 | 2
3 Revenue Sufficiency | 2025 | 11 | 18.1 | 1
3 Revenue Sufficiency | 2025 | 11 | 18.4 | 2
3 Revenue Sufficiency | 2025 | 11 | 18.5 | 2
3 Revenue Sufficiency | 2025 | 11 | 18.6 | 1
3 Revenue Sufficiency | 2025 | 11 | 18.9 | 1
3 Revenue Sufficiency | 2025 | 11 | 19 | 2
3 Revenue Sufficiency | 2025 | 11 | 19.2 | 1
3 Revenue Sufficiency | 2025 | 11 | 19.3 | 1
3 Revenue Sufficiency | 2025 | 11 | 19.4 | 1
3 Revenue Sufficiency | 2025 | 11 | 19.7 | 1
3 Revenue Sufficiency | 2025 | 11 | 19.8 | 1
3 Revenue Sufficiency | 2025 | 11 | 19.9 | 1
3 Revenue Sufficiency | 2025 | 11 | 20 | 1
3 Revenue Sufficiency | 2025 | 11 | 20.2 | 1
3 Revenue Sufficiency | 2025 | 11 | 20.3 | 4
3 Revenue Sufficiency | 2025 | 11 | 20.4 | 1
3 Revenue Sufficiency | 2025 | 11 | 20.6 | 1
3 Revenue Sufficiency | 2025 | 11 | 20.7 | 2
3 Revenue Sufficiency | 2025 | 11 | 21.1 | 1
3 Revenue Sufficiency | 2025 | 11 | 21.2 | 1
3 Revenue Sufficiency | 2025 | 11 | 21.3 | 2
3 Revenue Sufficiency | 2025 | 11 | 21.4 | 1
3 Revenue Sufficiency | 2025 | 11 | 21.6 | 1
3 Revenue Sufficiency | 2025 | 11 | 21.7 | 1
3 Revenue Sufficiency | 2025 | 11 | 22.3 | 1
3 Revenue Sufficiency | 2025 | 11 | 22.9 | 1
3 Revenue Sufficiency | 2025 | 11 | 23 | 1
3 Revenue Sufficiency | 2025 | 11 | 23.1 | 2
3 Revenue Sufficiency | 2025 | 11 | 23.2 | 2
3 Revenue Sufficiency | 2025 | 11 | 23.4 | 1
3 Revenue Sufficiency | 2025 | 11 | 23.7 | 1
3 Revenue Sufficiency | 2025 | 11 | 23.9 | 1
3 Revenue Sufficiency | 2025 | 11 | 24 | 2
3 Revenue Sufficiency | 2025 | 11 | 24.1 | 1
3 Revenue Sufficiency | 2025 | 11 | 24.2 | 1
3 Revenue Sufficiency | 2025 | 11 | 24.3 | 1
3 Revenue Sufficiency | 2025 | 11 | 24.4 | 1
3 Revenue Sufficiency | 2025 | 11 | 24.5 | 2
3 Revenue Sufficiency | 2025 | 11 | 24.6 | 2
3 Revenue Sufficiency | 2025 | 11 | 24.7 | 1
3 Revenue Sufficiency | 2025 | 11 | 25 | 2
3 Revenue Sufficiency | 2025 | 11 | 25.1 | 1
3 Revenue Sufficiency | 2025 | 11 | 25.2 | 1
3 Revenue Sufficiency | 2025 | 11 | 25.3 | 4
3 Revenue Sufficiency | 2025 | 11 | 25.4 | 1
3 Revenue Sufficiency | 2025 | 11 | 25.7 | 1
3 Revenue Sufficiency | 2025 | 11 | 25.8 | 1
3 Revenue Sufficiency | 2025 | 11 | 25.9 | 1
3 Revenue Sufficiency | 2025 | 11 | 26.3 | 1
3 Revenue Sufficiency | 2025 | 11 | 26.5 | 1
3 Revenue Sufficiency | 2025 | 11 | 26.6 | 1
3 Revenue Sufficiency | 2025 | 11 | 26.7 | 2
3 Revenue Sufficiency | 2025 | 11 | 26.8 | 2
3 Revenue Sufficiency | 2025 | 11 | 26.9 | 1
3 Revenue Sufficiency | 2025 | 11 | 27.1 | 3
3 Revenue Sufficiency | 2025 | 11 | 27.6 | 2
3 Revenue Sufficiency | 2025 | 11 | 27.7 | 2
3 Revenue Sufficiency | 2025 | 11 | 27.9 | 1
3 Revenue Sufficiency | 2025 | 11 | 28.1 | 1
3 Revenue Sufficiency | 2025 | 11 | 28.2 | 1
3 Revenue Sufficiency | 2025 | 11 | 28.3 | 1
3 Revenue Sufficiency | 2025 | 11 | 28.4 | 1
3 Revenue Sufficiency | 2025 | 11 | 28.5 | 4
3 Revenue Sufficiency | 2025 | 11 | 28.6 | 2
3 Revenue Sufficiency | 2025 | 11 | 28.7 | 1
3 Revenue Sufficiency | 2025 | 11 | 28.8 | 1
3 Revenue Sufficiency | 2025 | 11 | 28.9 | 1
3 Revenue Sufficiency | 2025 | 11 | 29.4 | 1
3 Revenue Sufficiency | 2025 | 11 | 29.6 | 1
3 Revenue Sufficiency | 2025 | 11 | 29.7 | 2
3 Revenue Sufficiency | 2025 | 11 | 29.9 | 1
3 Revenue Sufficiency | 2025 | 11 | 30 | 1
3 Revenue Sufficiency | 2025 | 11 | 30.6 | 1
3 Revenue Sufficiency | 2025 | 11 | 30.8 | 2
3 Revenue Sufficiency | 2025 | 11 | 31 | 2
3 Revenue Sufficiency | 2025 | 11 | 31.1 | 1
3 Revenue Sufficiency | 2025 | 11 | 31.2 | 1
3 Revenue Sufficiency | 2025 | 11 | 31.4 | 2
3 Revenue Sufficiency | 2025 | 11 | 31.6 | 3
3 Revenue Sufficiency | 2025 | 11 | 31.9 | 2
3 Revenue Sufficiency | 2025 | 11 | 32.1 | 1
3 Revenue Sufficiency | 2025 | 11 | 32.4 | 1
3 Revenue Sufficiency | 2025 | 11 | 32.6 | 1
3 Revenue Sufficiency | 2025 | 11 | 32.8 | 1
3 Revenue Sufficiency | 2025 | 11 | 33.1 | 1
3 Revenue Sufficiency | 2025 | 11 | 33.4 | 1
3 Revenue Sufficiency | 2025 | 11 | 33.5 | 1
3 Revenue Sufficiency | 2025 | 11 | 33.7 | 1
3 Revenue Sufficiency | 2025 | 11 | 34 | 1
3 Revenue Sufficiency | 2025 | 11 | 34.1 | 1
3 Revenue Sufficiency | 2025 | 11 | 34.3 | 2
3 Revenue Sufficiency | 2025 | 11 | 34.7 | 1
3 Revenue Sufficiency | 2025 | 11 | 34.8 | 1
3 Revenue Sufficiency | 2025 | 11 | 34.9 | 1
3 Revenue Sufficiency | 2025 | 11 | 35 | 1
3 Revenue Sufficiency | 2025 | 11 | 35.2 | 1
3 Revenue Sufficiency | 2025 | 11 | 35.3 | 1
3 Revenue Sufficiency | 2025 | 11 | 35.5 | 1
3 Revenue Sufficiency | 2025 | 11 | 35.7 | 1
3 Revenue Sufficiency | 2025 | 11 | 35.8 | 1
3 Revenue Sufficiency | 2025 | 11 | 36.1 | 1
3 Revenue Sufficiency | 2025 | 11 | 36.7 | 1
3 Revenue Sufficiency | 2025 | 11 | 36.8 | 1
3 Revenue Sufficiency | 2025 | 11 | 37 | 2
3 Revenue Sufficiency | 2025 | 11 | 37.2 | 1
3 Revenue Sufficiency | 2025 | 11 | 37.3 | 1
3 Revenue Sufficiency | 2025 | 11 | 37.6 | 1
3 Revenue Sufficiency | 2025 | 11 | 37.9 | 1
3 Revenue Sufficiency | 2025 | 11 | 38.1 | 1
3 Revenue Sufficiency | 2025 | 11 | 38.3 | 1
3 Revenue Sufficiency | 2025 | 11 | 38.5 | 1
3 Revenue Sufficiency | 2025 | 11 | 39.8 | 2
3 Revenue Sufficiency | 2025 | 11 | 40 | 1
3 Revenue Sufficiency | 2025 | 11 | 40.3 | 2
3 Revenue Sufficiency | 2025 | 11 | 40.6 | 1
3 Revenue Sufficiency | 2025 | 11 | 40.8 | 1
3 Revenue Sufficiency | 2025 | 11 | 41.3 | 2
3 Revenue Sufficiency | 2025 | 11 | 41.9 | 1
3 Revenue Sufficiency | 2025 | 11 | 42.9 | 1
3 Revenue Sufficiency | 2025 | 11 | 43.1 | 1
3 Revenue Sufficiency | 2025 | 11 | 44.4 | 2
3 Revenue Sufficiency | 2025 | 11 | 44.8 | 1
3 Revenue Sufficiency | 2025 | 11 | 45.4 | 1
3 Revenue Sufficiency | 2025 | 11 | 45.7 | 2
3 Revenue Sufficiency | 2025 | 11 | 46.1 | 1
3 Revenue Sufficiency | 2025 | 11 | 46.5 | 1
3 Revenue Sufficiency | 2025 | 11 | 46.7 | 1
3 Revenue Sufficiency | 2025 | 11 | 47.3 | 1
3 Revenue Sufficiency | 2025 | 11 | 47.8 | 1
3 Revenue Sufficiency | 2025 | 11 | 48.4 | 1
3 Revenue Sufficiency | 2025 | 11 | 49.3 | 1
3 Revenue Sufficiency | 2025 | 11 | 49.5 | 1
3 Revenue Sufficiency | 2025 | 11 | 50.1 | 1
3 Revenue Sufficiency | 2025 | 11 | 50.2 | 1
3 Revenue Sufficiency | 2025 | 11 | 50.6 | 1
3 Revenue Sufficiency | 2025 | 11 | 50.9 | 1
3 Revenue Sufficiency | 2025 | 11 | 51 | 1
3 Revenue Sufficiency | 2025 | 11 | 51.7 | 1
3 Revenue Sufficiency | 2025 | 11 | 51.9 | 1
3 Revenue Sufficiency | 2025 | 11 | 52.7 | 1
3 Revenue Sufficiency | 2025 | 11 | 54.6 | 1
3 Revenue Sufficiency | 2025 | 11 | 58.2 | 1
3 Revenue Sufficiency | 2025 | 11 | 58.6 | 1
3 Revenue Sufficiency | 2025 | 11 | 59.2 | 1
3 Revenue Sufficiency | 2025 | 11 | 61.3 | 1
3 Revenue Sufficiency | 2025 | 11 | 62.2 | 1
3 Revenue Sufficiency | 2025 | 11 | 62.4 | 1
3 Revenue Sufficiency | 2025 | 11 | 62.9 | 1
3 Revenue Sufficiency | 2025 | 11 | 63.3 | 1
3 Revenue Sufficiency | 2025 | 11 | 69.8 | 1
3 Revenue Sufficiency | 2025 | 11 | 84.2 | 1
3 Revenue Sufficiency | 2025 | 11 | 90.9 | 1
3 Revenue Sufficiency | 2025 | 11 | 100.2 | 1
3 Revenue Sufficiency | 2025 | 11 | 106.9 | 1
3 Revenue Sufficiency | 2025 | 12 | -108.8 | 1
3 Revenue Sufficiency | 2025 | 12 | -108.7 | 1
3 Revenue Sufficiency | 2025 | 12 | -80 | 1
3 Revenue Sufficiency | 2025 | 12 | -77.3 | 1
3 Revenue Sufficiency | 2025 | 12 | -73.9 | 1
3 Revenue Sufficiency | 2025 | 12 | -67.6 | 1
3 Revenue Sufficiency | 2025 | 12 | -65.1 | 1
3 Revenue Sufficiency | 2025 | 12 | -63.8 | 1
3 Revenue Sufficiency | 2025 | 12 | -63.3 | 1
3 Revenue Sufficiency | 2025 | 12 | -61.6 | 1
3 Revenue Sufficiency | 2025 | 12 | -59.3 | 1
3 Revenue Sufficiency | 2025 | 12 | -58.9 | 1
3 Revenue Sufficiency | 2025 | 12 | -58.8 | 1
3 Revenue Sufficiency | 2025 | 12 | -57.7 | 1
3 Revenue Sufficiency | 2025 | 12 | -57.6 | 1
3 Revenue Sufficiency | 2025 | 12 | -56.7 | 1
3 Revenue Sufficiency | 2025 | 12 | -56.4 | 1
3 Revenue Sufficiency | 2025 | 12 | -55.2 | 1
3 Revenue Sufficiency | 2025 | 12 | -54.3 | 1
3 Revenue Sufficiency | 2025 | 12 | -53.1 | 1
3 Revenue Sufficiency | 2025 | 12 | -52.9 | 1
3 Revenue Sufficiency | 2025 | 12 | -50.9 | 1
3 Revenue Sufficiency | 2025 | 12 | -50.4 | 1
3 Revenue Sufficiency | 2025 | 12 | -50.3 | 1
3 Revenue Sufficiency | 2025 | 12 | -49 | 1
3 Revenue Sufficiency | 2025 | 12 | -48.8 | 1
3 Revenue Sufficiency | 2025 | 12 | -47.1 | 1
3 Revenue Sufficiency | 2025 | 12 | -46.6 | 1
3 Revenue Sufficiency | 2025 | 12 | -46.4 | 3
3 Revenue Sufficiency | 2025 | 12 | -46.2 | 1
3 Revenue Sufficiency | 2025 | 12 | -46.1 | 1
3 Revenue Sufficiency | 2025 | 12 | -45.9 | 1
3 Revenue Sufficiency | 2025 | 12 | -45.6 | 1
3 Revenue Sufficiency | 2025 | 12 | -45 | 1
3 Revenue Sufficiency | 2025 | 12 | -44.4 | 1
3 Revenue Sufficiency | 2025 | 12 | -44.1 | 1
3 Revenue Sufficiency | 2025 | 12 | -43.5 | 1
3 Revenue Sufficiency | 2025 | 12 | -43.2 | 1
3 Revenue Sufficiency | 2025 | 12 | -43.1 | 1
3 Revenue Sufficiency | 2025 | 12 | -42.9 | 1
3 Revenue Sufficiency | 2025 | 12 | -42.8 | 1
3 Revenue Sufficiency | 2025 | 12 | -42.4 | 1
3 Revenue Sufficiency | 2025 | 12 | -42.3 | 1
3 Revenue Sufficiency | 2025 | 12 | -42.1 | 1
3 Revenue Sufficiency | 2025 | 12 | -41.8 | 1
3 Revenue Sufficiency | 2025 | 12 | -41.6 | 1
3 Revenue Sufficiency | 2025 | 12 | -40.3 | 1
3 Revenue Sufficiency | 2025 | 12 | -40.2 | 1
3 Revenue Sufficiency | 2025 | 12 | -39.6 | 1
3 Revenue Sufficiency | 2025 | 12 | -39.2 | 2
3 Revenue Sufficiency | 2025 | 12 | -39.1 | 1
3 Revenue Sufficiency | 2025 | 12 | -38.9 | 1
3 Revenue Sufficiency | 2025 | 12 | -38.7 | 1
3 Revenue Sufficiency | 2025 | 12 | -38.5 | 2
3 Revenue Sufficiency | 2025 | 12 | -38.1 | 1
3 Revenue Sufficiency | 2025 | 12 | -37.8 | 2
3 Revenue Sufficiency | 2025 | 12 | -37.7 | 1
3 Revenue Sufficiency | 2025 | 12 | -37.3 | 2
3 Revenue Sufficiency | 2025 | 12 | -37 | 1
3 Revenue Sufficiency | 2025 | 12 | -35.8 | 1
3 Revenue Sufficiency | 2025 | 12 | -35.4 | 2
3 Revenue Sufficiency | 2025 | 12 | -35.2 | 1
3 Revenue Sufficiency | 2025 | 12 | -35 | 1
3 Revenue Sufficiency | 2025 | 12 | -34.6 | 1
3 Revenue Sufficiency | 2025 | 12 | -34.3 | 1
3 Revenue Sufficiency | 2025 | 12 | -33.9 | 2
3 Revenue Sufficiency | 2025 | 12 | -33.8 | 2
3 Revenue Sufficiency | 2025 | 12 | -33.3 | 1
3 Revenue Sufficiency | 2025 | 12 | -33.2 | 2
3 Revenue Sufficiency | 2025 | 12 | -33.1 | 1
3 Revenue Sufficiency | 2025 | 12 | -33 | 2
3 Revenue Sufficiency | 2025 | 12 | -32.8 | 1
3 Revenue Sufficiency | 2025 | 12 | -32.7 | 3
3 Revenue Sufficiency | 2025 | 12 | -32.2 | 1
3 Revenue Sufficiency | 2025 | 12 | -31.9 | 1
3 Revenue Sufficiency | 2025 | 12 | -31.6 | 1
3 Revenue Sufficiency | 2025 | 12 | -31.5 | 1
3 Revenue Sufficiency | 2025 | 12 | -31.2 | 3
3 Revenue Sufficiency | 2025 | 12 | -31 | 1
3 Revenue Sufficiency | 2025 | 12 | -30.9 | 1
3 Revenue Sufficiency | 2025 | 12 | -30.8 | 1
3 Revenue Sufficiency | 2025 | 12 | -30.7 | 2
3 Revenue Sufficiency | 2025 | 12 | -30.6 | 1
3 Revenue Sufficiency | 2025 | 12 | -30.4 | 1
3 Revenue Sufficiency | 2025 | 12 | -30 | 1
3 Revenue Sufficiency | 2025 | 12 | -29.7 | 2
3 Revenue Sufficiency | 2025 | 12 | -28.8 | 2
3 Revenue Sufficiency | 2025 | 12 | -28.6 | 1
3 Revenue Sufficiency | 2025 | 12 | -28.4 | 3
3 Revenue Sufficiency | 2025 | 12 | -28.2 | 2
3 Revenue Sufficiency | 2025 | 12 | -27.5 | 2
3 Revenue Sufficiency | 2025 | 12 | -26.6 | 1
3 Revenue Sufficiency | 2025 | 12 | -26.5 | 1
3 Revenue Sufficiency | 2025 | 12 | -26 | 1
3 Revenue Sufficiency | 2025 | 12 | -25.4 | 1
3 Revenue Sufficiency | 2025 | 12 | -25.3 | 1
3 Revenue Sufficiency | 2025 | 12 | -25.1 | 2
3 Revenue Sufficiency | 2025 | 12 | -24.6 | 4
3 Revenue Sufficiency | 2025 | 12 | -24.4 | 1
3 Revenue Sufficiency | 2025 | 12 | -24.3 | 1
3 Revenue Sufficiency | 2025 | 12 | -24.2 | 2
3 Revenue Sufficiency | 2025 | 12 | -24.1 | 1
3 Revenue Sufficiency | 2025 | 12 | -24 | 1
3 Revenue Sufficiency | 2025 | 12 | -23.5 | 1
3 Revenue Sufficiency | 2025 | 12 | -23.2 | 1
3 Revenue Sufficiency | 2025 | 12 | -22.9 | 1
3 Revenue Sufficiency | 2025 | 12 | -22.6 | 2
3 Revenue Sufficiency | 2025 | 12 | -22.4 | 2
3 Revenue Sufficiency | 2025 | 12 | -21.8 | 1
3 Revenue Sufficiency | 2025 | 12 | -21.4 | 2
3 Revenue Sufficiency | 2025 | 12 | -21.3 | 1
3 Revenue Sufficiency | 2025 | 12 | -20.7 | 1
3 Revenue Sufficiency | 2025 | 12 | -20.4 | 2
3 Revenue Sufficiency | 2025 | 12 | -20.3 | 4
3 Revenue Sufficiency | 2025 | 12 | -20 | 2
3 Revenue Sufficiency | 2025 | 12 | -19.9 | 1
3 Revenue Sufficiency | 2025 | 12 | -19.7 | 3
3 Revenue Sufficiency | 2025 | 12 | -19.5 | 1
3 Revenue Sufficiency | 2025 | 12 | -19.4 | 2
3 Revenue Sufficiency | 2025 | 12 | -19.2 | 1
3 Revenue Sufficiency | 2025 | 12 | -18.7 | 2
3 Revenue Sufficiency | 2025 | 12 | -18.6 | 1
3 Revenue Sufficiency | 2025 | 12 | -18.2 | 2
3 Revenue Sufficiency | 2025 | 12 | -18 | 2
3 Revenue Sufficiency | 2025 | 12 | -17.7 | 1
3 Revenue Sufficiency | 2025 | 12 | -17.5 | 2
3 Revenue Sufficiency | 2025 | 12 | -16.9 | 1
3 Revenue Sufficiency | 2025 | 12 | -14.8 | 2
3 Revenue Sufficiency | 2025 | 12 | -14.5 | 1
3 Revenue Sufficiency | 2025 | 12 | -13.9 | 1
3 Revenue Sufficiency | 2025 | 12 | -13.7 | 1
3 Revenue Sufficiency | 2025 | 12 | -13.1 | 1
3 Revenue Sufficiency | 2025 | 12 | -12.9 | 1
3 Revenue Sufficiency | 2025 | 12 | -12.1 | 1
3 Revenue Sufficiency | 2025 | 12 | -10 | 1
3 Revenue Sufficiency | 2025 | 12 | -9.1 | 1
3 Revenue Sufficiency | 2025 | 12 | -7.6 | 1
3 Revenue Sufficiency | 2025 | 12 | 12.5 | 1
3 Revenue Sufficiency | 2025 | 12 | 13.6 | 1
3 Revenue Sufficiency | 2025 | 12 | 14.1 | 1
3 Revenue Sufficiency | 2025 | 12 | 14.2 | 1
3 Revenue Sufficiency | 2025 | 12 | 14.3 | 2
3 Revenue Sufficiency | 2025 | 12 | 14.4 | 1
3 Revenue Sufficiency | 2025 | 12 | 15 | 1
3 Revenue Sufficiency | 2025 | 12 | 15.4 | 1
3 Revenue Sufficiency | 2025 | 12 | 16.8 | 1
3 Revenue Sufficiency | 2025 | 12 | 17.4 | 1
3 Revenue Sufficiency | 2025 | 12 | 17.8 | 3
3 Revenue Sufficiency | 2025 | 12 | 18 | 1
3 Revenue Sufficiency | 2025 | 12 | 18.1 | 2
3 Revenue Sufficiency | 2025 | 12 | 18.2 | 2
3 Revenue Sufficiency | 2025 | 12 | 18.3 | 1
3 Revenue Sufficiency | 2025 | 12 | 19.1 | 2
3 Revenue Sufficiency | 2025 | 12 | 19.3 | 1
3 Revenue Sufficiency | 2025 | 12 | 19.5 | 1
3 Revenue Sufficiency | 2025 | 12 | 19.7 | 1
3 Revenue Sufficiency | 2025 | 12 | 20.6 | 1
3 Revenue Sufficiency | 2025 | 12 | 20.9 | 1
3 Revenue Sufficiency | 2025 | 12 | 21 | 2
3 Revenue Sufficiency | 2025 | 12 | 21.3 | 1
3 Revenue Sufficiency | 2025 | 12 | 22.1 | 1
3 Revenue Sufficiency | 2025 | 12 | 22.2 | 1
3 Revenue Sufficiency | 2025 | 12 | 22.8 | 1
3 Revenue Sufficiency | 2025 | 12 | 23.1 | 1
3 Revenue Sufficiency | 2025 | 12 | 23.4 | 2
3 Revenue Sufficiency | 2025 | 12 | 23.5 | 1
3 Revenue Sufficiency | 2025 | 12 | 23.7 | 1
3 Revenue Sufficiency | 2025 | 12 | 23.8 | 2
3 Revenue Sufficiency | 2025 | 12 | 23.9 | 2
3 Revenue Sufficiency | 2025 | 12 | 24 | 1
3 Revenue Sufficiency | 2025 | 12 | 24.1 | 1
3 Revenue Sufficiency | 2025 | 12 | 24.2 | 1
3 Revenue Sufficiency | 2025 | 12 | 24.4 | 2
3 Revenue Sufficiency | 2025 | 12 | 24.5 | 1
3 Revenue Sufficiency | 2025 | 12 | 24.6 | 1
3 Revenue Sufficiency | 2025 | 12 | 24.8 | 1
3 Revenue Sufficiency | 2025 | 12 | 24.9 | 1
3 Revenue Sufficiency | 2025 | 12 | 25 | 2
3 Revenue Sufficiency | 2025 | 12 | 25.1 | 2
3 Revenue Sufficiency | 2025 | 12 | 25.2 | 1
3 Revenue Sufficiency | 2025 | 12 | 25.5 | 1
3 Revenue Sufficiency | 2025 | 12 | 25.7 | 1
3 Revenue Sufficiency | 2025 | 12 | 25.8 | 1
3 Revenue Sufficiency | 2025 | 12 | 25.9 | 1
3 Revenue Sufficiency | 2025 | 12 | 26 | 1
3 Revenue Sufficiency | 2025 | 12 | 26.1 | 1
3 Revenue Sufficiency | 2025 | 12 | 26.4 | 1
3 Revenue Sufficiency | 2025 | 12 | 26.5 | 1
3 Revenue Sufficiency | 2025 | 12 | 26.8 | 1
3 Revenue Sufficiency | 2025 | 12 | 27.3 | 1
3 Revenue Sufficiency | 2025 | 12 | 27.8 | 1
3 Revenue Sufficiency | 2025 | 12 | 27.9 | 1
3 Revenue Sufficiency | 2025 | 12 | 28.5 | 1
3 Revenue Sufficiency | 2025 | 12 | 28.6 | 1
3 Revenue Sufficiency | 2025 | 12 | 28.7 | 1
3 Revenue Sufficiency | 2025 | 12 | 29.1 | 1
3 Revenue Sufficiency | 2025 | 12 | 29.3 | 1
3 Revenue Sufficiency | 2025 | 12 | 29.4 | 1
3 Revenue Sufficiency | 2025 | 12 | 29.5 | 2
3 Revenue Sufficiency | 2025 | 12 | 29.6 | 2
3 Revenue Sufficiency | 2025 | 12 | 29.8 | 1
3 Revenue Sufficiency | 2025 | 12 | 29.9 | 1
3 Revenue Sufficiency | 2025 | 12 | 30.1 | 1
3 Revenue Sufficiency | 2025 | 12 | 30.2 | 2
3 Revenue Sufficiency | 2025 | 12 | 30.3 | 1
3 Revenue Sufficiency | 2025 | 12 | 30.4 | 1
3 Revenue Sufficiency | 2025 | 12 | 30.7 | 1
3 Revenue Sufficiency | 2025 | 12 | 30.9 | 1
3 Revenue Sufficiency | 2025 | 12 | 31 | 2
3 Revenue Sufficiency | 2025 | 12 | 31.1 | 2
3 Revenue Sufficiency | 2025 | 12 | 31.2 | 2
3 Revenue Sufficiency | 2025 | 12 | 31.3 | 3
3 Revenue Sufficiency | 2025 | 12 | 31.5 | 1
3 Revenue Sufficiency | 2025 | 12 | 31.6 | 3
3 Revenue Sufficiency | 2025 | 12 | 31.7 | 2
3 Revenue Sufficiency | 2025 | 12 | 31.8 | 5
3 Revenue Sufficiency | 2025 | 12 | 32 | 2
3 Revenue Sufficiency | 2025 | 12 | 32.1 | 1
3 Revenue Sufficiency | 2025 | 12 | 32.4 | 1
3 Revenue Sufficiency | 2025 | 12 | 32.6 | 1
3 Revenue Sufficiency | 2025 | 12 | 33.6 | 1
3 Revenue Sufficiency | 2025 | 12 | 33.7 | 1
3 Revenue Sufficiency | 2025 | 12 | 33.8 | 1
3 Revenue Sufficiency | 2025 | 12 | 34 | 2
3 Revenue Sufficiency | 2025 | 12 | 34.5 | 1
3 Revenue Sufficiency | 2025 | 12 | 34.6 | 2
3 Revenue Sufficiency | 2025 | 12 | 34.7 | 2
3 Revenue Sufficiency | 2025 | 12 | 35.2 | 1
3 Revenue Sufficiency | 2025 | 12 | 35.5 | 1
3 Revenue Sufficiency | 2025 | 12 | 35.8 | 1
3 Revenue Sufficiency | 2025 | 12 | 35.9 | 1
3 Revenue Sufficiency | 2025 | 12 | 36 | 2
3 Revenue Sufficiency | 2025 | 12 | 36.3 | 1
3 Revenue Sufficiency | 2025 | 12 | 36.9 | 2
3 Revenue Sufficiency | 2025 | 12 | 37.2 | 1
3 Revenue Sufficiency | 2025 | 12 | 37.3 | 1
3 Revenue Sufficiency | 2025 | 12 | 38.2 | 1
3 Revenue Sufficiency | 2025 | 12 | 38.4 | 1
3 Revenue Sufficiency | 2025 | 12 | 38.5 | 1
3 Revenue Sufficiency | 2025 | 12 | 39.1 | 1
3 Revenue Sufficiency | 2025 | 12 | 39.2 | 1
3 Revenue Sufficiency | 2025 | 12 | 39.4 | 1
3 Revenue Sufficiency | 2025 | 12 | 39.5 | 1
3 Revenue Sufficiency | 2025 | 12 | 40.1 | 1
3 Revenue Sufficiency | 2025 | 12 | 40.2 | 1
3 Revenue Sufficiency | 2025 | 12 | 40.5 | 1
3 Revenue Sufficiency | 2025 | 12 | 40.9 | 1
3 Revenue Sufficiency | 2025 | 12 | 41.1 | 1
3 Revenue Sufficiency | 2025 | 12 | 41.6 | 1
3 Revenue Sufficiency | 2025 | 12 | 41.8 | 1
3 Revenue Sufficiency | 2025 | 12 | 41.9 | 1
3 Revenue Sufficiency | 2025 | 12 | 42 | 1
3 Revenue Sufficiency | 2025 | 12 | 42.2 | 1
3 Revenue Sufficiency | 2025 | 12 | 44 | 2
3 Revenue Sufficiency | 2025 | 12 | 44.2 | 1
3 Revenue Sufficiency | 2025 | 12 | 44.7 | 1
3 Revenue Sufficiency | 2025 | 12 | 45 | 2
3 Revenue Sufficiency | 2025 | 12 | 45.6 | 1
3 Revenue Sufficiency | 2025 | 12 | 46.2 | 1
3 Revenue Sufficiency | 2025 | 12 | 46.3 | 1
3 Revenue Sufficiency | 2025 | 12 | 46.6 | 1
3 Revenue Sufficiency | 2025 | 12 | 47.4 | 1
3 Revenue Sufficiency | 2025 | 12 | 48.9 | 1
3 Revenue Sufficiency | 2025 | 12 | 49.2 | 1
3 Revenue Sufficiency | 2025 | 12 | 49.4 | 1
3 Revenue Sufficiency | 2025 | 12 | 49.5 | 2
3 Revenue Sufficiency | 2025 | 12 | 50 | 1
3 Revenue Sufficiency | 2025 | 12 | 50.1 | 1
3 Revenue Sufficiency | 2025 | 12 | 50.3 | 1
3 Revenue Sufficiency | 2025 | 12 | 50.5 | 1
3 Revenue Sufficiency | 2025 | 12 | 50.7 | 1
3 Revenue Sufficiency | 2025 | 12 | 50.9 | 1
3 Revenue Sufficiency | 2025 | 12 | 51.4 | 1
3 Revenue Sufficiency | 2025 | 12 | 51.7 | 1
3 Revenue Sufficiency | 2025 | 12 | 52.6 | 1
3 Revenue Sufficiency | 2025 | 12 | 53.6 | 1
3 Revenue Sufficiency | 2025 | 12 | 54.3 | 2
3 Revenue Sufficiency | 2025 | 12 | 54.4 | 1
3 Revenue Sufficiency | 2025 | 12 | 55.1 | 1
3 Revenue Sufficiency | 2025 | 12 | 55.2 | 1
3 Revenue Sufficiency | 2025 | 12 | 56.8 | 2
3 Revenue Sufficiency | 2025 | 12 | 56.9 | 1
3 Revenue Sufficiency | 2025 | 12 | 57.2 | 1
3 Revenue Sufficiency | 2025 | 12 | 57.5 | 1
3 Revenue Sufficiency | 2025 | 12 | 57.7 | 1
3 Revenue Sufficiency | 2025 | 12 | 58.2 | 1
3 Revenue Sufficiency | 2025 | 12 | 58.4 | 1
3 Revenue Sufficiency | 2025 | 12 | 58.5 | 1
3 Revenue Sufficiency | 2025 | 12 | 58.7 | 1
3 Revenue Sufficiency | 2025 | 12 | 60.2 | 1
3 Revenue Sufficiency | 2025 | 12 | 63.9 | 1
3 Revenue Sufficiency | 2025 | 12 | 64.9 | 1
3 Revenue Sufficiency | 2025 | 12 | 67.4 | 1
3 Revenue Sufficiency | 2025 | 12 | 68 | 1
3 Revenue Sufficiency | 2025 | 12 | 68.2 | 1
3 Revenue Sufficiency | 2025 | 12 | 69.6 | 1
3 Revenue Sufficiency | 2025 | 12 | 70.3 | 1
3 Revenue Sufficiency | 2025 | 12 | 70.6 | 1
3 Revenue Sufficiency | 2025 | 12 | 75.6 | 1
3 Revenue Sufficiency | 2025 | 12 | 81.6 | 1
3 Revenue Sufficiency | 2025 | 12 | 82.7 | 1
3 Revenue Sufficiency | 2025 | 12 | 115.5 | 1
3 Revenue Sufficiency | 2025 | 13 | -157.8 | 1
3 Revenue Sufficiency | 2025 | 13 | -99 | 1
3 Revenue Sufficiency | 2025 | 13 | -86.5 | 1
3 Revenue Sufficiency | 2025 | 13 | -78.9 | 1
3 Revenue Sufficiency | 2025 | 13 | -78.5 | 1
3 Revenue Sufficiency | 2025 | 13 | -72.9 | 1
3 Revenue Sufficiency | 2025 | 13 | -71.7 | 1
3 Revenue Sufficiency | 2025 | 13 | -64 | 1
3 Revenue Sufficiency | 2025 | 13 | -62.8 | 1
3 Revenue Sufficiency | 2025 | 13 | -60.9 | 1
3 Revenue Sufficiency | 2025 | 13 | -60.3 | 1
3 Revenue Sufficiency | 2025 | 13 | -60.2 | 1
3 Revenue Sufficiency | 2025 | 13 | -59.8 | 1
3 Revenue Sufficiency | 2025 | 13 | -58.2 | 1
3 Revenue Sufficiency | 2025 | 13 | -57.9 | 1
3 Revenue Sufficiency | 2025 | 13 | -57.7 | 1
3 Revenue Sufficiency | 2025 | 13 | -57 | 1
3 Revenue Sufficiency | 2025 | 13 | -55.6 | 1
3 Revenue Sufficiency | 2025 | 13 | -55.2 | 2
3 Revenue Sufficiency | 2025 | 13 | -54.4 | 1
3 Revenue Sufficiency | 2025 | 13 | -53.9 | 1
3 Revenue Sufficiency | 2025 | 13 | -53.4 | 1
3 Revenue Sufficiency | 2025 | 13 | -53.2 | 1
3 Revenue Sufficiency | 2025 | 13 | -52.5 | 1
3 Revenue Sufficiency | 2025 | 13 | -52.1 | 1
3 Revenue Sufficiency | 2025 | 13 | -52 | 1
3 Revenue Sufficiency | 2025 | 13 | -51.8 | 1
3 Revenue Sufficiency | 2025 | 13 | -50.7 | 1
3 Revenue Sufficiency | 2025 | 13 | -50.4 | 1
3 Revenue Sufficiency | 2025 | 13 | -48.9 | 1
3 Revenue Sufficiency | 2025 | 13 | -48.7 | 1
3 Revenue Sufficiency | 2025 | 13 | -48.6 | 1
3 Revenue Sufficiency | 2025 | 13 | -48.4 | 1
3 Revenue Sufficiency | 2025 | 13 | -47.7 | 1
3 Revenue Sufficiency | 2025 | 13 | -47.2 | 1
3 Revenue Sufficiency | 2025 | 13 | -47.1 | 1
3 Revenue Sufficiency | 2025 | 13 | -47 | 1
3 Revenue Sufficiency | 2025 | 13 | -46.5 | 1
3 Revenue Sufficiency | 2025 | 13 | -46.4 | 1
3 Revenue Sufficiency | 2025 | 13 | -46 | 1
3 Revenue Sufficiency | 2025 | 13 | -45.4 | 1
3 Revenue Sufficiency | 2025 | 13 | -44.7 | 2
3 Revenue Sufficiency | 2025 | 13 | -44.4 | 1
3 Revenue Sufficiency | 2025 | 13 | -43.8 | 1
3 Revenue Sufficiency | 2025 | 13 | -43.1 | 1
3 Revenue Sufficiency | 2025 | 13 | -42.2 | 1
3 Revenue Sufficiency | 2025 | 13 | -41.1 | 1
3 Revenue Sufficiency | 2025 | 13 | -40.8 | 1
3 Revenue Sufficiency | 2025 | 13 | -40.3 | 1
3 Revenue Sufficiency | 2025 | 13 | -39.9 | 1
3 Revenue Sufficiency | 2025 | 13 | -39.3 | 1
3 Revenue Sufficiency | 2025 | 13 | -37.7 | 2
3 Revenue Sufficiency | 2025 | 13 | -36.9 | 1
3 Revenue Sufficiency | 2025 | 13 | -36.4 | 2
3 Revenue Sufficiency | 2025 | 13 | -36.2 | 2
3 Revenue Sufficiency | 2025 | 13 | -36 | 2
3 Revenue Sufficiency | 2025 | 13 | -35.9 | 1
3 Revenue Sufficiency | 2025 | 13 | -35.8 | 1
3 Revenue Sufficiency | 2025 | 13 | -35.4 | 1
3 Revenue Sufficiency | 2025 | 13 | -35 | 2
3 Revenue Sufficiency | 2025 | 13 | -34.9 | 1
3 Revenue Sufficiency | 2025 | 13 | -34.8 | 1
3 Revenue Sufficiency | 2025 | 13 | -34.7 | 1
3 Revenue Sufficiency | 2025 | 13 | -34.5 | 1
3 Revenue Sufficiency | 2025 | 13 | -34.3 | 1
3 Revenue Sufficiency | 2025 | 13 | -34.1 | 1
3 Revenue Sufficiency | 2025 | 13 | -33.6 | 2
3 Revenue Sufficiency | 2025 | 13 | -33.4 | 2
3 Revenue Sufficiency | 2025 | 13 | -33.1 | 1
3 Revenue Sufficiency | 2025 | 13 | -32.7 | 1
3 Revenue Sufficiency | 2025 | 13 | -32.5 | 2
3 Revenue Sufficiency | 2025 | 13 | -31.7 | 2
3 Revenue Sufficiency | 2025 | 13 | -31.5 | 1
3 Revenue Sufficiency | 2025 | 13 | -31.3 | 1
3 Revenue Sufficiency | 2025 | 13 | -31.1 | 1
3 Revenue Sufficiency | 2025 | 13 | -30.9 | 1
3 Revenue Sufficiency | 2025 | 13 | -30.1 | 1
3 Revenue Sufficiency | 2025 | 13 | -29.5 | 1
3 Revenue Sufficiency | 2025 | 13 | -29.1 | 3
3 Revenue Sufficiency | 2025 | 13 | -29 | 2
3 Revenue Sufficiency | 2025 | 13 | -28.8 | 1
3 Revenue Sufficiency | 2025 | 13 | -28.1 | 2
3 Revenue Sufficiency | 2025 | 13 | -27.7 | 1
3 Revenue Sufficiency | 2025 | 13 | -27.5 | 2
3 Revenue Sufficiency | 2025 | 13 | -27.4 | 1
3 Revenue Sufficiency | 2025 | 13 | -27.2 | 1
3 Revenue Sufficiency | 2025 | 13 | -27.1 | 3
3 Revenue Sufficiency | 2025 | 13 | -26.4 | 1
3 Revenue Sufficiency | 2025 | 13 | -26.3 | 1
3 Revenue Sufficiency | 2025 | 13 | -26.1 | 1
3 Revenue Sufficiency | 2025 | 13 | -26 | 1
3 Revenue Sufficiency | 2025 | 13 | -25.7 | 1
3 Revenue Sufficiency | 2025 | 13 | -25.6 | 1
3 Revenue Sufficiency | 2025 | 13 | -25.1 | 1
3 Revenue Sufficiency | 2025 | 13 | -25 | 1
3 Revenue Sufficiency | 2025 | 13 | -24.8 | 1
3 Revenue Sufficiency | 2025 | 13 | -24.5 | 1
3 Revenue Sufficiency | 2025 | 13 | -24.4 | 2
3 Revenue Sufficiency | 2025 | 13 | -23.9 | 1
3 Revenue Sufficiency | 2025 | 13 | -23.7 | 1
3 Revenue Sufficiency | 2025 | 13 | -23.6 | 1
3 Revenue Sufficiency | 2025 | 13 | -23.5 | 2
3 Revenue Sufficiency | 2025 | 13 | -23.2 | 2
3 Revenue Sufficiency | 2025 | 13 | -22.9 | 1
3 Revenue Sufficiency | 2025 | 13 | -22.5 | 2
3 Revenue Sufficiency | 2025 | 13 | -22.4 | 1
3 Revenue Sufficiency | 2025 | 13 | -21.8 | 1
3 Revenue Sufficiency | 2025 | 13 | -21.7 | 1
3 Revenue Sufficiency | 2025 | 13 | -21.6 | 1
3 Revenue Sufficiency | 2025 | 13 | -20.8 | 2
3 Revenue Sufficiency | 2025 | 13 | -20.5 | 1
3 Revenue Sufficiency | 2025 | 13 | -20.3 | 1
3 Revenue Sufficiency | 2025 | 13 | -20.2 | 1
3 Revenue Sufficiency | 2025 | 13 | -20.1 | 2
3 Revenue Sufficiency | 2025 | 13 | -19.9 | 1
3 Revenue Sufficiency | 2025 | 13 | -19.6 | 1
3 Revenue Sufficiency | 2025 | 13 | -19.4 | 2
3 Revenue Sufficiency | 2025 | 13 | -19.1 | 1
3 Revenue Sufficiency | 2025 | 13 | -18.5 | 1
3 Revenue Sufficiency | 2025 | 13 | -18.4 | 1
3 Revenue Sufficiency | 2025 | 13 | -18.3 | 1
3 Revenue Sufficiency | 2025 | 13 | -18.1 | 1
3 Revenue Sufficiency | 2025 | 13 | -17.8 | 1
3 Revenue Sufficiency | 2025 | 13 | -17.6 | 1
3 Revenue Sufficiency | 2025 | 13 | -17.4 | 1
3 Revenue Sufficiency | 2025 | 13 | -17.3 | 1
3 Revenue Sufficiency | 2025 | 13 | -17.1 | 1
3 Revenue Sufficiency | 2025 | 13 | -16.8 | 1
3 Revenue Sufficiency | 2025 | 13 | -16 | 2
3 Revenue Sufficiency | 2025 | 13 | -15.4 | 1
3 Revenue Sufficiency | 2025 | 13 | -15 | 1
3 Revenue Sufficiency | 2025 | 13 | -13 | 1
3 Revenue Sufficiency | 2025 | 13 | -12.7 | 1
3 Revenue Sufficiency | 2025 | 13 | -12 | 1
3 Revenue Sufficiency | 2025 | 13 | -6.4 | 1
3 Revenue Sufficiency | 2025 | 13 | 9.9 | 1
3 Revenue Sufficiency | 2025 | 13 | 10.4 | 1
3 Revenue Sufficiency | 2025 | 13 | 11.9 | 1
3 Revenue Sufficiency | 2025 | 13 | 12 | 1
3 Revenue Sufficiency | 2025 | 13 | 12.2 | 1
3 Revenue Sufficiency | 2025 | 13 | 14 | 1
3 Revenue Sufficiency | 2025 | 13 | 14.6 | 1
3 Revenue Sufficiency | 2025 | 13 | 14.7 | 2
3 Revenue Sufficiency | 2025 | 13 | 15.4 | 1
3 Revenue Sufficiency | 2025 | 13 | 15.5 | 1
3 Revenue Sufficiency | 2025 | 13 | 15.9 | 1
3 Revenue Sufficiency | 2025 | 13 | 16.4 | 2
3 Revenue Sufficiency | 2025 | 13 | 16.5 | 1
3 Revenue Sufficiency | 2025 | 13 | 16.8 | 1
3 Revenue Sufficiency | 2025 | 13 | 16.9 | 2
3 Revenue Sufficiency | 2025 | 13 | 17 | 2
3 Revenue Sufficiency | 2025 | 13 | 17.6 | 1
3 Revenue Sufficiency | 2025 | 13 | 17.8 | 1
3 Revenue Sufficiency | 2025 | 13 | 18.2 | 1
3 Revenue Sufficiency | 2025 | 13 | 18.5 | 2
3 Revenue Sufficiency | 2025 | 13 | 18.6 | 1
3 Revenue Sufficiency | 2025 | 13 | 19.1 | 1
3 Revenue Sufficiency | 2025 | 13 | 19.2 | 1
3 Revenue Sufficiency | 2025 | 13 | 19.5 | 1
3 Revenue Sufficiency | 2025 | 13 | 19.7 | 1
3 Revenue Sufficiency | 2025 | 13 | 19.8 | 1
3 Revenue Sufficiency | 2025 | 13 | 19.9 | 1
3 Revenue Sufficiency | 2025 | 13 | 20 | 1
3 Revenue Sufficiency | 2025 | 13 | 20.4 | 1
3 Revenue Sufficiency | 2025 | 13 | 20.5 | 1
3 Revenue Sufficiency | 2025 | 13 | 20.8 | 1
3 Revenue Sufficiency | 2025 | 13 | 21 | 1
3 Revenue Sufficiency | 2025 | 13 | 21.2 | 1
3 Revenue Sufficiency | 2025 | 13 | 21.4 | 1
3 Revenue Sufficiency | 2025 | 13 | 21.5 | 2
3 Revenue Sufficiency | 2025 | 13 | 21.8 | 1
3 Revenue Sufficiency | 2025 | 13 | 22.6 | 1
3 Revenue Sufficiency | 2025 | 13 | 22.9 | 1
3 Revenue Sufficiency | 2025 | 13 | 23 | 1
3 Revenue Sufficiency | 2025 | 13 | 23.2 | 1
3 Revenue Sufficiency | 2025 | 13 | 23.3 | 2
3 Revenue Sufficiency | 2025 | 13 | 23.4 | 2
3 Revenue Sufficiency | 2025 | 13 | 23.7 | 1
3 Revenue Sufficiency | 2025 | 13 | 23.9 | 4
3 Revenue Sufficiency | 2025 | 13 | 24 | 1
3 Revenue Sufficiency | 2025 | 13 | 24.3 | 1
3 Revenue Sufficiency | 2025 | 13 | 24.5 | 1
3 Revenue Sufficiency | 2025 | 13 | 24.6 | 1
3 Revenue Sufficiency | 2025 | 13 | 24.7 | 2
3 Revenue Sufficiency | 2025 | 13 | 24.9 | 2
3 Revenue Sufficiency | 2025 | 13 | 25 | 1
3 Revenue Sufficiency | 2025 | 13 | 25.3 | 1
3 Revenue Sufficiency | 2025 | 13 | 25.4 | 1
3 Revenue Sufficiency | 2025 | 13 | 26 | 1
3 Revenue Sufficiency | 2025 | 13 | 26.1 | 1
3 Revenue Sufficiency | 2025 | 13 | 26.4 | 1
3 Revenue Sufficiency | 2025 | 13 | 26.7 | 2
3 Revenue Sufficiency | 2025 | 13 | 27 | 1
3 Revenue Sufficiency | 2025 | 13 | 27.1 | 1
3 Revenue Sufficiency | 2025 | 13 | 27.3 | 1
3 Revenue Sufficiency | 2025 | 13 | 27.5 | 1
3 Revenue Sufficiency | 2025 | 13 | 28.5 | 1
3 Revenue Sufficiency | 2025 | 13 | 28.7 | 1
3 Revenue Sufficiency | 2025 | 13 | 28.9 | 1
3 Revenue Sufficiency | 2025 | 13 | 29.1 | 1
3 Revenue Sufficiency | 2025 | 13 | 29.3 | 1
3 Revenue Sufficiency | 2025 | 13 | 29.4 | 1
3 Revenue Sufficiency | 2025 | 13 | 29.7 | 1
3 Revenue Sufficiency | 2025 | 13 | 30.3 | 1
3 Revenue Sufficiency | 2025 | 13 | 30.4 | 1
3 Revenue Sufficiency | 2025 | 13 | 30.7 | 1
3 Revenue Sufficiency | 2025 | 13 | 31.1 | 1
3 Revenue Sufficiency | 2025 | 13 | 31.5 | 1
3 Revenue Sufficiency | 2025 | 13 | 31.6 | 2
3 Revenue Sufficiency | 2025 | 13 | 31.7 | 1
3 Revenue Sufficiency | 2025 | 13 | 31.9 | 1
3 Revenue Sufficiency | 2025 | 13 | 32 | 1
3 Revenue Sufficiency | 2025 | 13 | 32.4 | 1
3 Revenue Sufficiency | 2025 | 13 | 32.5 | 1
3 Revenue Sufficiency | 2025 | 13 | 32.7 | 1
3 Revenue Sufficiency | 2025 | 13 | 33.1 | 1
3 Revenue Sufficiency | 2025 | 13 | 33.2 | 1
3 Revenue Sufficiency | 2025 | 13 | 33.3 | 1
3 Revenue Sufficiency | 2025 | 13 | 33.6 | 1
3 Revenue Sufficiency | 2025 | 13 | 34.4 | 2
3 Revenue Sufficiency | 2025 | 13 | 34.5 | 2
3 Revenue Sufficiency | 2025 | 13 | 35.3 | 1
3 Revenue Sufficiency | 2025 | 13 | 35.4 | 1
3 Revenue Sufficiency | 2025 | 13 | 35.6 | 1
3 Revenue Sufficiency | 2025 | 13 | 36.4 | 1
3 Revenue Sufficiency | 2025 | 13 | 37 | 1
3 Revenue Sufficiency | 2025 | 13 | 37.1 | 1
3 Revenue Sufficiency | 2025 | 13 | 37.3 | 1
3 Revenue Sufficiency | 2025 | 13 | 38.1 | 1
3 Revenue Sufficiency | 2025 | 13 | 38.3 | 1
3 Revenue Sufficiency | 2025 | 13 | 38.4 | 1
3 Revenue Sufficiency | 2025 | 13 | 38.5 | 1
3 Revenue Sufficiency | 2025 | 13 | 38.8 | 1
3 Revenue Sufficiency | 2025 | 13 | 39.1 | 1
3 Revenue Sufficiency | 2025 | 13 | 39.4 | 1
3 Revenue Sufficiency | 2025 | 13 | 39.5 | 2
3 Revenue Sufficiency | 2025 | 13 | 39.8 | 1
3 Revenue Sufficiency | 2025 | 13 | 40.3 | 1
3 Revenue Sufficiency | 2025 | 13 | 40.5 | 1
3 Revenue Sufficiency | 2025 | 13 | 41.2 | 1
3 Revenue Sufficiency | 2025 | 13 | 42 | 2
3 Revenue Sufficiency | 2025 | 13 | 42.5 | 2
3 Revenue Sufficiency | 2025 | 13 | 43.4 | 2
3 Revenue Sufficiency | 2025 | 13 | 44.2 | 1
3 Revenue Sufficiency | 2025 | 13 | 44.6 | 4
3 Revenue Sufficiency | 2025 | 13 | 45.2 | 1
3 Revenue Sufficiency | 2025 | 13 | 45.3 | 3
3 Revenue Sufficiency | 2025 | 13 | 45.7 | 1
3 Revenue Sufficiency | 2025 | 13 | 46 | 1
3 Revenue Sufficiency | 2025 | 13 | 46.8 | 1
3 Revenue Sufficiency | 2025 | 13 | 46.9 | 2
3 Revenue Sufficiency | 2025 | 13 | 47.5 | 1
3 Revenue Sufficiency | 2025 | 13 | 47.8 | 1
3 Revenue Sufficiency | 2025 | 13 | 48.2 | 1
3 Revenue Sufficiency | 2025 | 13 | 48.5 | 1
3 Revenue Sufficiency | 2025 | 13 | 48.7 | 1
3 Revenue Sufficiency | 2025 | 13 | 49.2 | 1
3 Revenue Sufficiency | 2025 | 13 | 49.6 | 1
3 Revenue Sufficiency | 2025 | 13 | 49.9 | 1
3 Revenue Sufficiency | 2025 | 13 | 51.1 | 1
3 Revenue Sufficiency | 2025 | 13 | 51.3 | 1
3 Revenue Sufficiency | 2025 | 13 | 51.5 | 1
3 Revenue Sufficiency | 2025 | 13 | 52.1 | 1
3 Revenue Sufficiency | 2025 | 13 | 52.5 | 1
3 Revenue Sufficiency | 2025 | 13 | 53.3 | 1
3 Revenue Sufficiency | 2025 | 13 | 54.1 | 1
3 Revenue Sufficiency | 2025 | 13 | 54.9 | 1
3 Revenue Sufficiency | 2025 | 13 | 55.2 | 1
3 Revenue Sufficiency | 2025 | 13 | 61.3 | 1
3 Revenue Sufficiency | 2025 | 13 | 62.1 | 1
3 Revenue Sufficiency | 2025 | 13 | 63.6 | 1
3 Revenue Sufficiency | 2025 | 13 | 65.3 | 1
3 Revenue Sufficiency | 2025 | 13 | 67.4 | 1
3 Revenue Sufficiency | 2025 | 13 | 85.2 | 1
3 Revenue Sufficiency | 2025 | 13 | 87.8 | 1
3 Revenue Sufficiency | 2025 | 13 | 105.5 | 1
3 Revenue Sufficiency | 2025 | 13 | 123.4 | 1
3 Revenue Sufficiency | 2025 | 14 | -103.4 | 1
3 Revenue Sufficiency | 2025 | 14 | -92.6 | 1
3 Revenue Sufficiency | 2025 | 14 | -87 | 1
3 Revenue Sufficiency | 2025 | 14 | -82 | 1
3 Revenue Sufficiency | 2025 | 14 | -81.5 | 1
3 Revenue Sufficiency | 2025 | 14 | -69.2 | 1
3 Revenue Sufficiency | 2025 | 14 | -65.1 | 1
3 Revenue Sufficiency | 2025 | 14 | -64.3 | 1
3 Revenue Sufficiency | 2025 | 14 | -60.9 | 1
3 Revenue Sufficiency | 2025 | 14 | -60.6 | 1
3 Revenue Sufficiency | 2025 | 14 | -60.4 | 1
3 Revenue Sufficiency | 2025 | 14 | -59.9 | 1
3 Revenue Sufficiency | 2025 | 14 | -59.5 | 1
3 Revenue Sufficiency | 2025 | 14 | -57.1 | 1
3 Revenue Sufficiency | 2025 | 14 | -55.8 | 1
3 Revenue Sufficiency | 2025 | 14 | -55.7 | 1
3 Revenue Sufficiency | 2025 | 14 | -55.5 | 1
3 Revenue Sufficiency | 2025 | 14 | -54.5 | 1
3 Revenue Sufficiency | 2025 | 14 | -53.3 | 1
3 Revenue Sufficiency | 2025 | 14 | -52.9 | 1
3 Revenue Sufficiency | 2025 | 14 | -52.3 | 1
3 Revenue Sufficiency | 2025 | 14 | -51.9 | 1
3 Revenue Sufficiency | 2025 | 14 | -50.2 | 1
3 Revenue Sufficiency | 2025 | 14 | -50.1 | 1
3 Revenue Sufficiency | 2025 | 14 | -49.1 | 1
3 Revenue Sufficiency | 2025 | 14 | -47.8 | 1
3 Revenue Sufficiency | 2025 | 14 | -47.7 | 1
3 Revenue Sufficiency | 2025 | 14 | -47.4 | 1
3 Revenue Sufficiency | 2025 | 14 | -47.3 | 1
3 Revenue Sufficiency | 2025 | 14 | -47.2 | 1
3 Revenue Sufficiency | 2025 | 14 | -46.9 | 2
3 Revenue Sufficiency | 2025 | 14 | -46.8 | 1
3 Revenue Sufficiency | 2025 | 14 | -45.8 | 1
3 Revenue Sufficiency | 2025 | 14 | -45.5 | 1
3 Revenue Sufficiency | 2025 | 14 | -45.2 | 1
3 Revenue Sufficiency | 2025 | 14 | -45.1 | 1
3 Revenue Sufficiency | 2025 | 14 | -44.9 | 1
3 Revenue Sufficiency | 2025 | 14 | -43.7 | 1
3 Revenue Sufficiency | 2025 | 14 | -42.7 | 1
3 Revenue Sufficiency | 2025 | 14 | -42.3 | 1
3 Revenue Sufficiency | 2025 | 14 | -41.3 | 1
3 Revenue Sufficiency | 2025 | 14 | -41.1 | 1
3 Revenue Sufficiency | 2025 | 14 | -40.8 | 1
3 Revenue Sufficiency | 2025 | 14 | -40 | 1
3 Revenue Sufficiency | 2025 | 14 | -39.8 | 1
3 Revenue Sufficiency | 2025 | 14 | -37.3 | 2
3 Revenue Sufficiency | 2025 | 14 | -36.9 | 1
3 Revenue Sufficiency | 2025 | 14 | -36.5 | 1
3 Revenue Sufficiency | 2025 | 14 | -36.2 | 2
3 Revenue Sufficiency | 2025 | 14 | -35.9 | 1
3 Revenue Sufficiency | 2025 | 14 | -35.7 | 1
3 Revenue Sufficiency | 2025 | 14 | -35.6 | 1
3 Revenue Sufficiency | 2025 | 14 | -34.4 | 1
3 Revenue Sufficiency | 2025 | 14 | -34.1 | 1
3 Revenue Sufficiency | 2025 | 14 | -33.5 | 1
3 Revenue Sufficiency | 2025 | 14 | -33.4 | 1
3 Revenue Sufficiency | 2025 | 14 | -33.3 | 2
3 Revenue Sufficiency | 2025 | 14 | -33.2 | 1
3 Revenue Sufficiency | 2025 | 14 | -32.9 | 1
3 Revenue Sufficiency | 2025 | 14 | -32.3 | 1
3 Revenue Sufficiency | 2025 | 14 | -32.1 | 2
3 Revenue Sufficiency | 2025 | 14 | -31.9 | 2
3 Revenue Sufficiency | 2025 | 14 | -30.9 | 1
3 Revenue Sufficiency | 2025 | 14 | -30.4 | 1
3 Revenue Sufficiency | 2025 | 14 | -30.3 | 1
3 Revenue Sufficiency | 2025 | 14 | -30.2 | 1
3 Revenue Sufficiency | 2025 | 14 | -30 | 1
3 Revenue Sufficiency | 2025 | 14 | -29.9 | 1
3 Revenue Sufficiency | 2025 | 14 | -29.6 | 1
3 Revenue Sufficiency | 2025 | 14 | -29.1 | 1
3 Revenue Sufficiency | 2025 | 14 | -28.3 | 1
3 Revenue Sufficiency | 2025 | 14 | -27.8 | 2
3 Revenue Sufficiency | 2025 | 14 | -27.2 | 1
3 Revenue Sufficiency | 2025 | 14 | -27 | 1
3 Revenue Sufficiency | 2025 | 14 | -26.9 | 1
3 Revenue Sufficiency | 2025 | 14 | -26.8 | 2
3 Revenue Sufficiency | 2025 | 14 | -26.3 | 1
3 Revenue Sufficiency | 2025 | 14 | -25.9 | 1
3 Revenue Sufficiency | 2025 | 14 | -25.6 | 1
3 Revenue Sufficiency | 2025 | 14 | -24.4 | 1
3 Revenue Sufficiency | 2025 | 14 | -23.7 | 2
3 Revenue Sufficiency | 2025 | 14 | -23.6 | 1
3 Revenue Sufficiency | 2025 | 14 | -23.5 | 1
3 Revenue Sufficiency | 2025 | 14 | -23.2 | 1
3 Revenue Sufficiency | 2025 | 14 | -22.2 | 1
3 Revenue Sufficiency | 2025 | 14 | -22 | 1
3 Revenue Sufficiency | 2025 | 14 | -21.9 | 1
3 Revenue Sufficiency | 2025 | 14 | -21.8 | 1
3 Revenue Sufficiency | 2025 | 14 | -21.6 | 1
3 Revenue Sufficiency | 2025 | 14 | -20.7 | 1
3 Revenue Sufficiency | 2025 | 14 | -20.5 | 2
3 Revenue Sufficiency | 2025 | 14 | -19.7 | 1
3 Revenue Sufficiency | 2025 | 14 | -19.6 | 1
3 Revenue Sufficiency | 2025 | 14 | -19.1 | 1
3 Revenue Sufficiency | 2025 | 14 | -18.9 | 1
3 Revenue Sufficiency | 2025 | 14 | -18.8 | 1
3 Revenue Sufficiency | 2025 | 14 | -18.6 | 1
3 Revenue Sufficiency | 2025 | 14 | -18.5 | 2
3 Revenue Sufficiency | 2025 | 14 | -17.2 | 1
3 Revenue Sufficiency | 2025 | 14 | -17 | 1
3 Revenue Sufficiency | 2025 | 14 | -15.6 | 2
3 Revenue Sufficiency | 2025 | 14 | -15.2 | 1
3 Revenue Sufficiency | 2025 | 14 | -12.1 | 1
3 Revenue Sufficiency | 2025 | 14 | -11.8 | 1
3 Revenue Sufficiency | 2025 | 14 | -9.9 | 1
3 Revenue Sufficiency | 2025 | 14 | -5.1 | 1
3 Revenue Sufficiency | 2025 | 14 | 10.9 | 1
3 Revenue Sufficiency | 2025 | 14 | 12.6 | 1
3 Revenue Sufficiency | 2025 | 14 | 12.8 | 1
3 Revenue Sufficiency | 2025 | 14 | 12.9 | 1
3 Revenue Sufficiency | 2025 | 14 | 13.3 | 1
3 Revenue Sufficiency | 2025 | 14 | 13.8 | 1
3 Revenue Sufficiency | 2025 | 14 | 14.1 | 1
3 Revenue Sufficiency | 2025 | 14 | 14.5 | 1
3 Revenue Sufficiency | 2025 | 14 | 14.6 | 1
3 Revenue Sufficiency | 2025 | 14 | 15.6 | 1
3 Revenue Sufficiency | 2025 | 14 | 16 | 1
3 Revenue Sufficiency | 2025 | 14 | 18.5 | 1
3 Revenue Sufficiency | 2025 | 14 | 19.8 | 2
3 Revenue Sufficiency | 2025 | 14 | 19.9 | 1
3 Revenue Sufficiency | 2025 | 14 | 20.3 | 2
3 Revenue Sufficiency | 2025 | 14 | 20.6 | 1
3 Revenue Sufficiency | 2025 | 14 | 20.7 | 1
3 Revenue Sufficiency | 2025 | 14 | 21.1 | 2
3 Revenue Sufficiency | 2025 | 14 | 21.8 | 1
3 Revenue Sufficiency | 2025 | 14 | 21.9 | 1
3 Revenue Sufficiency | 2025 | 14 | 22.7 | 1
3 Revenue Sufficiency | 2025 | 14 | 23.2 | 1
3 Revenue Sufficiency | 2025 | 14 | 23.4 | 1
3 Revenue Sufficiency | 2025 | 14 | 23.5 | 1
3 Revenue Sufficiency | 2025 | 14 | 23.8 | 3
3 Revenue Sufficiency | 2025 | 14 | 24 | 1
3 Revenue Sufficiency | 2025 | 14 | 24.2 | 1
3 Revenue Sufficiency | 2025 | 14 | 24.7 | 1
3 Revenue Sufficiency | 2025 | 14 | 24.9 | 1
3 Revenue Sufficiency | 2025 | 14 | 25.1 | 1
3 Revenue Sufficiency | 2025 | 14 | 25.3 | 1
3 Revenue Sufficiency | 2025 | 14 | 25.4 | 1
3 Revenue Sufficiency | 2025 | 14 | 26 | 1
3 Revenue Sufficiency | 2025 | 14 | 26.1 | 1
3 Revenue Sufficiency | 2025 | 14 | 26.5 | 1
3 Revenue Sufficiency | 2025 | 14 | 26.6 | 2
3 Revenue Sufficiency | 2025 | 14 | 26.7 | 1
3 Revenue Sufficiency | 2025 | 14 | 26.9 | 2
3 Revenue Sufficiency | 2025 | 14 | 27.1 | 2
3 Revenue Sufficiency | 2025 | 14 | 27.6 | 1
3 Revenue Sufficiency | 2025 | 14 | 27.7 | 1
3 Revenue Sufficiency | 2025 | 14 | 27.9 | 1
3 Revenue Sufficiency | 2025 | 14 | 28 | 2
3 Revenue Sufficiency | 2025 | 14 | 28.1 | 1
3 Revenue Sufficiency | 2025 | 14 | 28.4 | 3
3 Revenue Sufficiency | 2025 | 14 | 28.5 | 1
3 Revenue Sufficiency | 2025 | 14 | 28.6 | 1
3 Revenue Sufficiency | 2025 | 14 | 29.2 | 1
3 Revenue Sufficiency | 2025 | 14 | 29.4 | 1
3 Revenue Sufficiency | 2025 | 14 | 29.7 | 1
3 Revenue Sufficiency | 2025 | 14 | 29.8 | 2
3 Revenue Sufficiency | 2025 | 14 | 29.9 | 2
3 Revenue Sufficiency | 2025 | 14 | 30.2 | 1
3 Revenue Sufficiency | 2025 | 14 | 30.6 | 2
3 Revenue Sufficiency | 2025 | 14 | 31.2 | 1
3 Revenue Sufficiency | 2025 | 14 | 31.5 | 2
3 Revenue Sufficiency | 2025 | 14 | 31.6 | 1
3 Revenue Sufficiency | 2025 | 14 | 31.8 | 1
3 Revenue Sufficiency | 2025 | 14 | 31.9 | 2
3 Revenue Sufficiency | 2025 | 14 | 32.3 | 1
3 Revenue Sufficiency | 2025 | 14 | 32.5 | 1
3 Revenue Sufficiency | 2025 | 14 | 33.4 | 2
3 Revenue Sufficiency | 2025 | 14 | 33.5 | 1
3 Revenue Sufficiency | 2025 | 14 | 33.7 | 1
3 Revenue Sufficiency | 2025 | 14 | 33.9 | 1
3 Revenue Sufficiency | 2025 | 14 | 34.2 | 1
3 Revenue Sufficiency | 2025 | 14 | 34.3 | 1
3 Revenue Sufficiency | 2025 | 14 | 34.4 | 2
3 Revenue Sufficiency | 2025 | 14 | 34.6 | 1
3 Revenue Sufficiency | 2025 | 14 | 34.9 | 1
3 Revenue Sufficiency | 2025 | 14 | 35.1 | 1
3 Revenue Sufficiency | 2025 | 14 | 35.2 | 1
3 Revenue Sufficiency | 2025 | 14 | 35.5 | 1
3 Revenue Sufficiency | 2025 | 14 | 35.9 | 1
3 Revenue Sufficiency | 2025 | 14 | 38.1 | 1
3 Revenue Sufficiency | 2025 | 14 | 39.1 | 1
3 Revenue Sufficiency | 2025 | 14 | 39.4 | 1
3 Revenue Sufficiency | 2025 | 14 | 40.3 | 1
3 Revenue Sufficiency | 2025 | 14 | 40.4 | 3
3 Revenue Sufficiency | 2025 | 14 | 40.9 | 1
3 Revenue Sufficiency | 2025 | 14 | 41 | 1
3 Revenue Sufficiency | 2025 | 14 | 41.2 | 1
3 Revenue Sufficiency | 2025 | 14 | 41.8 | 1
3 Revenue Sufficiency | 2025 | 14 | 42 | 1
3 Revenue Sufficiency | 2025 | 14 | 42.1 | 1
3 Revenue Sufficiency | 2025 | 14 | 42.4 | 2
3 Revenue Sufficiency | 2025 | 14 | 42.5 | 1
3 Revenue Sufficiency | 2025 | 14 | 42.8 | 1
3 Revenue Sufficiency | 2025 | 14 | 42.9 | 1
3 Revenue Sufficiency | 2025 | 14 | 43.6 | 1
3 Revenue Sufficiency | 2025 | 14 | 44.7 | 1
3 Revenue Sufficiency | 2025 | 14 | 44.8 | 1
3 Revenue Sufficiency | 2025 | 14 | 45.1 | 2
3 Revenue Sufficiency | 2025 | 14 | 45.3 | 1
3 Revenue Sufficiency | 2025 | 14 | 46.6 | 1
3 Revenue Sufficiency | 2025 | 14 | 46.7 | 3
3 Revenue Sufficiency | 2025 | 14 | 47 | 1
3 Revenue Sufficiency | 2025 | 14 | 47.2 | 1
3 Revenue Sufficiency | 2025 | 14 | 48.2 | 1
3 Revenue Sufficiency | 2025 | 14 | 48.3 | 1
3 Revenue Sufficiency | 2025 | 14 | 49 | 1
3 Revenue Sufficiency | 2025 | 14 | 50.5 | 1
3 Revenue Sufficiency | 2025 | 14 | 52.1 | 2
3 Revenue Sufficiency | 2025 | 14 | 52.6 | 1
3 Revenue Sufficiency | 2025 | 14 | 53.9 | 1
3 Revenue Sufficiency | 2025 | 14 | 55.3 | 1
3 Revenue Sufficiency | 2025 | 14 | 55.7 | 1
3 Revenue Sufficiency | 2025 | 14 | 56 | 1
3 Revenue Sufficiency | 2025 | 14 | 56.6 | 1
3 Revenue Sufficiency | 2025 | 14 | 57.3 | 1
3 Revenue Sufficiency | 2025 | 14 | 58.7 | 1
3 Revenue Sufficiency | 2025 | 14 | 59.2 | 1
3 Revenue Sufficiency | 2025 | 14 | 60.4 | 1
3 Revenue Sufficiency | 2025 | 14 | 61.9 | 1
3 Revenue Sufficiency | 2025 | 14 | 70 | 1
3 Revenue Sufficiency | 2025 | 14 | 70.2 | 1
3 Revenue Sufficiency | 2025 | 14 | 72.9 | 1
3 Revenue Sufficiency | 2025 | 14 | 79 | 1
3 Revenue Sufficiency | 2025 | 14 | 85.1 | 1
3 Revenue Sufficiency | 2025 | 14 | 85.2 | 1
3 Revenue Sufficiency | 2025 | 14 | 90.4 | 1
3 Revenue Sufficiency | 2025 | 14 | 91.9 | 1
3 Revenue Sufficiency | 2025 | 14 | 94.9 | 1
3 Revenue Sufficiency | 2025 | 15 | -153.3 | 1
3 Revenue Sufficiency | 2025 | 15 | -100.8 | 1
3 Revenue Sufficiency | 2025 | 15 | -94.8 | 1
3 Revenue Sufficiency | 2025 | 15 | -93.8 | 1
3 Revenue Sufficiency | 2025 | 15 | -92.9 | 1
3 Revenue Sufficiency | 2025 | 15 | -89.1 | 1
3 Revenue Sufficiency | 2025 | 15 | -82.3 | 1
3 Revenue Sufficiency | 2025 | 15 | -76.3 | 1
3 Revenue Sufficiency | 2025 | 15 | -75.9 | 1
3 Revenue Sufficiency | 2025 | 15 | -72.5 | 1
3 Revenue Sufficiency | 2025 | 15 | -71.5 | 1
3 Revenue Sufficiency | 2025 | 15 | -69.6 | 1
3 Revenue Sufficiency | 2025 | 15 | -69.4 | 1
3 Revenue Sufficiency | 2025 | 15 | -67.5 | 1
3 Revenue Sufficiency | 2025 | 15 | -65.8 | 1
3 Revenue Sufficiency | 2025 | 15 | -64.4 | 1
3 Revenue Sufficiency | 2025 | 15 | -59.9 | 1
3 Revenue Sufficiency | 2025 | 15 | -59.8 | 1
3 Revenue Sufficiency | 2025 | 15 | -58.7 | 1
3 Revenue Sufficiency | 2025 | 15 | -58.3 | 1
3 Revenue Sufficiency | 2025 | 15 | -55.6 | 1
3 Revenue Sufficiency | 2025 | 15 | -53.5 | 1
3 Revenue Sufficiency | 2025 | 15 | -52.8 | 1
3 Revenue Sufficiency | 2025 | 15 | -52.6 | 1
3 Revenue Sufficiency | 2025 | 15 | -52.3 | 1
3 Revenue Sufficiency | 2025 | 15 | -51.7 | 1
3 Revenue Sufficiency | 2025 | 15 | -50.7 | 1
3 Revenue Sufficiency | 2025 | 15 | -49.6 | 1
3 Revenue Sufficiency | 2025 | 15 | -49.4 | 1
3 Revenue Sufficiency | 2025 | 15 | -49.3 | 1
3 Revenue Sufficiency | 2025 | 15 | -49 | 1
3 Revenue Sufficiency | 2025 | 15 | -48.5 | 1
3 Revenue Sufficiency | 2025 | 15 | -47.3 | 1
3 Revenue Sufficiency | 2025 | 15 | -47.1 | 1
3 Revenue Sufficiency | 2025 | 15 | -46.7 | 2
3 Revenue Sufficiency | 2025 | 15 | -46.4 | 1
3 Revenue Sufficiency | 2025 | 15 | -45.6 | 1
3 Revenue Sufficiency | 2025 | 15 | -43.4 | 1
3 Revenue Sufficiency | 2025 | 15 | -42.9 | 1
3 Revenue Sufficiency | 2025 | 15 | -42.3 | 1
3 Revenue Sufficiency | 2025 | 15 | -41.9 | 1
3 Revenue Sufficiency | 2025 | 15 | -41.7 | 1
3 Revenue Sufficiency | 2025 | 15 | -41.3 | 2
3 Revenue Sufficiency | 2025 | 15 | -41 | 1
3 Revenue Sufficiency | 2025 | 15 | -40.6 | 1
3 Revenue Sufficiency | 2025 | 15 | -40.5 | 2
3 Revenue Sufficiency | 2025 | 15 | -39.8 | 1
3 Revenue Sufficiency | 2025 | 15 | -39.4 | 1
3 Revenue Sufficiency | 2025 | 15 | -39.1 | 1
3 Revenue Sufficiency | 2025 | 15 | -39 | 2
3 Revenue Sufficiency | 2025 | 15 | -38.8 | 1
3 Revenue Sufficiency | 2025 | 15 | -38.7 | 1
3 Revenue Sufficiency | 2025 | 15 | -38.5 | 1
3 Revenue Sufficiency | 2025 | 15 | -37.5 | 1
3 Revenue Sufficiency | 2025 | 15 | -36.6 | 1
3 Revenue Sufficiency | 2025 | 15 | -36.5 | 1
3 Revenue Sufficiency | 2025 | 15 | -35.9 | 1
3 Revenue Sufficiency | 2025 | 15 | -35.8 | 1
3 Revenue Sufficiency | 2025 | 15 | -35.6 | 1
3 Revenue Sufficiency | 2025 | 15 | -35.5 | 1
3 Revenue Sufficiency | 2025 | 15 | -34.7 | 1
3 Revenue Sufficiency | 2025 | 15 | -34.5 | 1
3 Revenue Sufficiency | 2025 | 15 | -34.2 | 1
3 Revenue Sufficiency | 2025 | 15 | -33.7 | 1
3 Revenue Sufficiency | 2025 | 15 | -32.8 | 1
3 Revenue Sufficiency | 2025 | 15 | -32.5 | 1
3 Revenue Sufficiency | 2025 | 15 | -32.2 | 1
3 Revenue Sufficiency | 2025 | 15 | -31.8 | 1
3 Revenue Sufficiency | 2025 | 15 | -31.7 | 1
3 Revenue Sufficiency | 2025 | 15 | -31.3 | 2
3 Revenue Sufficiency | 2025 | 15 | -31.1 | 1
3 Revenue Sufficiency | 2025 | 15 | -30.4 | 1
3 Revenue Sufficiency | 2025 | 15 | -30.3 | 1
3 Revenue Sufficiency | 2025 | 15 | -30 | 1
3 Revenue Sufficiency | 2025 | 15 | -29.3 | 1
3 Revenue Sufficiency | 2025 | 15 | -29 | 1
3 Revenue Sufficiency | 2025 | 15 | -27.6 | 1
3 Revenue Sufficiency | 2025 | 15 | -27.5 | 1
3 Revenue Sufficiency | 2025 | 15 | -26.5 | 1
3 Revenue Sufficiency | 2025 | 15 | -26.4 | 3
3 Revenue Sufficiency | 2025 | 15 | -25.4 | 1
3 Revenue Sufficiency | 2025 | 15 | -24.9 | 1
3 Revenue Sufficiency | 2025 | 15 | -24.7 | 1
3 Revenue Sufficiency | 2025 | 15 | -24.1 | 1
3 Revenue Sufficiency | 2025 | 15 | -24 | 2
3 Revenue Sufficiency | 2025 | 15 | -23.9 | 2
3 Revenue Sufficiency | 2025 | 15 | -23.8 | 2
3 Revenue Sufficiency | 2025 | 15 | -22.7 | 1
3 Revenue Sufficiency | 2025 | 15 | -22.3 | 1
3 Revenue Sufficiency | 2025 | 15 | -22.1 | 1
3 Revenue Sufficiency | 2025 | 15 | -21.9 | 1
3 Revenue Sufficiency | 2025 | 15 | -21.7 | 1
3 Revenue Sufficiency | 2025 | 15 | -21 | 1
3 Revenue Sufficiency | 2025 | 15 | -20.1 | 1
3 Revenue Sufficiency | 2025 | 15 | -18.6 | 1
3 Revenue Sufficiency | 2025 | 15 | -18.5 | 1
3 Revenue Sufficiency | 2025 | 15 | -18 | 1
3 Revenue Sufficiency | 2025 | 15 | -15.8 | 1
3 Revenue Sufficiency | 2025 | 15 | -15.4 | 1
3 Revenue Sufficiency | 2025 | 15 | -14.9 | 1
3 Revenue Sufficiency | 2025 | 15 | -14.7 | 1
3 Revenue Sufficiency | 2025 | 15 | -14.5 | 1
3 Revenue Sufficiency | 2025 | 15 | -14.3 | 1
3 Revenue Sufficiency | 2025 | 15 | -12.7 | 1
3 Revenue Sufficiency | 2025 | 15 | -11.5 | 1
3 Revenue Sufficiency | 2025 | 15 | -10.7 | 1
3 Revenue Sufficiency | 2025 | 15 | 1.7 | 1
3 Revenue Sufficiency | 2025 | 15 | 9.1 | 1
3 Revenue Sufficiency | 2025 | 15 | 11.9 | 1
3 Revenue Sufficiency | 2025 | 15 | 12.7 | 1
3 Revenue Sufficiency | 2025 | 15 | 13.6 | 1
3 Revenue Sufficiency | 2025 | 15 | 14.5 | 1
3 Revenue Sufficiency | 2025 | 15 | 15.3 | 1
3 Revenue Sufficiency | 2025 | 15 | 15.5 | 1
3 Revenue Sufficiency | 2025 | 15 | 15.7 | 1
3 Revenue Sufficiency | 2025 | 15 | 15.8 | 1
3 Revenue Sufficiency | 2025 | 15 | 15.9 | 1
3 Revenue Sufficiency | 2025 | 15 | 16.2 | 1
3 Revenue Sufficiency | 2025 | 15 | 16.7 | 1
3 Revenue Sufficiency | 2025 | 15 | 17.9 | 1
3 Revenue Sufficiency | 2025 | 15 | 18.2 | 2
3 Revenue Sufficiency | 2025 | 15 | 18.6 | 1
3 Revenue Sufficiency | 2025 | 15 | 19.1 | 1
3 Revenue Sufficiency | 2025 | 15 | 19.3 | 1
3 Revenue Sufficiency | 2025 | 15 | 19.5 | 1
3 Revenue Sufficiency | 2025 | 15 | 19.7 | 1
3 Revenue Sufficiency | 2025 | 15 | 20.4 | 1
3 Revenue Sufficiency | 2025 | 15 | 20.6 | 1
3 Revenue Sufficiency | 2025 | 15 | 20.8 | 1
3 Revenue Sufficiency | 2025 | 15 | 20.9 | 1
3 Revenue Sufficiency | 2025 | 15 | 21.1 | 1
3 Revenue Sufficiency | 2025 | 15 | 21.3 | 2
3 Revenue Sufficiency | 2025 | 15 | 21.7 | 1
3 Revenue Sufficiency | 2025 | 15 | 21.9 | 1
3 Revenue Sufficiency | 2025 | 15 | 22.5 | 1
3 Revenue Sufficiency | 2025 | 15 | 22.6 | 2
3 Revenue Sufficiency | 2025 | 15 | 22.7 | 1
3 Revenue Sufficiency | 2025 | 15 | 22.9 | 1
3 Revenue Sufficiency | 2025 | 15 | 23 | 1
3 Revenue Sufficiency | 2025 | 15 | 23.2 | 1
3 Revenue Sufficiency | 2025 | 15 | 23.3 | 1
3 Revenue Sufficiency | 2025 | 15 | 23.4 | 3
3 Revenue Sufficiency | 2025 | 15 | 23.6 | 1
3 Revenue Sufficiency | 2025 | 15 | 23.7 | 2
3 Revenue Sufficiency | 2025 | 15 | 23.8 | 1
3 Revenue Sufficiency | 2025 | 15 | 24 | 1
3 Revenue Sufficiency | 2025 | 15 | 24.1 | 1
3 Revenue Sufficiency | 2025 | 15 | 24.3 | 2
3 Revenue Sufficiency | 2025 | 15 | 24.5 | 1
3 Revenue Sufficiency | 2025 | 15 | 24.8 | 1
3 Revenue Sufficiency | 2025 | 15 | 24.9 | 2
3 Revenue Sufficiency | 2025 | 15 | 25.4 | 1
3 Revenue Sufficiency | 2025 | 15 | 26.2 | 1
3 Revenue Sufficiency | 2025 | 15 | 26.4 | 1
3 Revenue Sufficiency | 2025 | 15 | 26.5 | 1
3 Revenue Sufficiency | 2025 | 15 | 26.8 | 1
3 Revenue Sufficiency | 2025 | 15 | 27 | 1
3 Revenue Sufficiency | 2025 | 15 | 27.4 | 1
3 Revenue Sufficiency | 2025 | 15 | 27.7 | 1
3 Revenue Sufficiency | 2025 | 15 | 27.8 | 3
3 Revenue Sufficiency | 2025 | 15 | 28.6 | 2
3 Revenue Sufficiency | 2025 | 15 | 28.9 | 1
3 Revenue Sufficiency | 2025 | 15 | 29.1 | 1
3 Revenue Sufficiency | 2025 | 15 | 29.2 | 1
3 Revenue Sufficiency | 2025 | 15 | 29.3 | 2
3 Revenue Sufficiency | 2025 | 15 | 29.6 | 1
3 Revenue Sufficiency | 2025 | 15 | 30.1 | 1
3 Revenue Sufficiency | 2025 | 15 | 30.2 | 1
3 Revenue Sufficiency | 2025 | 15 | 30.3 | 1
3 Revenue Sufficiency | 2025 | 15 | 30.5 | 1
3 Revenue Sufficiency | 2025 | 15 | 30.6 | 1
3 Revenue Sufficiency | 2025 | 15 | 31 | 1
3 Revenue Sufficiency | 2025 | 15 | 31.2 | 1
3 Revenue Sufficiency | 2025 | 15 | 31.3 | 2
3 Revenue Sufficiency | 2025 | 15 | 31.4 | 1
3 Revenue Sufficiency | 2025 | 15 | 31.5 | 1
3 Revenue Sufficiency | 2025 | 15 | 31.7 | 1
3 Revenue Sufficiency | 2025 | 15 | 31.8 | 1
3 Revenue Sufficiency | 2025 | 15 | 32 | 1
3 Revenue Sufficiency | 2025 | 15 | 32.7 | 1
3 Revenue Sufficiency | 2025 | 15 | 33.8 | 1
3 Revenue Sufficiency | 2025 | 15 | 33.9 | 1
3 Revenue Sufficiency | 2025 | 15 | 34.3 | 1
3 Revenue Sufficiency | 2025 | 15 | 34.4 | 1
3 Revenue Sufficiency | 2025 | 15 | 34.7 | 1
3 Revenue Sufficiency | 2025 | 15 | 35.1 | 1
3 Revenue Sufficiency | 2025 | 15 | 35.4 | 1
3 Revenue Sufficiency | 2025 | 15 | 35.7 | 2
3 Revenue Sufficiency | 2025 | 15 | 36.9 | 1
3 Revenue Sufficiency | 2025 | 15 | 37.1 | 1
3 Revenue Sufficiency | 2025 | 15 | 37.2 | 1
3 Revenue Sufficiency | 2025 | 15 | 38.1 | 1
3 Revenue Sufficiency | 2025 | 15 | 38.3 | 1
3 Revenue Sufficiency | 2025 | 15 | 38.7 | 1
3 Revenue Sufficiency | 2025 | 15 | 39.6 | 1
3 Revenue Sufficiency | 2025 | 15 | 39.8 | 1
3 Revenue Sufficiency | 2025 | 15 | 39.9 | 2
3 Revenue Sufficiency | 2025 | 15 | 40.3 | 1
3 Revenue Sufficiency | 2025 | 15 | 40.5 | 1
3 Revenue Sufficiency | 2025 | 15 | 41.4 | 1
3 Revenue Sufficiency | 2025 | 15 | 42.1 | 1
3 Revenue Sufficiency | 2025 | 15 | 42.3 | 1
3 Revenue Sufficiency | 2025 | 15 | 42.7 | 2
3 Revenue Sufficiency | 2025 | 15 | 43.4 | 1
3 Revenue Sufficiency | 2025 | 15 | 43.5 | 1
3 Revenue Sufficiency | 2025 | 15 | 44.4 | 2
3 Revenue Sufficiency | 2025 | 15 | 44.6 | 1
3 Revenue Sufficiency | 2025 | 15 | 44.8 | 1
3 Revenue Sufficiency | 2025 | 15 | 45 | 1
3 Revenue Sufficiency | 2025 | 15 | 45.5 | 1
3 Revenue Sufficiency | 2025 | 15 | 45.8 | 1
3 Revenue Sufficiency | 2025 | 15 | 45.9 | 1
3 Revenue Sufficiency | 2025 | 15 | 46.1 | 1
3 Revenue Sufficiency | 2025 | 15 | 47 | 1
3 Revenue Sufficiency | 2025 | 15 | 47.2 | 1
3 Revenue Sufficiency | 2025 | 15 | 47.6 | 1
3 Revenue Sufficiency | 2025 | 15 | 47.7 | 1
3 Revenue Sufficiency | 2025 | 15 | 48.1 | 1
3 Revenue Sufficiency | 2025 | 15 | 48.2 | 1
3 Revenue Sufficiency | 2025 | 15 | 48.3 | 1
3 Revenue Sufficiency | 2025 | 15 | 48.4 | 1
3 Revenue Sufficiency | 2025 | 15 | 50.4 | 1
3 Revenue Sufficiency | 2025 | 15 | 51.3 | 1
3 Revenue Sufficiency | 2025 | 15 | 52 | 2
3 Revenue Sufficiency | 2025 | 15 | 53.4 | 1
3 Revenue Sufficiency | 2025 | 15 | 54 | 1
3 Revenue Sufficiency | 2025 | 15 | 54.9 | 1
3 Revenue Sufficiency | 2025 | 15 | 55.2 | 1
3 Revenue Sufficiency | 2025 | 15 | 55.6 | 1
3 Revenue Sufficiency | 2025 | 15 | 55.8 | 1
3 Revenue Sufficiency | 2025 | 15 | 59.5 | 1
3 Revenue Sufficiency | 2025 | 15 | 61.4 | 1
3 Revenue Sufficiency | 2025 | 15 | 61.7 | 1
3 Revenue Sufficiency | 2025 | 15 | 62.2 | 1
3 Revenue Sufficiency | 2025 | 15 | 62.3 | 2
3 Revenue Sufficiency | 2025 | 15 | 64.4 | 1
3 Revenue Sufficiency | 2025 | 15 | 66.5 | 1
3 Revenue Sufficiency | 2025 | 15 | 68.1 | 1
3 Revenue Sufficiency | 2025 | 15 | 68.4 | 1
3 Revenue Sufficiency | 2025 | 15 | 72 | 1
3 Revenue Sufficiency | 2025 | 15 | 76.7 | 1
3 Revenue Sufficiency | 2025 | 15 | 94.7 | 1
3 Revenue Sufficiency | 2025 | 15 | 109.3 | 1
3 Revenue Sufficiency | 2025 | 16 | -95.9 | 1
3 Revenue Sufficiency | 2025 | 16 | -89.4 | 1
3 Revenue Sufficiency | 2025 | 16 | -88.2 | 1
3 Revenue Sufficiency | 2025 | 16 | -84.9 | 1
3 Revenue Sufficiency | 2025 | 16 | -82.6 | 1
3 Revenue Sufficiency | 2025 | 16 | -78.2 | 1
3 Revenue Sufficiency | 2025 | 16 | -74 | 1
3 Revenue Sufficiency | 2025 | 16 | -67.4 | 1
3 Revenue Sufficiency | 2025 | 16 | -66.5 | 1
3 Revenue Sufficiency | 2025 | 16 | -66.3 | 2
3 Revenue Sufficiency | 2025 | 16 | -57.7 | 1
3 Revenue Sufficiency | 2025 | 16 | -53 | 1
3 Revenue Sufficiency | 2025 | 16 | -52.2 | 1
3 Revenue Sufficiency | 2025 | 16 | -51.8 | 1
3 Revenue Sufficiency | 2025 | 16 | -49.1 | 1
3 Revenue Sufficiency | 2025 | 16 | -47.3 | 1
3 Revenue Sufficiency | 2025 | 16 | -46.9 | 1
3 Revenue Sufficiency | 2025 | 16 | -46.7 | 1
3 Revenue Sufficiency | 2025 | 16 | -45.4 | 1
3 Revenue Sufficiency | 2025 | 16 | -43.4 | 1
3 Revenue Sufficiency | 2025 | 16 | -43.3 | 2
3 Revenue Sufficiency | 2025 | 16 | -42.9 | 1
3 Revenue Sufficiency | 2025 | 16 | -42.3 | 2
3 Revenue Sufficiency | 2025 | 16 | -42 | 1
3 Revenue Sufficiency | 2025 | 16 | -41.1 | 1
3 Revenue Sufficiency | 2025 | 16 | -40.7 | 1
3 Revenue Sufficiency | 2025 | 16 | -40.5 | 1
3 Revenue Sufficiency | 2025 | 16 | -39.9 | 1
3 Revenue Sufficiency | 2025 | 16 | -39.6 | 1
3 Revenue Sufficiency | 2025 | 16 | -39.4 | 2
3 Revenue Sufficiency | 2025 | 16 | -39.1 | 1
3 Revenue Sufficiency | 2025 | 16 | -38.3 | 1
3 Revenue Sufficiency | 2025 | 16 | -37.3 | 1
3 Revenue Sufficiency | 2025 | 16 | -37 | 1
3 Revenue Sufficiency | 2025 | 16 | -36.5 | 1
3 Revenue Sufficiency | 2025 | 16 | -36.4 | 1
3 Revenue Sufficiency | 2025 | 16 | -36.2 | 1
3 Revenue Sufficiency | 2025 | 16 | -36 | 1
3 Revenue Sufficiency | 2025 | 16 | -35.6 | 1
3 Revenue Sufficiency | 2025 | 16 | -34.5 | 1
3 Revenue Sufficiency | 2025 | 16 | -34.2 | 1
3 Revenue Sufficiency | 2025 | 16 | -33.9 | 1
3 Revenue Sufficiency | 2025 | 16 | -33.8 | 1
3 Revenue Sufficiency | 2025 | 16 | -33.5 | 1
3 Revenue Sufficiency | 2025 | 16 | -33.2 | 1
3 Revenue Sufficiency | 2025 | 16 | -33.1 | 1
3 Revenue Sufficiency | 2025 | 16 | -32.7 | 1
3 Revenue Sufficiency | 2025 | 16 | -31.9 | 1
3 Revenue Sufficiency | 2025 | 16 | -31.8 | 1
3 Revenue Sufficiency | 2025 | 16 | -31.4 | 1
3 Revenue Sufficiency | 2025 | 16 | -31.2 | 1
3 Revenue Sufficiency | 2025 | 16 | -30.5 | 1
3 Revenue Sufficiency | 2025 | 16 | -30.3 | 1
3 Revenue Sufficiency | 2025 | 16 | -29.5 | 1
3 Revenue Sufficiency | 2025 | 16 | -29.3 | 1
3 Revenue Sufficiency | 2025 | 16 | -28.9 | 1
3 Revenue Sufficiency | 2025 | 16 | -28.5 | 1
3 Revenue Sufficiency | 2025 | 16 | -27.5 | 1
3 Revenue Sufficiency | 2025 | 16 | -27.2 | 1
3 Revenue Sufficiency | 2025 | 16 | -26.5 | 1
3 Revenue Sufficiency | 2025 | 16 | -26.3 | 1
3 Revenue Sufficiency | 2025 | 16 | -26 | 2
3 Revenue Sufficiency | 2025 | 16 | -25.1 | 1
3 Revenue Sufficiency | 2025 | 16 | -24.3 | 1
3 Revenue Sufficiency | 2025 | 16 | -24 | 1
3 Revenue Sufficiency | 2025 | 16 | -23.5 | 1
3 Revenue Sufficiency | 2025 | 16 | -23.3 | 1
3 Revenue Sufficiency | 2025 | 16 | -22.6 | 1
3 Revenue Sufficiency | 2025 | 16 | -21.9 | 1
3 Revenue Sufficiency | 2025 | 16 | -19.4 | 1
3 Revenue Sufficiency | 2025 | 16 | -19 | 1
3 Revenue Sufficiency | 2025 | 16 | -18.2 | 1
3 Revenue Sufficiency | 2025 | 16 | -17.4 | 1
3 Revenue Sufficiency | 2025 | 16 | -17.1 | 1
3 Revenue Sufficiency | 2025 | 16 | -16.5 | 1
3 Revenue Sufficiency | 2025 | 16 | -16.4 | 1
3 Revenue Sufficiency | 2025 | 16 | -14.5 | 1
3 Revenue Sufficiency | 2025 | 16 | -13.8 | 1
3 Revenue Sufficiency | 2025 | 16 | -10.8 | 1
3 Revenue Sufficiency | 2025 | 16 | 13.7 | 1
3 Revenue Sufficiency | 2025 | 16 | 14.2 | 1
3 Revenue Sufficiency | 2025 | 16 | 14.4 | 1
3 Revenue Sufficiency | 2025 | 16 | 14.9 | 1
3 Revenue Sufficiency | 2025 | 16 | 16.6 | 1
3 Revenue Sufficiency | 2025 | 16 | 16.7 | 2
3 Revenue Sufficiency | 2025 | 16 | 17 | 1
3 Revenue Sufficiency | 2025 | 16 | 18 | 1
3 Revenue Sufficiency | 2025 | 16 | 19.2 | 1
3 Revenue Sufficiency | 2025 | 16 | 20 | 1
3 Revenue Sufficiency | 2025 | 16 | 20.3 | 1
3 Revenue Sufficiency | 2025 | 16 | 20.8 | 1
3 Revenue Sufficiency | 2025 | 16 | 21.1 | 1
3 Revenue Sufficiency | 2025 | 16 | 22.3 | 2
3 Revenue Sufficiency | 2025 | 16 | 22.8 | 1
3 Revenue Sufficiency | 2025 | 16 | 22.9 | 1
3 Revenue Sufficiency | 2025 | 16 | 23.5 | 1
3 Revenue Sufficiency | 2025 | 16 | 24.2 | 2
3 Revenue Sufficiency | 2025 | 16 | 24.6 | 1
3 Revenue Sufficiency | 2025 | 16 | 24.9 | 1
3 Revenue Sufficiency | 2025 | 16 | 25 | 1
3 Revenue Sufficiency | 2025 | 16 | 25.1 | 1
3 Revenue Sufficiency | 2025 | 16 | 25.8 | 1
3 Revenue Sufficiency | 2025 | 16 | 26 | 1
3 Revenue Sufficiency | 2025 | 16 | 26.1 | 1
3 Revenue Sufficiency | 2025 | 16 | 26.6 | 1
3 Revenue Sufficiency | 2025 | 16 | 27.1 | 1
3 Revenue Sufficiency | 2025 | 16 | 27.9 | 1
3 Revenue Sufficiency | 2025 | 16 | 28.3 | 1
3 Revenue Sufficiency | 2025 | 16 | 28.4 | 1
3 Revenue Sufficiency | 2025 | 16 | 28.5 | 1
3 Revenue Sufficiency | 2025 | 16 | 28.7 | 1
3 Revenue Sufficiency | 2025 | 16 | 28.8 | 1
3 Revenue Sufficiency | 2025 | 16 | 29.3 | 1
3 Revenue Sufficiency | 2025 | 16 | 29.8 | 1
3 Revenue Sufficiency | 2025 | 16 | 30 | 1
3 Revenue Sufficiency | 2025 | 16 | 30.1 | 1
3 Revenue Sufficiency | 2025 | 16 | 30.2 | 1
3 Revenue Sufficiency | 2025 | 16 | 30.6 | 1
3 Revenue Sufficiency | 2025 | 16 | 30.8 | 1
3 Revenue Sufficiency | 2025 | 16 | 30.9 | 1
3 Revenue Sufficiency | 2025 | 16 | 31.9 | 1
3 Revenue Sufficiency | 2025 | 16 | 32 | 1
3 Revenue Sufficiency | 2025 | 16 | 32.3 | 1
3 Revenue Sufficiency | 2025 | 16 | 32.7 | 1
3 Revenue Sufficiency | 2025 | 16 | 33.3 | 1
3 Revenue Sufficiency | 2025 | 16 | 33.8 | 1
3 Revenue Sufficiency | 2025 | 16 | 34.9 | 1
3 Revenue Sufficiency | 2025 | 16 | 36 | 1
3 Revenue Sufficiency | 2025 | 16 | 36.2 | 1
3 Revenue Sufficiency | 2025 | 16 | 37 | 1
3 Revenue Sufficiency | 2025 | 16 | 37.3 | 1
3 Revenue Sufficiency | 2025 | 16 | 37.6 | 1
3 Revenue Sufficiency | 2025 | 16 | 37.8 | 1
3 Revenue Sufficiency | 2025 | 16 | 37.9 | 1
3 Revenue Sufficiency | 2025 | 16 | 38.3 | 1
3 Revenue Sufficiency | 2025 | 16 | 38.4 | 1
3 Revenue Sufficiency | 2025 | 16 | 38.8 | 2
3 Revenue Sufficiency | 2025 | 16 | 39 | 1
3 Revenue Sufficiency | 2025 | 16 | 39.4 | 2
3 Revenue Sufficiency | 2025 | 16 | 39.6 | 1
3 Revenue Sufficiency | 2025 | 16 | 39.7 | 2
3 Revenue Sufficiency | 2025 | 16 | 40.4 | 1
3 Revenue Sufficiency | 2025 | 16 | 41.2 | 2
3 Revenue Sufficiency | 2025 | 16 | 41.9 | 1
3 Revenue Sufficiency | 2025 | 16 | 42.4 | 1
3 Revenue Sufficiency | 2025 | 16 | 42.6 | 1
3 Revenue Sufficiency | 2025 | 16 | 42.7 | 1
3 Revenue Sufficiency | 2025 | 16 | 43.3 | 2
3 Revenue Sufficiency | 2025 | 16 | 43.8 | 1
3 Revenue Sufficiency | 2025 | 16 | 44.1 | 1
3 Revenue Sufficiency | 2025 | 16 | 44.9 | 1
3 Revenue Sufficiency | 2025 | 16 | 45.3 | 1
3 Revenue Sufficiency | 2025 | 16 | 45.4 | 1
3 Revenue Sufficiency | 2025 | 16 | 45.9 | 1
3 Revenue Sufficiency | 2025 | 16 | 46.1 | 1
3 Revenue Sufficiency | 2025 | 16 | 47.5 | 1
3 Revenue Sufficiency | 2025 | 16 | 48 | 2
3 Revenue Sufficiency | 2025 | 16 | 48.2 | 1
3 Revenue Sufficiency | 2025 | 16 | 49.1 | 1
3 Revenue Sufficiency | 2025 | 16 | 50.5 | 1
3 Revenue Sufficiency | 2025 | 16 | 52.7 | 1
3 Revenue Sufficiency | 2025 | 16 | 53.9 | 1
3 Revenue Sufficiency | 2025 | 16 | 55.4 | 1
3 Revenue Sufficiency | 2025 | 16 | 56.2 | 1
3 Revenue Sufficiency | 2025 | 16 | 58.6 | 1
3 Revenue Sufficiency | 2025 | 16 | 59.5 | 1
3 Revenue Sufficiency | 2025 | 16 | 61.9 | 1
3 Revenue Sufficiency | 2025 | 16 | 62.4 | 1
3 Revenue Sufficiency | 2025 | 16 | 63.4 | 1
3 Revenue Sufficiency | 2025 | 16 | 68.1 | 1
3 Revenue Sufficiency | 2025 | 16 | 72.5 | 1
3 Revenue Sufficiency | 2025 | 16 | 73 | 1
3 Revenue Sufficiency | 2025 | 16 | 77.9 | 1
3 Revenue Sufficiency | 2025 | 16 | 79.3 | 1
3 Revenue Sufficiency | 2025 | 16 | 79.6 | 1
3 Revenue Sufficiency | 2025 | 16 | 84.1 | 1
3 Revenue Sufficiency | 2025 | 16 | 99.3 | 1
3 Revenue Sufficiency | 2025 | 16 | 161 | 1
3 Revenue Sufficiency | 2025 | 17 | -112.6 | 1
3 Revenue Sufficiency | 2025 | 17 | -88.3 | 1
3 Revenue Sufficiency | 2025 | 17 | -84.2 | 1
3 Revenue Sufficiency | 2025 | 17 | -83.3 | 1
3 Revenue Sufficiency | 2025 | 17 | -81.8 | 1
3 Revenue Sufficiency | 2025 | 17 | -77.8 | 1
3 Revenue Sufficiency | 2025 | 17 | -77.6 | 1
3 Revenue Sufficiency | 2025 | 17 | -76.1 | 1
3 Revenue Sufficiency | 2025 | 17 | -74.6 | 1
3 Revenue Sufficiency | 2025 | 17 | -73.1 | 1
3 Revenue Sufficiency | 2025 | 17 | -69.8 | 1
3 Revenue Sufficiency | 2025 | 17 | -67.8 | 1
3 Revenue Sufficiency | 2025 | 17 | -67.5 | 1
3 Revenue Sufficiency | 2025 | 17 | -67.1 | 1
3 Revenue Sufficiency | 2025 | 17 | -66.2 | 1
3 Revenue Sufficiency | 2025 | 17 | -66 | 2
3 Revenue Sufficiency | 2025 | 17 | -64.1 | 1
3 Revenue Sufficiency | 2025 | 17 | -63.6 | 1
3 Revenue Sufficiency | 2025 | 17 | -62.8 | 1
3 Revenue Sufficiency | 2025 | 17 | -62.3 | 2
3 Revenue Sufficiency | 2025 | 17 | -61.8 | 1
3 Revenue Sufficiency | 2025 | 17 | -59.8 | 2
3 Revenue Sufficiency | 2025 | 17 | -57.4 | 1
3 Revenue Sufficiency | 2025 | 17 | -56.8 | 1
3 Revenue Sufficiency | 2025 | 17 | -55.7 | 1
3 Revenue Sufficiency | 2025 | 17 | -55 | 1
3 Revenue Sufficiency | 2025 | 17 | -54.7 | 1
3 Revenue Sufficiency | 2025 | 17 | -54 | 1
3 Revenue Sufficiency | 2025 | 17 | -53.7 | 1
3 Revenue Sufficiency | 2025 | 17 | -53 | 1
3 Revenue Sufficiency | 2025 | 17 | -52.7 | 1
3 Revenue Sufficiency | 2025 | 17 | -52.2 | 1
3 Revenue Sufficiency | 2025 | 17 | -51.8 | 1
3 Revenue Sufficiency | 2025 | 17 | -51.4 | 1
3 Revenue Sufficiency | 2025 | 17 | -50.7 | 1
3 Revenue Sufficiency | 2025 | 17 | -50.6 | 1
3 Revenue Sufficiency | 2025 | 17 | -50.1 | 1
3 Revenue Sufficiency | 2025 | 17 | -49.3 | 2
3 Revenue Sufficiency | 2025 | 17 | -49.1 | 1
3 Revenue Sufficiency | 2025 | 17 | -49 | 1
3 Revenue Sufficiency | 2025 | 17 | -48.6 | 1
3 Revenue Sufficiency | 2025 | 17 | -48.5 | 1
3 Revenue Sufficiency | 2025 | 17 | -47.8 | 1
3 Revenue Sufficiency | 2025 | 17 | -47.7 | 1
3 Revenue Sufficiency | 2025 | 17 | -47.3 | 1
3 Revenue Sufficiency | 2025 | 17 | -46.5 | 1
3 Revenue Sufficiency | 2025 | 17 | -46 | 1
3 Revenue Sufficiency | 2025 | 17 | -45.7 | 1
3 Revenue Sufficiency | 2025 | 17 | -45.6 | 1
3 Revenue Sufficiency | 2025 | 17 | -44.5 | 1
3 Revenue Sufficiency | 2025 | 17 | -43.9 | 1
3 Revenue Sufficiency | 2025 | 17 | -43.8 | 1
3 Revenue Sufficiency | 2025 | 17 | -42.5 | 1
3 Revenue Sufficiency | 2025 | 17 | -41.7 | 1
3 Revenue Sufficiency | 2025 | 17 | -41.1 | 1
3 Revenue Sufficiency | 2025 | 17 | -40.7 | 2
3 Revenue Sufficiency | 2025 | 17 | -39.9 | 1
3 Revenue Sufficiency | 2025 | 17 | -39.8 | 1
3 Revenue Sufficiency | 2025 | 17 | -39.6 | 1
3 Revenue Sufficiency | 2025 | 17 | -39.4 | 1
3 Revenue Sufficiency | 2025 | 17 | -36.9 | 2
3 Revenue Sufficiency | 2025 | 17 | -36.7 | 2
3 Revenue Sufficiency | 2025 | 17 | -36.1 | 1
3 Revenue Sufficiency | 2025 | 17 | -35.2 | 1
3 Revenue Sufficiency | 2025 | 17 | -34.6 | 2
3 Revenue Sufficiency | 2025 | 17 | -34.5 | 1
3 Revenue Sufficiency | 2025 | 17 | -34.3 | 1
3 Revenue Sufficiency | 2025 | 17 | -34.1 | 1
3 Revenue Sufficiency | 2025 | 17 | -33.8 | 2
3 Revenue Sufficiency | 2025 | 17 | -33.5 | 1
3 Revenue Sufficiency | 2025 | 17 | -33.2 | 1
3 Revenue Sufficiency | 2025 | 17 | -32.9 | 1
3 Revenue Sufficiency | 2025 | 17 | -32.3 | 1
3 Revenue Sufficiency | 2025 | 17 | -32.1 | 1
3 Revenue Sufficiency | 2025 | 17 | -31.6 | 1
3 Revenue Sufficiency | 2025 | 17 | -31.1 | 1
3 Revenue Sufficiency | 2025 | 17 | -30.8 | 1
3 Revenue Sufficiency | 2025 | 17 | -30.7 | 1
3 Revenue Sufficiency | 2025 | 17 | -29.6 | 1
3 Revenue Sufficiency | 2025 | 17 | -28.5 | 1
3 Revenue Sufficiency | 2025 | 17 | -28.3 | 1
3 Revenue Sufficiency | 2025 | 17 | -27.9 | 1
3 Revenue Sufficiency | 2025 | 17 | -27.6 | 1
3 Revenue Sufficiency | 2025 | 17 | -27.2 | 1
3 Revenue Sufficiency | 2025 | 17 | -26.5 | 1
3 Revenue Sufficiency | 2025 | 17 | -25.7 | 1
3 Revenue Sufficiency | 2025 | 17 | -25.3 | 2
3 Revenue Sufficiency | 2025 | 17 | -25.2 | 2
3 Revenue Sufficiency | 2025 | 17 | -23.7 | 1
3 Revenue Sufficiency | 2025 | 17 | -23.5 | 1
3 Revenue Sufficiency | 2025 | 17 | -22.5 | 1
3 Revenue Sufficiency | 2025 | 17 | -22.1 | 1
3 Revenue Sufficiency | 2025 | 17 | -22 | 1
3 Revenue Sufficiency | 2025 | 17 | -21.7 | 1
3 Revenue Sufficiency | 2025 | 17 | -20.3 | 1
3 Revenue Sufficiency | 2025 | 17 | -20 | 1
3 Revenue Sufficiency | 2025 | 17 | -19 | 1
3 Revenue Sufficiency | 2025 | 17 | -18.2 | 1
3 Revenue Sufficiency | 2025 | 17 | -17.7 | 1
3 Revenue Sufficiency | 2025 | 17 | -17.2 | 1
3 Revenue Sufficiency | 2025 | 17 | -15.8 | 1
3 Revenue Sufficiency | 2025 | 17 | -14.9 | 1
3 Revenue Sufficiency | 2025 | 17 | 12.7 | 1
3 Revenue Sufficiency | 2025 | 17 | 16 | 1
3 Revenue Sufficiency | 2025 | 17 | 17.9 | 1
3 Revenue Sufficiency | 2025 | 17 | 18.5 | 1
3 Revenue Sufficiency | 2025 | 17 | 18.7 | 1
3 Revenue Sufficiency | 2025 | 17 | 19.3 | 1
3 Revenue Sufficiency | 2025 | 17 | 19.7 | 1
3 Revenue Sufficiency | 2025 | 17 | 19.9 | 1
3 Revenue Sufficiency | 2025 | 17 | 21.3 | 1
3 Revenue Sufficiency | 2025 | 17 | 22.1 | 1
3 Revenue Sufficiency | 2025 | 17 | 22.2 | 1
3 Revenue Sufficiency | 2025 | 17 | 22.3 | 1
3 Revenue Sufficiency | 2025 | 17 | 22.5 | 1
3 Revenue Sufficiency | 2025 | 17 | 22.9 | 1
3 Revenue Sufficiency | 2025 | 17 | 23.1 | 1
3 Revenue Sufficiency | 2025 | 17 | 23.4 | 1
3 Revenue Sufficiency | 2025 | 17 | 23.7 | 1
3 Revenue Sufficiency | 2025 | 17 | 24.1 | 1
3 Revenue Sufficiency | 2025 | 17 | 24.2 | 1
3 Revenue Sufficiency | 2025 | 17 | 25.1 | 1
3 Revenue Sufficiency | 2025 | 17 | 25.3 | 2
3 Revenue Sufficiency | 2025 | 17 | 25.6 | 2
3 Revenue Sufficiency | 2025 | 17 | 25.9 | 1
3 Revenue Sufficiency | 2025 | 17 | 26 | 1
3 Revenue Sufficiency | 2025 | 17 | 27.8 | 1
3 Revenue Sufficiency | 2025 | 17 | 27.9 | 1
3 Revenue Sufficiency | 2025 | 17 | 28 | 1
3 Revenue Sufficiency | 2025 | 17 | 28.4 | 1
3 Revenue Sufficiency | 2025 | 17 | 28.6 | 1
3 Revenue Sufficiency | 2025 | 17 | 29.1 | 1
3 Revenue Sufficiency | 2025 | 17 | 29.6 | 1
3 Revenue Sufficiency | 2025 | 17 | 30 | 1
3 Revenue Sufficiency | 2025 | 17 | 30.1 | 1
3 Revenue Sufficiency | 2025 | 17 | 30.7 | 1
3 Revenue Sufficiency | 2025 | 17 | 30.8 | 1
3 Revenue Sufficiency | 2025 | 17 | 31.7 | 1
3 Revenue Sufficiency | 2025 | 17 | 32.2 | 1
3 Revenue Sufficiency | 2025 | 17 | 32.4 | 1
3 Revenue Sufficiency | 2025 | 17 | 32.6 | 1
3 Revenue Sufficiency | 2025 | 17 | 32.9 | 1
3 Revenue Sufficiency | 2025 | 17 | 33.1 | 1
3 Revenue Sufficiency | 2025 | 17 | 33.7 | 1
3 Revenue Sufficiency | 2025 | 17 | 34 | 1
3 Revenue Sufficiency | 2025 | 17 | 34.3 | 1
3 Revenue Sufficiency | 2025 | 17 | 34.8 | 1
3 Revenue Sufficiency | 2025 | 17 | 35.7 | 2
3 Revenue Sufficiency | 2025 | 17 | 36.5 | 1
3 Revenue Sufficiency | 2025 | 17 | 36.7 | 1
3 Revenue Sufficiency | 2025 | 17 | 37 | 1
3 Revenue Sufficiency | 2025 | 17 | 37.3 | 1
3 Revenue Sufficiency | 2025 | 17 | 37.6 | 1
3 Revenue Sufficiency | 2025 | 17 | 38.9 | 1
3 Revenue Sufficiency | 2025 | 17 | 39.1 | 2
3 Revenue Sufficiency | 2025 | 17 | 40.3 | 1
3 Revenue Sufficiency | 2025 | 17 | 40.4 | 1
3 Revenue Sufficiency | 2025 | 17 | 41.7 | 1
3 Revenue Sufficiency | 2025 | 17 | 42.1 | 1
3 Revenue Sufficiency | 2025 | 17 | 42.3 | 1
3 Revenue Sufficiency | 2025 | 17 | 42.6 | 1
3 Revenue Sufficiency | 2025 | 17 | 42.8 | 1
3 Revenue Sufficiency | 2025 | 17 | 42.9 | 1
3 Revenue Sufficiency | 2025 | 17 | 43.8 | 1
3 Revenue Sufficiency | 2025 | 17 | 43.9 | 1
3 Revenue Sufficiency | 2025 | 17 | 44.3 | 1
3 Revenue Sufficiency | 2025 | 17 | 44.9 | 1
3 Revenue Sufficiency | 2025 | 17 | 47.6 | 1
3 Revenue Sufficiency | 2025 | 17 | 48.2 | 1
3 Revenue Sufficiency | 2025 | 17 | 48.6 | 1
3 Revenue Sufficiency | 2025 | 17 | 48.7 | 3
3 Revenue Sufficiency | 2025 | 17 | 48.8 | 1
3 Revenue Sufficiency | 2025 | 17 | 49 | 1
3 Revenue Sufficiency | 2025 | 17 | 49.4 | 1
3 Revenue Sufficiency | 2025 | 17 | 49.6 | 1
3 Revenue Sufficiency | 2025 | 17 | 49.9 | 1
3 Revenue Sufficiency | 2025 | 17 | 51 | 1
3 Revenue Sufficiency | 2025 | 17 | 51.1 | 1
3 Revenue Sufficiency | 2025 | 17 | 52.3 | 2
3 Revenue Sufficiency | 2025 | 17 | 53.6 | 1
3 Revenue Sufficiency | 2025 | 17 | 54 | 1
3 Revenue Sufficiency | 2025 | 17 | 54.2 | 1
3 Revenue Sufficiency | 2025 | 17 | 55.6 | 1
3 Revenue Sufficiency | 2025 | 17 | 56.9 | 1
3 Revenue Sufficiency | 2025 | 17 | 58.9 | 1
3 Revenue Sufficiency | 2025 | 17 | 59.4 | 1
3 Revenue Sufficiency | 2025 | 17 | 61 | 1
3 Revenue Sufficiency | 2025 | 17 | 61.2 | 1
3 Revenue Sufficiency | 2025 | 17 | 62.3 | 1
3 Revenue Sufficiency | 2025 | 17 | 62.6 | 1
3 Revenue Sufficiency | 2025 | 17 | 63.5 | 1
3 Revenue Sufficiency | 2025 | 17 | 71.3 | 1
3 Revenue Sufficiency | 2025 | 17 | 71.5 | 1
3 Revenue Sufficiency | 2025 | 17 | 93.2 | 1
3 Revenue Sufficiency | 2025 | 17 | 97.2 | 1
3 Revenue Sufficiency | 2025 | 17 | 101.7 | 1
3 Revenue Sufficiency | 2025 | 17 | 161.5 | 1
3 Revenue Sufficiency | 2025 | 18 | -110.8 | 1
3 Revenue Sufficiency | 2025 | 18 | -105.6 | 1
3 Revenue Sufficiency | 2025 | 18 | -105.2 | 1
3 Revenue Sufficiency | 2025 | 18 | -97.3 | 1
3 Revenue Sufficiency | 2025 | 18 | -92.9 | 1
3 Revenue Sufficiency | 2025 | 18 | -87.5 | 1
3 Revenue Sufficiency | 2025 | 18 | -84.7 | 1
3 Revenue Sufficiency | 2025 | 18 | -79 | 2
3 Revenue Sufficiency | 2025 | 18 | -73.7 | 2
3 Revenue Sufficiency | 2025 | 18 | -70.1 | 1
3 Revenue Sufficiency | 2025 | 18 | -64.6 | 1
3 Revenue Sufficiency | 2025 | 18 | -64.3 | 1
3 Revenue Sufficiency | 2025 | 18 | -64 | 1
3 Revenue Sufficiency | 2025 | 18 | -63 | 1
3 Revenue Sufficiency | 2025 | 18 | -61.4 | 1
3 Revenue Sufficiency | 2025 | 18 | -59.8 | 1
3 Revenue Sufficiency | 2025 | 18 | -56.8 | 1
3 Revenue Sufficiency | 2025 | 18 | -56.6 | 1
3 Revenue Sufficiency | 2025 | 18 | -53.8 | 1
3 Revenue Sufficiency | 2025 | 18 | -53.5 | 1
3 Revenue Sufficiency | 2025 | 18 | -51.7 | 1
3 Revenue Sufficiency | 2025 | 18 | -50.6 | 1
3 Revenue Sufficiency | 2025 | 18 | -49.9 | 1
3 Revenue Sufficiency | 2025 | 18 | -49.2 | 1
3 Revenue Sufficiency | 2025 | 18 | -49.1 | 1
3 Revenue Sufficiency | 2025 | 18 | -48 | 1
3 Revenue Sufficiency | 2025 | 18 | -47.9 | 1
3 Revenue Sufficiency | 2025 | 18 | -47.7 | 1
3 Revenue Sufficiency | 2025 | 18 | -47.3 | 1
3 Revenue Sufficiency | 2025 | 18 | -46.7 | 1
3 Revenue Sufficiency | 2025 | 18 | -46.4 | 1
3 Revenue Sufficiency | 2025 | 18 | -46.1 | 1
3 Revenue Sufficiency | 2025 | 18 | -43.9 | 1
3 Revenue Sufficiency | 2025 | 18 | -43.4 | 1
3 Revenue Sufficiency | 2025 | 18 | -43.3 | 1
3 Revenue Sufficiency | 2025 | 18 | -43.2 | 1
3 Revenue Sufficiency | 2025 | 18 | -42 | 1
3 Revenue Sufficiency | 2025 | 18 | -41.8 | 1
3 Revenue Sufficiency | 2025 | 18 | -41.7 | 1
3 Revenue Sufficiency | 2025 | 18 | -40.9 | 1
3 Revenue Sufficiency | 2025 | 18 | -40.6 | 1
3 Revenue Sufficiency | 2025 | 18 | -40.5 | 1
3 Revenue Sufficiency | 2025 | 18 | -40.4 | 3
3 Revenue Sufficiency | 2025 | 18 | -40.2 | 1
3 Revenue Sufficiency | 2025 | 18 | -38.7 | 1
3 Revenue Sufficiency | 2025 | 18 | -37.3 | 1
3 Revenue Sufficiency | 2025 | 18 | -36.8 | 1
3 Revenue Sufficiency | 2025 | 18 | -36.7 | 1
3 Revenue Sufficiency | 2025 | 18 | -36.5 | 1
3 Revenue Sufficiency | 2025 | 18 | -35.5 | 1
3 Revenue Sufficiency | 2025 | 18 | -34.9 | 1
3 Revenue Sufficiency | 2025 | 18 | -34 | 1
3 Revenue Sufficiency | 2025 | 18 | -32.4 | 1
3 Revenue Sufficiency | 2025 | 18 | -32.2 | 1
3 Revenue Sufficiency | 2025 | 18 | -32 | 1
3 Revenue Sufficiency | 2025 | 18 | -30.6 | 2
3 Revenue Sufficiency | 2025 | 18 | -30.3 | 1
3 Revenue Sufficiency | 2025 | 18 | -30 | 1
3 Revenue Sufficiency | 2025 | 18 | -29.5 | 1
3 Revenue Sufficiency | 2025 | 18 | -29.2 | 1
3 Revenue Sufficiency | 2025 | 18 | -28.4 | 1
3 Revenue Sufficiency | 2025 | 18 | -27.8 | 1
3 Revenue Sufficiency | 2025 | 18 | -25.3 | 1
3 Revenue Sufficiency | 2025 | 18 | -24 | 1
3 Revenue Sufficiency | 2025 | 18 | -23.1 | 1
3 Revenue Sufficiency | 2025 | 18 | -22.3 | 1
3 Revenue Sufficiency | 2025 | 18 | -21.7 | 1
3 Revenue Sufficiency | 2025 | 18 | -21.2 | 1
3 Revenue Sufficiency | 2025 | 18 | -20.8 | 1
3 Revenue Sufficiency | 2025 | 18 | -19.2 | 1
3 Revenue Sufficiency | 2025 | 18 | -17.7 | 1
3 Revenue Sufficiency | 2025 | 18 | -16.6 | 1
3 Revenue Sufficiency | 2025 | 18 | -16 | 1
3 Revenue Sufficiency | 2025 | 18 | 17.7 | 1
3 Revenue Sufficiency | 2025 | 18 | 19.9 | 1
3 Revenue Sufficiency | 2025 | 18 | 21.7 | 1
3 Revenue Sufficiency | 2025 | 18 | 22.2 | 1
3 Revenue Sufficiency | 2025 | 18 | 22.9 | 1
3 Revenue Sufficiency | 2025 | 18 | 23.7 | 1
3 Revenue Sufficiency | 2025 | 18 | 24.1 | 1
3 Revenue Sufficiency | 2025 | 18 | 24.4 | 1
3 Revenue Sufficiency | 2025 | 18 | 24.7 | 1
3 Revenue Sufficiency | 2025 | 18 | 24.8 | 1
3 Revenue Sufficiency | 2025 | 18 | 25.1 | 1
3 Revenue Sufficiency | 2025 | 18 | 25.2 | 1
3 Revenue Sufficiency | 2025 | 18 | 25.7 | 1
3 Revenue Sufficiency | 2025 | 18 | 25.8 | 2
3 Revenue Sufficiency | 2025 | 18 | 26.3 | 1
3 Revenue Sufficiency | 2025 | 18 | 26.7 | 1
3 Revenue Sufficiency | 2025 | 18 | 27.3 | 1
3 Revenue Sufficiency | 2025 | 18 | 27.7 | 1
3 Revenue Sufficiency | 2025 | 18 | 28 | 1
3 Revenue Sufficiency | 2025 | 18 | 28.1 | 1
3 Revenue Sufficiency | 2025 | 18 | 29.1 | 1
3 Revenue Sufficiency | 2025 | 18 | 29.5 | 1
3 Revenue Sufficiency | 2025 | 18 | 29.7 | 1
3 Revenue Sufficiency | 2025 | 18 | 29.9 | 1
3 Revenue Sufficiency | 2025 | 18 | 30 | 1
3 Revenue Sufficiency | 2025 | 18 | 30.2 | 1
3 Revenue Sufficiency | 2025 | 18 | 31 | 1
3 Revenue Sufficiency | 2025 | 18 | 31.7 | 2
3 Revenue Sufficiency | 2025 | 18 | 32.2 | 1
3 Revenue Sufficiency | 2025 | 18 | 32.9 | 1
3 Revenue Sufficiency | 2025 | 18 | 33 | 1
3 Revenue Sufficiency | 2025 | 18 | 33.4 | 1
3 Revenue Sufficiency | 2025 | 18 | 35.5 | 1
3 Revenue Sufficiency | 2025 | 18 | 35.6 | 2
3 Revenue Sufficiency | 2025 | 18 | 36.8 | 1
3 Revenue Sufficiency | 2025 | 18 | 37 | 2
3 Revenue Sufficiency | 2025 | 18 | 38.6 | 1
3 Revenue Sufficiency | 2025 | 18 | 38.9 | 1
3 Revenue Sufficiency | 2025 | 18 | 39.5 | 1
3 Revenue Sufficiency | 2025 | 18 | 39.9 | 1
3 Revenue Sufficiency | 2025 | 18 | 40.1 | 1
3 Revenue Sufficiency | 2025 | 18 | 41.4 | 1
3 Revenue Sufficiency | 2025 | 18 | 41.7 | 1
3 Revenue Sufficiency | 2025 | 18 | 42.2 | 3
3 Revenue Sufficiency | 2025 | 18 | 42.5 | 1
3 Revenue Sufficiency | 2025 | 18 | 43.1 | 1
3 Revenue Sufficiency | 2025 | 18 | 43.5 | 1
3 Revenue Sufficiency | 2025 | 18 | 43.7 | 1
3 Revenue Sufficiency | 2025 | 18 | 44.3 | 1
3 Revenue Sufficiency | 2025 | 18 | 45.1 | 1
3 Revenue Sufficiency | 2025 | 18 | 45.3 | 1
3 Revenue Sufficiency | 2025 | 18 | 46.4 | 1
3 Revenue Sufficiency | 2025 | 18 | 46.6 | 1
3 Revenue Sufficiency | 2025 | 18 | 46.7 | 1
3 Revenue Sufficiency | 2025 | 18 | 46.8 | 1
3 Revenue Sufficiency | 2025 | 18 | 48.1 | 1
3 Revenue Sufficiency | 2025 | 18 | 48.3 | 1
3 Revenue Sufficiency | 2025 | 18 | 49.6 | 1
3 Revenue Sufficiency | 2025 | 18 | 49.7 | 2
3 Revenue Sufficiency | 2025 | 18 | 49.9 | 1
3 Revenue Sufficiency | 2025 | 18 | 50.6 | 1
3 Revenue Sufficiency | 2025 | 18 | 53.8 | 1
3 Revenue Sufficiency | 2025 | 18 | 57.3 | 1
3 Revenue Sufficiency | 2025 | 18 | 57.8 | 1
3 Revenue Sufficiency | 2025 | 18 | 58.1 | 1
3 Revenue Sufficiency | 2025 | 18 | 64.5 | 1
3 Revenue Sufficiency | 2025 | 18 | 64.6 | 1
3 Revenue Sufficiency | 2025 | 18 | 67.2 | 1
3 Revenue Sufficiency | 2025 | 18 | 69.4 | 1
3 Revenue Sufficiency | 2025 | 18 | 71.2 | 1
3 Revenue Sufficiency | 2025 | 18 | 72.1 | 1
3 Revenue Sufficiency | 2025 | 18 | 75.1 | 1
3 Revenue Sufficiency | 2025 | 18 | 79.4 | 1
3 Revenue Sufficiency | 2025 | 18 | 88.4 | 1
3 Revenue Sufficiency | 2025 | 18 | 92.8 | 1
3 Revenue Sufficiency | 2025 | 19 | -131.1 | 1
3 Revenue Sufficiency | 2025 | 19 | -91.7 | 1
3 Revenue Sufficiency | 2025 | 19 | -89.6 | 1
3 Revenue Sufficiency | 2025 | 19 | -75.2 | 1
3 Revenue Sufficiency | 2025 | 19 | -70.2 | 1
3 Revenue Sufficiency | 2025 | 19 | -68.6 | 1
3 Revenue Sufficiency | 2025 | 19 | -68.3 | 1
3 Revenue Sufficiency | 2025 | 19 | -67.5 | 1
3 Revenue Sufficiency | 2025 | 19 | -62.5 | 1
3 Revenue Sufficiency | 2025 | 19 | -61.4 | 1
3 Revenue Sufficiency | 2025 | 19 | -60.9 | 1
3 Revenue Sufficiency | 2025 | 19 | -60.2 | 1
3 Revenue Sufficiency | 2025 | 19 | -59.6 | 1
3 Revenue Sufficiency | 2025 | 19 | -56 | 1
3 Revenue Sufficiency | 2025 | 19 | -54.9 | 2
3 Revenue Sufficiency | 2025 | 19 | -53.9 | 1
3 Revenue Sufficiency | 2025 | 19 | -53 | 1
3 Revenue Sufficiency | 2025 | 19 | -48.8 | 1
3 Revenue Sufficiency | 2025 | 19 | -48.1 | 1
3 Revenue Sufficiency | 2025 | 19 | -44.9 | 1
3 Revenue Sufficiency | 2025 | 19 | -44.7 | 1
3 Revenue Sufficiency | 2025 | 19 | -44.6 | 1
3 Revenue Sufficiency | 2025 | 19 | -42.7 | 1
3 Revenue Sufficiency | 2025 | 19 | -42.6 | 1
3 Revenue Sufficiency | 2025 | 19 | -42.1 | 1
3 Revenue Sufficiency | 2025 | 19 | -41.7 | 1
3 Revenue Sufficiency | 2025 | 19 | -41.4 | 2
3 Revenue Sufficiency | 2025 | 19 | -41.1 | 1
3 Revenue Sufficiency | 2025 | 19 | -40.3 | 1
3 Revenue Sufficiency | 2025 | 19 | -39.3 | 1
3 Revenue Sufficiency | 2025 | 19 | -38.2 | 1
3 Revenue Sufficiency | 2025 | 19 | -37.9 | 1
3 Revenue Sufficiency | 2025 | 19 | -37.2 | 1
3 Revenue Sufficiency | 2025 | 19 | -36.6 | 1
3 Revenue Sufficiency | 2025 | 19 | -35.7 | 2
3 Revenue Sufficiency | 2025 | 19 | -34.8 | 1
3 Revenue Sufficiency | 2025 | 19 | -34.2 | 1
3 Revenue Sufficiency | 2025 | 19 | -33.8 | 1
3 Revenue Sufficiency | 2025 | 19 | -33.6 | 1
3 Revenue Sufficiency | 2025 | 19 | -33 | 1
3 Revenue Sufficiency | 2025 | 19 | -31.3 | 1
3 Revenue Sufficiency | 2025 | 19 | -30.6 | 1
3 Revenue Sufficiency | 2025 | 19 | -29.9 | 1
3 Revenue Sufficiency | 2025 | 19 | -29.8 | 1
3 Revenue Sufficiency | 2025 | 19 | -29.3 | 2
3 Revenue Sufficiency | 2025 | 19 | -28.9 | 1
3 Revenue Sufficiency | 2025 | 19 | -28.5 | 1
3 Revenue Sufficiency | 2025 | 19 | -27.4 | 1
3 Revenue Sufficiency | 2025 | 19 | -26.3 | 1
3 Revenue Sufficiency | 2025 | 19 | -26.1 | 1
3 Revenue Sufficiency | 2025 | 19 | -25.1 | 1
3 Revenue Sufficiency | 2025 | 19 | -24.6 | 2
3 Revenue Sufficiency | 2025 | 19 | -23.6 | 1
3 Revenue Sufficiency | 2025 | 19 | -21.3 | 1
3 Revenue Sufficiency | 2025 | 19 | -20 | 1
3 Revenue Sufficiency | 2025 | 19 | -13.4 | 1
3 Revenue Sufficiency | 2025 | 19 | 14.2 | 1
3 Revenue Sufficiency | 2025 | 19 | 15.1 | 1
3 Revenue Sufficiency | 2025 | 19 | 15.7 | 1
3 Revenue Sufficiency | 2025 | 19 | 15.8 | 1
3 Revenue Sufficiency | 2025 | 19 | 16.7 | 1
3 Revenue Sufficiency | 2025 | 19 | 17.2 | 1
3 Revenue Sufficiency | 2025 | 19 | 20 | 1
3 Revenue Sufficiency | 2025 | 19 | 22.2 | 1
3 Revenue Sufficiency | 2025 | 19 | 22.5 | 1
3 Revenue Sufficiency | 2025 | 19 | 22.6 | 1
3 Revenue Sufficiency | 2025 | 19 | 22.7 | 1
3 Revenue Sufficiency | 2025 | 19 | 22.8 | 1
3 Revenue Sufficiency | 2025 | 19 | 23.2 | 2
3 Revenue Sufficiency | 2025 | 19 | 23.9 | 1
3 Revenue Sufficiency | 2025 | 19 | 24.4 | 1
3 Revenue Sufficiency | 2025 | 19 | 24.9 | 1
3 Revenue Sufficiency | 2025 | 19 | 25.7 | 1
3 Revenue Sufficiency | 2025 | 19 | 25.8 | 1
3 Revenue Sufficiency | 2025 | 19 | 25.9 | 1
3 Revenue Sufficiency | 2025 | 19 | 26.2 | 1
3 Revenue Sufficiency | 2025 | 19 | 26.4 | 1
3 Revenue Sufficiency | 2025 | 19 | 26.8 | 1
3 Revenue Sufficiency | 2025 | 19 | 26.9 | 1
3 Revenue Sufficiency | 2025 | 19 | 27.5 | 1
3 Revenue Sufficiency | 2025 | 19 | 28.1 | 1
3 Revenue Sufficiency | 2025 | 19 | 28.2 | 1
3 Revenue Sufficiency | 2025 | 19 | 28.5 | 1
3 Revenue Sufficiency | 2025 | 19 | 29 | 1
3 Revenue Sufficiency | 2025 | 19 | 29.6 | 1
3 Revenue Sufficiency | 2025 | 19 | 30.3 | 1
3 Revenue Sufficiency | 2025 | 19 | 30.7 | 1
3 Revenue Sufficiency | 2025 | 19 | 30.9 | 1
3 Revenue Sufficiency | 2025 | 19 | 31.6 | 1
3 Revenue Sufficiency | 2025 | 19 | 32.3 | 1
3 Revenue Sufficiency | 2025 | 19 | 32.7 | 1
3 Revenue Sufficiency | 2025 | 19 | 33.2 | 1
3 Revenue Sufficiency | 2025 | 19 | 33.5 | 1
3 Revenue Sufficiency | 2025 | 19 | 33.7 | 1
3 Revenue Sufficiency | 2025 | 19 | 33.8 | 1
3 Revenue Sufficiency | 2025 | 19 | 34.1 | 1
3 Revenue Sufficiency | 2025 | 19 | 34.2 | 1
3 Revenue Sufficiency | 2025 | 19 | 35 | 1
3 Revenue Sufficiency | 2025 | 19 | 35.3 | 1
3 Revenue Sufficiency | 2025 | 19 | 35.6 | 1
3 Revenue Sufficiency | 2025 | 19 | 35.9 | 1
3 Revenue Sufficiency | 2025 | 19 | 36 | 1
3 Revenue Sufficiency | 2025 | 19 | 36.1 | 1
3 Revenue Sufficiency | 2025 | 19 | 36.8 | 1
3 Revenue Sufficiency | 2025 | 19 | 37.1 | 1
3 Revenue Sufficiency | 2025 | 19 | 37.4 | 1
3 Revenue Sufficiency | 2025 | 19 | 38 | 1
3 Revenue Sufficiency | 2025 | 19 | 39.5 | 2
3 Revenue Sufficiency | 2025 | 19 | 39.7 | 1
3 Revenue Sufficiency | 2025 | 19 | 40.1 | 1
3 Revenue Sufficiency | 2025 | 19 | 40.6 | 1
3 Revenue Sufficiency | 2025 | 19 | 40.9 | 1
3 Revenue Sufficiency | 2025 | 19 | 41.1 | 1
3 Revenue Sufficiency | 2025 | 19 | 41.6 | 1
3 Revenue Sufficiency | 2025 | 19 | 41.7 | 1
3 Revenue Sufficiency | 2025 | 19 | 42.2 | 1
3 Revenue Sufficiency | 2025 | 19 | 42.3 | 1
3 Revenue Sufficiency | 2025 | 19 | 42.6 | 1
3 Revenue Sufficiency | 2025 | 19 | 42.9 | 1
3 Revenue Sufficiency | 2025 | 19 | 43.2 | 1
3 Revenue Sufficiency | 2025 | 19 | 45.2 | 1
3 Revenue Sufficiency | 2025 | 19 | 46.2 | 1
3 Revenue Sufficiency | 2025 | 19 | 46.8 | 1
3 Revenue Sufficiency | 2025 | 19 | 47.2 | 1
3 Revenue Sufficiency | 2025 | 19 | 47.6 | 1
3 Revenue Sufficiency | 2025 | 19 | 49.1 | 1
3 Revenue Sufficiency | 2025 | 19 | 49.3 | 1
3 Revenue Sufficiency | 2025 | 19 | 49.4 | 1
3 Revenue Sufficiency | 2025 | 19 | 51.6 | 1
3 Revenue Sufficiency | 2025 | 19 | 51.7 | 1
3 Revenue Sufficiency | 2025 | 19 | 53.8 | 1
3 Revenue Sufficiency | 2025 | 19 | 54 | 1
3 Revenue Sufficiency | 2025 | 19 | 54.1 | 1
3 Revenue Sufficiency | 2025 | 19 | 54.8 | 1
3 Revenue Sufficiency | 2025 | 19 | 57.9 | 1
3 Revenue Sufficiency | 2025 | 19 | 58.1 | 1
3 Revenue Sufficiency | 2025 | 19 | 58.8 | 1
3 Revenue Sufficiency | 2025 | 19 | 58.9 | 1
3 Revenue Sufficiency | 2025 | 19 | 61.8 | 1
3 Revenue Sufficiency | 2025 | 19 | 62 | 1
3 Revenue Sufficiency | 2025 | 19 | 62.5 | 1
3 Revenue Sufficiency | 2025 | 19 | 65.1 | 1
3 Revenue Sufficiency | 2025 | 19 | 65.9 | 1
3 Revenue Sufficiency | 2025 | 19 | 68.1 | 1
3 Revenue Sufficiency | 2025 | 19 | 68.5 | 1
3 Revenue Sufficiency | 2025 | 19 | 76.9 | 1
3 Revenue Sufficiency | 2025 | 19 | 87.7 | 1
3 Revenue Sufficiency | 2025 | 19 | 94.7 | 1
3 Revenue Sufficiency | 2025 | 20 | -140.3 | 1
3 Revenue Sufficiency | 2025 | 20 | -101.8 | 1
3 Revenue Sufficiency | 2025 | 20 | -98.5 | 1
3 Revenue Sufficiency | 2025 | 20 | -84.4 | 1
3 Revenue Sufficiency | 2025 | 20 | -82.1 | 1
3 Revenue Sufficiency | 2025 | 20 | -78.3 | 1
3 Revenue Sufficiency | 2025 | 20 | -67.3 | 1
3 Revenue Sufficiency | 2025 | 20 | -66.6 | 1
3 Revenue Sufficiency | 2025 | 20 | -54.1 | 1
3 Revenue Sufficiency | 2025 | 20 | -53.1 | 1
3 Revenue Sufficiency | 2025 | 20 | -52.7 | 1
3 Revenue Sufficiency | 2025 | 20 | -50.5 | 1
3 Revenue Sufficiency | 2025 | 20 | -48 | 1
3 Revenue Sufficiency | 2025 | 20 | -47.5 | 1
3 Revenue Sufficiency | 2025 | 20 | -47.2 | 1
3 Revenue Sufficiency | 2025 | 20 | -46.6 | 2
3 Revenue Sufficiency | 2025 | 20 | -45.5 | 1
3 Revenue Sufficiency | 2025 | 20 | -45.4 | 1
3 Revenue Sufficiency | 2025 | 20 | -43.6 | 1
3 Revenue Sufficiency | 2025 | 20 | -43.3 | 1
3 Revenue Sufficiency | 2025 | 20 | -41.8 | 1
3 Revenue Sufficiency | 2025 | 20 | -41.3 | 1
3 Revenue Sufficiency | 2025 | 20 | -38.3 | 1
3 Revenue Sufficiency | 2025 | 20 | -38.2 | 1
3 Revenue Sufficiency | 2025 | 20 | -36.9 | 1
3 Revenue Sufficiency | 2025 | 20 | -33.4 | 1
3 Revenue Sufficiency | 2025 | 20 | -32.2 | 1
3 Revenue Sufficiency | 2025 | 20 | -32.1 | 1
3 Revenue Sufficiency | 2025 | 20 | -30.5 | 1
3 Revenue Sufficiency | 2025 | 20 | -30.4 | 2
3 Revenue Sufficiency | 2025 | 20 | -30.3 | 1
3 Revenue Sufficiency | 2025 | 20 | -30.1 | 1
3 Revenue Sufficiency | 2025 | 20 | -29.5 | 1
3 Revenue Sufficiency | 2025 | 20 | -29.1 | 1
3 Revenue Sufficiency | 2025 | 20 | -28.6 | 1
3 Revenue Sufficiency | 2025 | 20 | -26.8 | 1
3 Revenue Sufficiency | 2025 | 20 | -26.3 | 1
3 Revenue Sufficiency | 2025 | 20 | -20.5 | 1
3 Revenue Sufficiency | 2025 | 20 | -19.2 | 1
3 Revenue Sufficiency | 2025 | 20 | -15.4 | 1
3 Revenue Sufficiency | 2025 | 20 | -11.4 | 1
3 Revenue Sufficiency | 2025 | 20 | 14.5 | 1
3 Revenue Sufficiency | 2025 | 20 | 17.2 | 1
3 Revenue Sufficiency | 2025 | 20 | 18 | 1
3 Revenue Sufficiency | 2025 | 20 | 18.8 | 1
3 Revenue Sufficiency | 2025 | 20 | 20 | 1
3 Revenue Sufficiency | 2025 | 20 | 21.6 | 1
3 Revenue Sufficiency | 2025 | 20 | 22.3 | 1
3 Revenue Sufficiency | 2025 | 20 | 22.7 | 2
3 Revenue Sufficiency | 2025 | 20 | 23.7 | 1
3 Revenue Sufficiency | 2025 | 20 | 23.9 | 1
3 Revenue Sufficiency | 2025 | 20 | 24 | 1
3 Revenue Sufficiency | 2025 | 20 | 24.1 | 1
3 Revenue Sufficiency | 2025 | 20 | 25.1 | 1
3 Revenue Sufficiency | 2025 | 20 | 25.6 | 1
3 Revenue Sufficiency | 2025 | 20 | 25.7 | 1
3 Revenue Sufficiency | 2025 | 20 | 26.3 | 2
3 Revenue Sufficiency | 2025 | 20 | 26.5 | 1
3 Revenue Sufficiency | 2025 | 20 | 26.9 | 1
3 Revenue Sufficiency | 2025 | 20 | 27 | 1
3 Revenue Sufficiency | 2025 | 20 | 28 | 1
3 Revenue Sufficiency | 2025 | 20 | 28.5 | 1
3 Revenue Sufficiency | 2025 | 20 | 28.6 | 1
3 Revenue Sufficiency | 2025 | 20 | 29.5 | 1
3 Revenue Sufficiency | 2025 | 20 | 29.6 | 1
3 Revenue Sufficiency | 2025 | 20 | 29.9 | 1
3 Revenue Sufficiency | 2025 | 20 | 30.1 | 1
3 Revenue Sufficiency | 2025 | 20 | 30.5 | 1
3 Revenue Sufficiency | 2025 | 20 | 31 | 1
3 Revenue Sufficiency | 2025 | 20 | 32.5 | 1
3 Revenue Sufficiency | 2025 | 20 | 32.6 | 2
3 Revenue Sufficiency | 2025 | 20 | 33.7 | 1
3 Revenue Sufficiency | 2025 | 20 | 33.9 | 1
3 Revenue Sufficiency | 2025 | 20 | 34.1 | 1
3 Revenue Sufficiency | 2025 | 20 | 34.3 | 1
3 Revenue Sufficiency | 2025 | 20 | 34.7 | 1
3 Revenue Sufficiency | 2025 | 20 | 34.8 | 1
3 Revenue Sufficiency | 2025 | 20 | 35.8 | 1
3 Revenue Sufficiency | 2025 | 20 | 37 | 1
3 Revenue Sufficiency | 2025 | 20 | 40.6 | 1
3 Revenue Sufficiency | 2025 | 20 | 40.8 | 1
3 Revenue Sufficiency | 2025 | 20 | 42.7 | 2
3 Revenue Sufficiency | 2025 | 20 | 43 | 1
3 Revenue Sufficiency | 2025 | 20 | 43.5 | 1
3 Revenue Sufficiency | 2025 | 20 | 44.7 | 1
3 Revenue Sufficiency | 2025 | 20 | 45.8 | 1
3 Revenue Sufficiency | 2025 | 20 | 46.5 | 1
3 Revenue Sufficiency | 2025 | 20 | 47.2 | 1
3 Revenue Sufficiency | 2025 | 20 | 47.5 | 1
3 Revenue Sufficiency | 2025 | 20 | 47.6 | 1
3 Revenue Sufficiency | 2025 | 20 | 49.7 | 1
3 Revenue Sufficiency | 2025 | 20 | 51 | 1
3 Revenue Sufficiency | 2025 | 20 | 51.3 | 1
3 Revenue Sufficiency | 2025 | 20 | 52.4 | 1
3 Revenue Sufficiency | 2025 | 20 | 53.3 | 1
3 Revenue Sufficiency | 2025 | 20 | 55.6 | 1
3 Revenue Sufficiency | 2025 | 20 | 57.5 | 1
3 Revenue Sufficiency | 2025 | 20 | 58.6 | 1
3 Revenue Sufficiency | 2025 | 20 | 60.5 | 1
3 Revenue Sufficiency | 2025 | 20 | 61.9 | 1
3 Revenue Sufficiency | 2025 | 20 | 64.7 | 1
3 Revenue Sufficiency | 2025 | 20 | 70.3 | 1
3 Revenue Sufficiency | 2025 | 20 | 70.9 | 1
3 Revenue Sufficiency | 2025 | 20 | 73.7 | 1
3 Revenue Sufficiency | 2025 | 20 | 92 | 1
3 Revenue Sufficiency | 2025 | 20 | 97.8 | 1
3 Revenue Sufficiency | 2025 | 21 | -97.2 | 1
3 Revenue Sufficiency | 2025 | 21 | -89.2 | 1
3 Revenue Sufficiency | 2025 | 21 | -83.9 | 1
3 Revenue Sufficiency | 2025 | 21 | -80.1 | 1
3 Revenue Sufficiency | 2025 | 21 | -74.1 | 1
3 Revenue Sufficiency | 2025 | 21 | -66.7 | 1
3 Revenue Sufficiency | 2025 | 21 | -65.5 | 2
3 Revenue Sufficiency | 2025 | 21 | -63.1 | 1
3 Revenue Sufficiency | 2025 | 21 | -59.4 | 1
3 Revenue Sufficiency | 2025 | 21 | -58.5 | 2
3 Revenue Sufficiency | 2025 | 21 | -56.7 | 1
3 Revenue Sufficiency | 2025 | 21 | -53.7 | 1
3 Revenue Sufficiency | 2025 | 21 | -51.1 | 1
3 Revenue Sufficiency | 2025 | 21 | -50.5 | 1
3 Revenue Sufficiency | 2025 | 21 | -47.3 | 1
3 Revenue Sufficiency | 2025 | 21 | -46.9 | 1
3 Revenue Sufficiency | 2025 | 21 | -46.8 | 1
3 Revenue Sufficiency | 2025 | 21 | -46.6 | 1
3 Revenue Sufficiency | 2025 | 21 | -45.7 | 1
3 Revenue Sufficiency | 2025 | 21 | -45.2 | 1
3 Revenue Sufficiency | 2025 | 21 | -43 | 1
3 Revenue Sufficiency | 2025 | 21 | -41.6 | 1
3 Revenue Sufficiency | 2025 | 21 | -40.9 | 1
3 Revenue Sufficiency | 2025 | 21 | -40.5 | 1
3 Revenue Sufficiency | 2025 | 21 | -38.4 | 1
3 Revenue Sufficiency | 2025 | 21 | -38 | 1
3 Revenue Sufficiency | 2025 | 21 | -37.6 | 1
3 Revenue Sufficiency | 2025 | 21 | -36.6 | 1
3 Revenue Sufficiency | 2025 | 21 | -36.3 | 1
3 Revenue Sufficiency | 2025 | 21 | -35.6 | 1
3 Revenue Sufficiency | 2025 | 21 | -35.2 | 1
3 Revenue Sufficiency | 2025 | 21 | -34.3 | 1
3 Revenue Sufficiency | 2025 | 21 | -32.5 | 1
3 Revenue Sufficiency | 2025 | 21 | -32.4 | 1
3 Revenue Sufficiency | 2025 | 21 | -30.5 | 1
3 Revenue Sufficiency | 2025 | 21 | -25.8 | 1
3 Revenue Sufficiency | 2025 | 21 | -22.9 | 1
3 Revenue Sufficiency | 2025 | 21 | -21.5 | 1
3 Revenue Sufficiency | 2025 | 21 | -20.1 | 1
3 Revenue Sufficiency | 2025 | 21 | 18.9 | 1
3 Revenue Sufficiency | 2025 | 21 | 24.1 | 1
3 Revenue Sufficiency | 2025 | 21 | 25.9 | 1
3 Revenue Sufficiency | 2025 | 21 | 26 | 1
3 Revenue Sufficiency | 2025 | 21 | 27.8 | 1
3 Revenue Sufficiency | 2025 | 21 | 28.6 | 1
3 Revenue Sufficiency | 2025 | 21 | 28.9 | 2
3 Revenue Sufficiency | 2025 | 21 | 29.1 | 1
3 Revenue Sufficiency | 2025 | 21 | 29.9 | 1
3 Revenue Sufficiency | 2025 | 21 | 30.7 | 1
3 Revenue Sufficiency | 2025 | 21 | 30.8 | 1
3 Revenue Sufficiency | 2025 | 21 | 31.8 | 1
3 Revenue Sufficiency | 2025 | 21 | 31.9 | 1
3 Revenue Sufficiency | 2025 | 21 | 34.7 | 1
3 Revenue Sufficiency | 2025 | 21 | 37 | 1
3 Revenue Sufficiency | 2025 | 21 | 37.4 | 1
3 Revenue Sufficiency | 2025 | 21 | 37.9 | 1
3 Revenue Sufficiency | 2025 | 21 | 40.6 | 1
3 Revenue Sufficiency | 2025 | 21 | 42.2 | 1
3 Revenue Sufficiency | 2025 | 21 | 43.2 | 1
3 Revenue Sufficiency | 2025 | 21 | 43.7 | 2
3 Revenue Sufficiency | 2025 | 21 | 43.9 | 1
3 Revenue Sufficiency | 2025 | 21 | 44.8 | 1
3 Revenue Sufficiency | 2025 | 21 | 45.8 | 1
3 Revenue Sufficiency | 2025 | 21 | 46.7 | 1
3 Revenue Sufficiency | 2025 | 21 | 46.9 | 1
3 Revenue Sufficiency | 2025 | 21 | 49.4 | 1
3 Revenue Sufficiency | 2025 | 21 | 54.8 | 1
3 Revenue Sufficiency | 2025 | 21 | 56.9 | 1
3 Revenue Sufficiency | 2025 | 21 | 57.7 | 1
3 Revenue Sufficiency | 2025 | 21 | 58.9 | 1
3 Revenue Sufficiency | 2025 | 21 | 61.6 | 1
3 Revenue Sufficiency | 2025 | 21 | 64.9 | 1
3 Revenue Sufficiency | 2025 | 21 | 66.6 | 1
3 Revenue Sufficiency | 2025 | 21 | 69 | 1
3 Revenue Sufficiency | 2025 | 21 | 71.1 | 1
3 Revenue Sufficiency | 2025 | 21 | 75 | 1
3 Revenue Sufficiency | 2025 | 21 | 92 | 1
3 Revenue Sufficiency | 2025 | 21 | 96.2 | 1
3 Revenue Sufficiency | 2025 | 22 | -121 | 1
3 Revenue Sufficiency | 2025 | 22 | -90.3 | 1
3 Revenue Sufficiency | 2025 | 22 | -78.7 | 1
3 Revenue Sufficiency | 2025 | 22 | -77.4 | 1
3 Revenue Sufficiency | 2025 | 22 | -76 | 1
3 Revenue Sufficiency | 2025 | 22 | -74.7 | 1
3 Revenue Sufficiency | 2025 | 22 | -69.7 | 1
3 Revenue Sufficiency | 2025 | 22 | -66.5 | 1
3 Revenue Sufficiency | 2025 | 22 | -61 | 1
3 Revenue Sufficiency | 2025 | 22 | -60.5 | 1
3 Revenue Sufficiency | 2025 | 22 | -60.3 | 1
3 Revenue Sufficiency | 2025 | 22 | -57.8 | 1
3 Revenue Sufficiency | 2025 | 22 | -56.9 | 1
3 Revenue Sufficiency | 2025 | 22 | -55.7 | 1
3 Revenue Sufficiency | 2025 | 22 | -55.4 | 1
3 Revenue Sufficiency | 2025 | 22 | -55.2 | 1
3 Revenue Sufficiency | 2025 | 22 | -54.6 | 1
3 Revenue Sufficiency | 2025 | 22 | -53.7 | 1
3 Revenue Sufficiency | 2025 | 22 | -53.1 | 1
3 Revenue Sufficiency | 2025 | 22 | -51.7 | 1
3 Revenue Sufficiency | 2025 | 22 | -47.2 | 1
3 Revenue Sufficiency | 2025 | 22 | -45.4 | 1
3 Revenue Sufficiency | 2025 | 22 | -44.5 | 1
3 Revenue Sufficiency | 2025 | 22 | -44.1 | 1
3 Revenue Sufficiency | 2025 | 22 | -43.5 | 1
3 Revenue Sufficiency | 2025 | 22 | -43.1 | 1
3 Revenue Sufficiency | 2025 | 22 | -42.3 | 1
3 Revenue Sufficiency | 2025 | 22 | -41 | 1
3 Revenue Sufficiency | 2025 | 22 | -38.2 | 1
3 Revenue Sufficiency | 2025 | 22 | -36.3 | 1
3 Revenue Sufficiency | 2025 | 22 | -36.2 | 1
3 Revenue Sufficiency | 2025 | 22 | -35.9 | 1
3 Revenue Sufficiency | 2025 | 22 | -34.9 | 1
3 Revenue Sufficiency | 2025 | 22 | -34.6 | 1
3 Revenue Sufficiency | 2025 | 22 | -31.6 | 1
3 Revenue Sufficiency | 2025 | 22 | -30.5 | 1
3 Revenue Sufficiency | 2025 | 22 | -29.2 | 1
3 Revenue Sufficiency | 2025 | 22 | -27.1 | 1
3 Revenue Sufficiency | 2025 | 22 | -26.5 | 1
3 Revenue Sufficiency | 2025 | 22 | -26.4 | 1
3 Revenue Sufficiency | 2025 | 22 | -25.3 | 1
3 Revenue Sufficiency | 2025 | 22 | -23.8 | 1
3 Revenue Sufficiency | 2025 | 22 | -21.5 | 1
3 Revenue Sufficiency | 2025 | 22 | -20.4 | 1
3 Revenue Sufficiency | 2025 | 22 | -19.2 | 1
3 Revenue Sufficiency | 2025 | 22 | -18.8 | 1
3 Revenue Sufficiency | 2025 | 22 | 17.2 | 1
3 Revenue Sufficiency | 2025 | 22 | 18 | 1
3 Revenue Sufficiency | 2025 | 22 | 21.7 | 1
3 Revenue Sufficiency | 2025 | 22 | 21.9 | 1
3 Revenue Sufficiency | 2025 | 22 | 23.4 | 1
3 Revenue Sufficiency | 2025 | 22 | 23.9 | 1
3 Revenue Sufficiency | 2025 | 22 | 24.4 | 2
3 Revenue Sufficiency | 2025 | 22 | 26.6 | 1
3 Revenue Sufficiency | 2025 | 22 | 27 | 1
3 Revenue Sufficiency | 2025 | 22 | 27.5 | 1
3 Revenue Sufficiency | 2025 | 22 | 27.7 | 1
3 Revenue Sufficiency | 2025 | 22 | 29.5 | 1
3 Revenue Sufficiency | 2025 | 22 | 30.3 | 1
3 Revenue Sufficiency | 2025 | 22 | 30.4 | 1
3 Revenue Sufficiency | 2025 | 22 | 30.5 | 1
3 Revenue Sufficiency | 2025 | 22 | 31.2 | 1
3 Revenue Sufficiency | 2025 | 22 | 33.5 | 1
3 Revenue Sufficiency | 2025 | 22 | 34.5 | 1
3 Revenue Sufficiency | 2025 | 22 | 36.3 | 1
3 Revenue Sufficiency | 2025 | 22 | 37 | 1
3 Revenue Sufficiency | 2025 | 22 | 37.3 | 1
3 Revenue Sufficiency | 2025 | 22 | 37.7 | 1
3 Revenue Sufficiency | 2025 | 22 | 38.4 | 1
3 Revenue Sufficiency | 2025 | 22 | 41.9 | 1
3 Revenue Sufficiency | 2025 | 22 | 42 | 1
3 Revenue Sufficiency | 2025 | 22 | 42.1 | 1
3 Revenue Sufficiency | 2025 | 22 | 42.4 | 1
3 Revenue Sufficiency | 2025 | 22 | 43.7 | 1
3 Revenue Sufficiency | 2025 | 22 | 44.2 | 1
3 Revenue Sufficiency | 2025 | 22 | 46.3 | 1
3 Revenue Sufficiency | 2025 | 22 | 47.4 | 1
3 Revenue Sufficiency | 2025 | 22 | 48.4 | 1
3 Revenue Sufficiency | 2025 | 22 | 50 | 1
3 Revenue Sufficiency | 2025 | 22 | 50.5 | 1
3 Revenue Sufficiency | 2025 | 22 | 51.3 | 1
3 Revenue Sufficiency | 2025 | 22 | 51.6 | 1
3 Revenue Sufficiency | 2025 | 22 | 53 | 1
3 Revenue Sufficiency | 2025 | 22 | 54.9 | 1
3 Revenue Sufficiency | 2025 | 22 | 56.5 | 1
3 Revenue Sufficiency | 2025 | 22 | 58.7 | 1
3 Revenue Sufficiency | 2025 | 22 | 59.9 | 1
3 Revenue Sufficiency | 2025 | 22 | 60 | 1
3 Revenue Sufficiency | 2025 | 22 | 60.3 | 1
3 Revenue Sufficiency | 2025 | 22 | 61.1 | 2
3 Revenue Sufficiency | 2025 | 22 | 65.7 | 1
3 Revenue Sufficiency | 2025 | 22 | 66.6 | 1
3 Revenue Sufficiency | 2025 | 22 | 68.6 | 1
3 Revenue Sufficiency | 2025 | 22 | 74.8 | 1
3 Revenue Sufficiency | 2025 | 22 | 82.8 | 1
3 Revenue Sufficiency | 2025 | 23 | -83.4 | 1
3 Revenue Sufficiency | 2025 | 23 | -71.7 | 1
3 Revenue Sufficiency | 2025 | 23 | -70.3 | 1
3 Revenue Sufficiency | 2025 | 23 | -69.3 | 1
3 Revenue Sufficiency | 2025 | 23 | -66.6 | 1
3 Revenue Sufficiency | 2025 | 23 | -60.1 | 1
3 Revenue Sufficiency | 2025 | 23 | -54.8 | 1
3 Revenue Sufficiency | 2025 | 23 | -53.3 | 1
3 Revenue Sufficiency | 2025 | 23 | -51.6 | 1
3 Revenue Sufficiency | 2025 | 23 | -51.5 | 1
3 Revenue Sufficiency | 2025 | 23 | -51.4 | 1
3 Revenue Sufficiency | 2025 | 23 | -51.1 | 1
3 Revenue Sufficiency | 2025 | 23 | -50.1 | 1
3 Revenue Sufficiency | 2025 | 23 | -46.9 | 1
3 Revenue Sufficiency | 2025 | 23 | -46.5 | 1
3 Revenue Sufficiency | 2025 | 23 | -45.3 | 1
3 Revenue Sufficiency | 2025 | 23 | -42.7 | 1
3 Revenue Sufficiency | 2025 | 23 | -42.4 | 1
3 Revenue Sufficiency | 2025 | 23 | -42 | 1
3 Revenue Sufficiency | 2025 | 23 | -40.9 | 1
3 Revenue Sufficiency | 2025 | 23 | -35.2 | 1
3 Revenue Sufficiency | 2025 | 23 | -34.6 | 1
3 Revenue Sufficiency | 2025 | 23 | -32.3 | 1
3 Revenue Sufficiency | 2025 | 23 | -27.7 | 1
3 Revenue Sufficiency | 2025 | 23 | -19.8 | 1
3 Revenue Sufficiency | 2025 | 23 | -18.8 | 1
3 Revenue Sufficiency | 2025 | 23 | -18.7 | 1
3 Revenue Sufficiency | 2025 | 23 | -15.9 | 1
3 Revenue Sufficiency | 2025 | 23 | 18.4 | 1
3 Revenue Sufficiency | 2025 | 23 | 18.5 | 1
3 Revenue Sufficiency | 2025 | 23 | 22.2 | 1
3 Revenue Sufficiency | 2025 | 23 | 23 | 1
3 Revenue Sufficiency | 2025 | 23 | 24 | 1
3 Revenue Sufficiency | 2025 | 23 | 24.8 | 1
3 Revenue Sufficiency | 2025 | 23 | 25.4 | 1
3 Revenue Sufficiency | 2025 | 23 | 25.7 | 1
3 Revenue Sufficiency | 2025 | 23 | 26.4 | 1
3 Revenue Sufficiency | 2025 | 23 | 26.6 | 1
3 Revenue Sufficiency | 2025 | 23 | 28.3 | 1
3 Revenue Sufficiency | 2025 | 23 | 28.7 | 1
3 Revenue Sufficiency | 2025 | 23 | 28.8 | 1
3 Revenue Sufficiency | 2025 | 23 | 29.1 | 1
3 Revenue Sufficiency | 2025 | 23 | 29.5 | 1
3 Revenue Sufficiency | 2025 | 23 | 29.6 | 1
3 Revenue Sufficiency | 2025 | 23 | 30.3 | 1
3 Revenue Sufficiency | 2025 | 23 | 30.4 | 1
3 Revenue Sufficiency | 2025 | 23 | 30.9 | 1
3 Revenue Sufficiency | 2025 | 23 | 32 | 1
3 Revenue Sufficiency | 2025 | 23 | 32.7 | 1
3 Revenue Sufficiency | 2025 | 23 | 32.8 | 1
3 Revenue Sufficiency | 2025 | 23 | 33.3 | 1
3 Revenue Sufficiency | 2025 | 23 | 33.4 | 1
3 Revenue Sufficiency | 2025 | 23 | 33.9 | 1
3 Revenue Sufficiency | 2025 | 23 | 35 | 1
3 Revenue Sufficiency | 2025 | 23 | 35.1 | 2
3 Revenue Sufficiency | 2025 | 23 | 38.4 | 1
3 Revenue Sufficiency | 2025 | 23 | 39.8 | 1
3 Revenue Sufficiency | 2025 | 23 | 40.2 | 1
3 Revenue Sufficiency | 2025 | 23 | 41.2 | 1
3 Revenue Sufficiency | 2025 | 23 | 41.9 | 1
3 Revenue Sufficiency | 2025 | 23 | 42.7 | 1
3 Revenue Sufficiency | 2025 | 23 | 43.3 | 1
3 Revenue Sufficiency | 2025 | 23 | 44.9 | 1
3 Revenue Sufficiency | 2025 | 23 | 45.6 | 2
3 Revenue Sufficiency | 2025 | 23 | 46.6 | 1
3 Revenue Sufficiency | 2025 | 23 | 46.8 | 1
3 Revenue Sufficiency | 2025 | 23 | 47.6 | 1
3 Revenue Sufficiency | 2025 | 23 | 49.3 | 1
3 Revenue Sufficiency | 2025 | 23 | 49.9 | 2
3 Revenue Sufficiency | 2025 | 23 | 51.4 | 1
3 Revenue Sufficiency | 2025 | 23 | 53.4 | 1
3 Revenue Sufficiency | 2025 | 23 | 55 | 1
3 Revenue Sufficiency | 2025 | 23 | 55.3 | 1
3 Revenue Sufficiency | 2025 | 23 | 56.6 | 1
3 Revenue Sufficiency | 2025 | 23 | 57.7 | 1
3 Revenue Sufficiency | 2025 | 23 | 58.7 | 1
3 Revenue Sufficiency | 2025 | 23 | 59.3 | 1
3 Revenue Sufficiency | 2025 | 23 | 59.4 | 1
3 Revenue Sufficiency | 2025 | 23 | 62.7 | 1
3 Revenue Sufficiency | 2025 | 23 | 62.8 | 1
3 Revenue Sufficiency | 2025 | 23 | 63.1 | 1
3 Revenue Sufficiency | 2025 | 23 | 64.4 | 1
3 Revenue Sufficiency | 2025 | 23 | 65.5 | 1
3 Revenue Sufficiency | 2025 | 23 | 65.6 | 1
3 Revenue Sufficiency | 2025 | 23 | 71.7 | 1
3 Revenue Sufficiency | 2025 | 23 | 73.2 | 1
3 Revenue Sufficiency | 2025 | 23 | 73.9 | 1
3 Revenue Sufficiency | 2025 | 23 | 74.7 | 1
3 Revenue Sufficiency | 2025 | 23 | 78 | 1
3 Revenue Sufficiency | 2025 | 23 | 78.8 | 1
3 Revenue Sufficiency | 2025 | 23 | 82.5 | 1
3 Revenue Sufficiency | 2025 | 23 | 90.6 | 1
3 Revenue Sufficiency | 2025 | 23 | 101.8 | 1
3 Revenue Sufficiency | 2025 | 24 | -86.5 | 1
3 Revenue Sufficiency | 2025 | 24 | -84.4 | 1
3 Revenue Sufficiency | 2025 | 24 | -79.9 | 1
3 Revenue Sufficiency | 2025 | 24 | -74.6 | 1
3 Revenue Sufficiency | 2025 | 24 | -67.6 | 1
3 Revenue Sufficiency | 2025 | 24 | -64.2 | 1
3 Revenue Sufficiency | 2025 | 24 | -60.6 | 1
3 Revenue Sufficiency | 2025 | 24 | -59.9 | 1
3 Revenue Sufficiency | 2025 | 24 | -58.1 | 1
3 Revenue Sufficiency | 2025 | 24 | -55.2 | 1
3 Revenue Sufficiency | 2025 | 24 | -53.9 | 1
3 Revenue Sufficiency | 2025 | 24 | -53 | 1
3 Revenue Sufficiency | 2025 | 24 | -51.7 | 1
3 Revenue Sufficiency | 2025 | 24 | -49.1 | 1
3 Revenue Sufficiency | 2025 | 24 | -48.4 | 2
3 Revenue Sufficiency | 2025 | 24 | -47.6 | 1
3 Revenue Sufficiency | 2025 | 24 | -46.3 | 1
3 Revenue Sufficiency | 2025 | 24 | -45 | 1
3 Revenue Sufficiency | 2025 | 24 | -43.2 | 1
3 Revenue Sufficiency | 2025 | 24 | -42.1 | 1
3 Revenue Sufficiency | 2025 | 24 | -41.8 | 1
3 Revenue Sufficiency | 2025 | 24 | -39.1 | 1
3 Revenue Sufficiency | 2025 | 24 | -34.7 | 1
3 Revenue Sufficiency | 2025 | 24 | -29.8 | 1
3 Revenue Sufficiency | 2025 | 24 | -28 | 1
3 Revenue Sufficiency | 2025 | 24 | -27.8 | 1
3 Revenue Sufficiency | 2025 | 24 | -27.3 | 1
3 Revenue Sufficiency | 2025 | 24 | -26.7 | 1
3 Revenue Sufficiency | 2025 | 24 | 21.1 | 1
3 Revenue Sufficiency | 2025 | 24 | 22.5 | 1
3 Revenue Sufficiency | 2025 | 24 | 23.3 | 2
3 Revenue Sufficiency | 2025 | 24 | 25.3 | 1
3 Revenue Sufficiency | 2025 | 24 | 25.8 | 1
3 Revenue Sufficiency | 2025 | 24 | 26.2 | 1
3 Revenue Sufficiency | 2025 | 24 | 27 | 1
3 Revenue Sufficiency | 2025 | 24 | 29.7 | 1
3 Revenue Sufficiency | 2025 | 24 | 30.9 | 1
3 Revenue Sufficiency | 2025 | 24 | 31.2 | 1
3 Revenue Sufficiency | 2025 | 24 | 31.7 | 1
3 Revenue Sufficiency | 2025 | 24 | 31.8 | 1
3 Revenue Sufficiency | 2025 | 24 | 32.9 | 1
3 Revenue Sufficiency | 2025 | 24 | 33 | 1
3 Revenue Sufficiency | 2025 | 24 | 33.4 | 1
3 Revenue Sufficiency | 2025 | 24 | 35.8 | 1
3 Revenue Sufficiency | 2025 | 24 | 35.9 | 1
3 Revenue Sufficiency | 2025 | 24 | 37.1 | 1
3 Revenue Sufficiency | 2025 | 24 | 39.4 | 1
3 Revenue Sufficiency | 2025 | 24 | 40.4 | 1
3 Revenue Sufficiency | 2025 | 24 | 41.2 | 1
3 Revenue Sufficiency | 2025 | 24 | 41.3 | 1
3 Revenue Sufficiency | 2025 | 24 | 41.6 | 1
3 Revenue Sufficiency | 2025 | 24 | 42.4 | 1
3 Revenue Sufficiency | 2025 | 24 | 46 | 1
3 Revenue Sufficiency | 2025 | 24 | 46.5 | 1
3 Revenue Sufficiency | 2025 | 24 | 47.4 | 1
3 Revenue Sufficiency | 2025 | 24 | 50.4 | 1
3 Revenue Sufficiency | 2025 | 24 | 52.9 | 1
3 Revenue Sufficiency | 2025 | 24 | 53.5 | 1
3 Revenue Sufficiency | 2025 | 24 | 54.3 | 1
3 Revenue Sufficiency | 2025 | 24 | 54.6 | 2
3 Revenue Sufficiency | 2025 | 24 | 54.7 | 1
3 Revenue Sufficiency | 2025 | 24 | 55 | 1
3 Revenue Sufficiency | 2025 | 24 | 55.2 | 1
3 Revenue Sufficiency | 2025 | 24 | 58.2 | 1
3 Revenue Sufficiency | 2025 | 24 | 63.5 | 1
3 Revenue Sufficiency | 2025 | 24 | 64.9 | 1
3 Revenue Sufficiency | 2025 | 24 | 67.5 | 1
3 Revenue Sufficiency | 2025 | 24 | 74.6 | 1
3 Revenue Sufficiency | 2025 | 24 | 74.9 | 1
3 Revenue Sufficiency | 2025 | 24 | 86.6 | 1
3 Revenue Sufficiency | 2025 | 25 | -131.8 | 1
3 Revenue Sufficiency | 2025 | 25 | -87.9 | 1
3 Revenue Sufficiency | 2025 | 25 | -85 | 1
3 Revenue Sufficiency | 2025 | 25 | -73 | 1
3 Revenue Sufficiency | 2025 | 25 | -71.5 | 1
3 Revenue Sufficiency | 2025 | 25 | -70.8 | 1
3 Revenue Sufficiency | 2025 | 25 | -61.8 | 1
3 Revenue Sufficiency | 2025 | 25 | -58.8 | 1
3 Revenue Sufficiency | 2025 | 25 | -57.2 | 1
3 Revenue Sufficiency | 2025 | 25 | -54.6 | 1
3 Revenue Sufficiency | 2025 | 25 | -51.9 | 1
3 Revenue Sufficiency | 2025 | 25 | -51.1 | 1
3 Revenue Sufficiency | 2025 | 25 | -50.3 | 1
3 Revenue Sufficiency | 2025 | 25 | -48.4 | 1
3 Revenue Sufficiency | 2025 | 25 | -47.3 | 1
3 Revenue Sufficiency | 2025 | 25 | -46.3 | 1
3 Revenue Sufficiency | 2025 | 25 | -44.2 | 1
3 Revenue Sufficiency | 2025 | 25 | -42.2 | 1
3 Revenue Sufficiency | 2025 | 25 | -41.5 | 1
3 Revenue Sufficiency | 2025 | 25 | -39.2 | 1
3 Revenue Sufficiency | 2025 | 25 | -37.5 | 1
3 Revenue Sufficiency | 2025 | 25 | -34.6 | 1
3 Revenue Sufficiency | 2025 | 25 | -24.5 | 1
3 Revenue Sufficiency | 2025 | 25 | -17.8 | 1
3 Revenue Sufficiency | 2025 | 25 | 20.9 | 1
3 Revenue Sufficiency | 2025 | 25 | 22.2 | 1
3 Revenue Sufficiency | 2025 | 25 | 23.4 | 1
3 Revenue Sufficiency | 2025 | 25 | 24.9 | 1
3 Revenue Sufficiency | 2025 | 25 | 29.8 | 1
3 Revenue Sufficiency | 2025 | 25 | 30.6 | 1
3 Revenue Sufficiency | 2025 | 25 | 31.1 | 1
3 Revenue Sufficiency | 2025 | 25 | 33.2 | 1
3 Revenue Sufficiency | 2025 | 25 | 35.3 | 1
3 Revenue Sufficiency | 2025 | 25 | 37.4 | 1
3 Revenue Sufficiency | 2025 | 25 | 37.5 | 1
3 Revenue Sufficiency | 2025 | 25 | 38.5 | 1
3 Revenue Sufficiency | 2025 | 25 | 38.8 | 1
3 Revenue Sufficiency | 2025 | 25 | 39 | 1
3 Revenue Sufficiency | 2025 | 25 | 40.5 | 2
3 Revenue Sufficiency | 2025 | 25 | 42.9 | 1
3 Revenue Sufficiency | 2025 | 25 | 43 | 1
3 Revenue Sufficiency | 2025 | 25 | 43.9 | 1
3 Revenue Sufficiency | 2025 | 25 | 45.4 | 1
3 Revenue Sufficiency | 2025 | 25 | 46.1 | 1
3 Revenue Sufficiency | 2025 | 25 | 46.8 | 1
3 Revenue Sufficiency | 2025 | 25 | 49.3 | 1
3 Revenue Sufficiency | 2025 | 25 | 50.1 | 2
3 Revenue Sufficiency | 2025 | 25 | 50.6 | 1
3 Revenue Sufficiency | 2025 | 25 | 50.8 | 1
3 Revenue Sufficiency | 2025 | 25 | 50.9 | 1
3 Revenue Sufficiency | 2025 | 25 | 55.9 | 1
3 Revenue Sufficiency | 2025 | 25 | 58 | 1
3 Revenue Sufficiency | 2025 | 25 | 59.6 | 1
3 Revenue Sufficiency | 2025 | 25 | 65.9 | 1
3 Revenue Sufficiency | 2025 | 25 | 68.5 | 1
3 Revenue Sufficiency | 2025 | 25 | 88.2 | 1
3 Revenue Sufficiency | 2025 | 25 | 90.5 | 1
3 Revenue Sufficiency | 2025 | 26 | -85.1 | 1
3 Revenue Sufficiency | 2025 | 26 | -83.4 | 1
3 Revenue Sufficiency | 2025 | 26 | -77.9 | 1
3 Revenue Sufficiency | 2025 | 26 | -73.4 | 1
3 Revenue Sufficiency | 2025 | 26 | -71.6 | 1
3 Revenue Sufficiency | 2025 | 26 | -69.5 | 1
3 Revenue Sufficiency | 2025 | 26 | -68.3 | 1
3 Revenue Sufficiency | 2025 | 26 | -63.9 | 1
3 Revenue Sufficiency | 2025 | 26 | -61.9 | 1
3 Revenue Sufficiency | 2025 | 26 | -60.3 | 1
3 Revenue Sufficiency | 2025 | 26 | -59.3 | 1
3 Revenue Sufficiency | 2025 | 26 | -58.7 | 1
3 Revenue Sufficiency | 2025 | 26 | -57.9 | 1
3 Revenue Sufficiency | 2025 | 26 | -52.8 | 1
3 Revenue Sufficiency | 2025 | 26 | -50.6 | 1
3 Revenue Sufficiency | 2025 | 26 | -50.4 | 1
3 Revenue Sufficiency | 2025 | 26 | -49.5 | 1
3 Revenue Sufficiency | 2025 | 26 | -48.7 | 1
3 Revenue Sufficiency | 2025 | 26 | -47.3 | 1
3 Revenue Sufficiency | 2025 | 26 | -44.9 | 1
3 Revenue Sufficiency | 2025 | 26 | -41.6 | 1
3 Revenue Sufficiency | 2025 | 26 | -40.9 | 1
3 Revenue Sufficiency | 2025 | 26 | -39.6 | 1
3 Revenue Sufficiency | 2025 | 26 | -38.2 | 1
3 Revenue Sufficiency | 2025 | 26 | -37.6 | 1
3 Revenue Sufficiency | 2025 | 26 | -37.4 | 1
3 Revenue Sufficiency | 2025 | 26 | -36.3 | 2
3 Revenue Sufficiency | 2025 | 26 | -36.2 | 1
3 Revenue Sufficiency | 2025 | 26 | -35.9 | 1
3 Revenue Sufficiency | 2025 | 26 | -35.7 | 2
3 Revenue Sufficiency | 2025 | 26 | -29.5 | 1
3 Revenue Sufficiency | 2025 | 26 | -24.5 | 1
3 Revenue Sufficiency | 2025 | 26 | -23.8 | 1
3 Revenue Sufficiency | 2025 | 26 | -19.7 | 1
3 Revenue Sufficiency | 2025 | 26 | 25.3 | 1
3 Revenue Sufficiency | 2025 | 26 | 27.1 | 1
3 Revenue Sufficiency | 2025 | 26 | 28.2 | 1
3 Revenue Sufficiency | 2025 | 26 | 31.3 | 1
3 Revenue Sufficiency | 2025 | 26 | 37.3 | 1
3 Revenue Sufficiency | 2025 | 26 | 39.4 | 1
3 Revenue Sufficiency | 2025 | 26 | 40.2 | 1
3 Revenue Sufficiency | 2025 | 26 | 42.4 | 1
3 Revenue Sufficiency | 2025 | 26 | 43.5 | 1
3 Revenue Sufficiency | 2025 | 26 | 43.6 | 1
3 Revenue Sufficiency | 2025 | 26 | 44.8 | 1
3 Revenue Sufficiency | 2025 | 26 | 45.9 | 1
3 Revenue Sufficiency | 2025 | 26 | 46 | 1
3 Revenue Sufficiency | 2025 | 26 | 49.3 | 1
3 Revenue Sufficiency | 2025 | 26 | 51.3 | 1
3 Revenue Sufficiency | 2025 | 26 | 52.1 | 1
3 Revenue Sufficiency | 2025 | 26 | 52.2 | 1
3 Revenue Sufficiency | 2025 | 26 | 55.3 | 1
3 Revenue Sufficiency | 2025 | 26 | 56.6 | 1
3 Revenue Sufficiency | 2025 | 26 | 56.9 | 1
3 Revenue Sufficiency | 2025 | 26 | 59.3 | 1
3 Revenue Sufficiency | 2025 | 26 | 60.5 | 1
3 Revenue Sufficiency | 2025 | 26 | 66.5 | 1
3 Revenue Sufficiency | 2025 | 26 | 68.9 | 1
3 Revenue Sufficiency | 2025 | 26 | 69.8 | 1
3 Revenue Sufficiency | 2025 | 26 | 75.7 | 1
3 Revenue Sufficiency | 2025 | 26 | 76.9 | 1
3 Revenue Sufficiency | 2025 | 26 | 80.8 | 1
3 Revenue Sufficiency | 2025 | 26 | 82.1 | 1
3 Revenue Sufficiency | 2025 | 26 | 82.7 | 1
3 Revenue Sufficiency | 2025 | 26 | 88.3 | 1
3 Revenue Sufficiency | 2025 | 26 | 112.8 | 1
3 Revenue Sufficiency | 2025 | 26 | 113.7 | 1
3 Revenue Sufficiency | 2025 | 27 | -164.1 | 1
3 Revenue Sufficiency | 2025 | 27 | -106.6 | 1
3 Revenue Sufficiency | 2025 | 27 | -103.3 | 1
3 Revenue Sufficiency | 2025 | 27 | -95.7 | 1
3 Revenue Sufficiency | 2025 | 27 | -88.7 | 1
3 Revenue Sufficiency | 2025 | 27 | -85.3 | 1
3 Revenue Sufficiency | 2025 | 27 | -80.9 | 1
3 Revenue Sufficiency | 2025 | 27 | -75.6 | 1
3 Revenue Sufficiency | 2025 | 27 | -72.2 | 1
3 Revenue Sufficiency | 2025 | 27 | -65.5 | 1
3 Revenue Sufficiency | 2025 | 27 | -64.1 | 1
3 Revenue Sufficiency | 2025 | 27 | -61.4 | 1
3 Revenue Sufficiency | 2025 | 27 | -60.3 | 1
3 Revenue Sufficiency | 2025 | 27 | -59.6 | 1
3 Revenue Sufficiency | 2025 | 27 | -58.7 | 1
3 Revenue Sufficiency | 2025 | 27 | -56 | 1
3 Revenue Sufficiency | 2025 | 27 | -55.8 | 1
3 Revenue Sufficiency | 2025 | 27 | -55.1 | 1
3 Revenue Sufficiency | 2025 | 27 | -54.8 | 1
3 Revenue Sufficiency | 2025 | 27 | -54.2 | 2
3 Revenue Sufficiency | 2025 | 27 | -52.9 | 1
3 Revenue Sufficiency | 2025 | 27 | -51.6 | 1
3 Revenue Sufficiency | 2025 | 27 | -49.8 | 1
3 Revenue Sufficiency | 2025 | 27 | -47.2 | 2
3 Revenue Sufficiency | 2025 | 27 | -42.3 | 1
3 Revenue Sufficiency | 2025 | 27 | -37.9 | 1
3 Revenue Sufficiency | 2025 | 27 | -35.5 | 1
3 Revenue Sufficiency | 2025 | 27 | -27 | 1
3 Revenue Sufficiency | 2025 | 27 | -16.6 | 1
3 Revenue Sufficiency | 2025 | 27 | 23.1 | 1
3 Revenue Sufficiency | 2025 | 27 | 25.1 | 1
3 Revenue Sufficiency | 2025 | 27 | 31.2 | 1
3 Revenue Sufficiency | 2025 | 27 | 31.6 | 1
3 Revenue Sufficiency | 2025 | 27 | 33.2 | 1
3 Revenue Sufficiency | 2025 | 27 | 35.5 | 1
3 Revenue Sufficiency | 2025 | 27 | 36 | 1
3 Revenue Sufficiency | 2025 | 27 | 37 | 1
3 Revenue Sufficiency | 2025 | 27 | 38.5 | 1
3 Revenue Sufficiency | 2025 | 27 | 39.5 | 1
3 Revenue Sufficiency | 2025 | 27 | 40.7 | 1
3 Revenue Sufficiency | 2025 | 27 | 44.5 | 1
3 Revenue Sufficiency | 2025 | 27 | 46.4 | 1
3 Revenue Sufficiency | 2025 | 27 | 48.8 | 1
3 Revenue Sufficiency | 2025 | 27 | 50.4 | 1
3 Revenue Sufficiency | 2025 | 27 | 50.8 | 1
3 Revenue Sufficiency | 2025 | 27 | 52.7 | 1
3 Revenue Sufficiency | 2025 | 27 | 54.5 | 1
3 Revenue Sufficiency | 2025 | 27 | 54.8 | 1
3 Revenue Sufficiency | 2025 | 27 | 55.6 | 1
3 Revenue Sufficiency | 2025 | 27 | 59.9 | 1
3 Revenue Sufficiency | 2025 | 27 | 61.2 | 1
3 Revenue Sufficiency | 2025 | 27 | 62.2 | 1
3 Revenue Sufficiency | 2025 | 27 | 64.1 | 1
3 Revenue Sufficiency | 2025 | 27 | 70.1 | 1
3 Revenue Sufficiency | 2025 | 27 | 70.9 | 1
3 Revenue Sufficiency | 2025 | 27 | 75.9 | 1
3 Revenue Sufficiency | 2025 | 27 | 81.2 | 1
3 Revenue Sufficiency | 2025 | 27 | 81.3 | 1
3 Revenue Sufficiency | 2025 | 27 | 83.9 | 1
3 Revenue Sufficiency | 2025 | 27 | 85.6 | 1
3 Revenue Sufficiency | 2025 | 27 | 88.4 | 1
3 Revenue Sufficiency | 2025 | 27 | 90.1 | 1
3 Revenue Sufficiency | 2025 | 28 | -117.3 | 1
3 Revenue Sufficiency | 2025 | 28 | -100.2 | 1
3 Revenue Sufficiency | 2025 | 28 | -99.8 | 1
3 Revenue Sufficiency | 2025 | 28 | -94.5 | 1
3 Revenue Sufficiency | 2025 | 28 | -93.8 | 1
3 Revenue Sufficiency | 2025 | 28 | -87.8 | 1
3 Revenue Sufficiency | 2025 | 28 | -81.3 | 1
3 Revenue Sufficiency | 2025 | 28 | -80.3 | 1
3 Revenue Sufficiency | 2025 | 28 | -78.5 | 1
3 Revenue Sufficiency | 2025 | 28 | -72.8 | 1
3 Revenue Sufficiency | 2025 | 28 | -72.6 | 1
3 Revenue Sufficiency | 2025 | 28 | -68.2 | 1
3 Revenue Sufficiency | 2025 | 28 | -63 | 1
3 Revenue Sufficiency | 2025 | 28 | -59.1 | 1
3 Revenue Sufficiency | 2025 | 28 | -58.4 | 1
3 Revenue Sufficiency | 2025 | 28 | -56.5 | 1
3 Revenue Sufficiency | 2025 | 28 | -53.9 | 1
3 Revenue Sufficiency | 2025 | 28 | -53 | 1
3 Revenue Sufficiency | 2025 | 28 | -47.5 | 1
3 Revenue Sufficiency | 2025 | 28 | -44.7 | 1
3 Revenue Sufficiency | 2025 | 28 | -41.8 | 1
3 Revenue Sufficiency | 2025 | 28 | -39.9 | 1
3 Revenue Sufficiency | 2025 | 28 | -39.7 | 1
3 Revenue Sufficiency | 2025 | 28 | -39.4 | 1
3 Revenue Sufficiency | 2025 | 28 | -39.2 | 1
3 Revenue Sufficiency | 2025 | 28 | -37.8 | 1
3 Revenue Sufficiency | 2025 | 28 | -37.5 | 1
3 Revenue Sufficiency | 2025 | 28 | -33.2 | 2
3 Revenue Sufficiency | 2025 | 28 | -28.8 | 1
3 Revenue Sufficiency | 2025 | 28 | -28.1 | 1
3 Revenue Sufficiency | 2025 | 28 | -27.9 | 1
3 Revenue Sufficiency | 2025 | 28 | -26.4 | 1
3 Revenue Sufficiency | 2025 | 28 | -23 | 1
3 Revenue Sufficiency | 2025 | 28 | -22.8 | 1
3 Revenue Sufficiency | 2025 | 28 | -18.4 | 1
3 Revenue Sufficiency | 2025 | 28 | 20.5 | 1
3 Revenue Sufficiency | 2025 | 28 | 23.7 | 1
3 Revenue Sufficiency | 2025 | 28 | 29.6 | 1
3 Revenue Sufficiency | 2025 | 28 | 31.4 | 1
3 Revenue Sufficiency | 2025 | 28 | 31.6 | 1
3 Revenue Sufficiency | 2025 | 28 | 33.2 | 1
3 Revenue Sufficiency | 2025 | 28 | 34.3 | 1
3 Revenue Sufficiency | 2025 | 28 | 35.6 | 1
3 Revenue Sufficiency | 2025 | 28 | 37.9 | 1
3 Revenue Sufficiency | 2025 | 28 | 38.1 | 1
3 Revenue Sufficiency | 2025 | 28 | 38.4 | 1
3 Revenue Sufficiency | 2025 | 28 | 40.1 | 1
3 Revenue Sufficiency | 2025 | 28 | 47.1 | 1
3 Revenue Sufficiency | 2025 | 28 | 48.7 | 1
3 Revenue Sufficiency | 2025 | 28 | 53.2 | 1
3 Revenue Sufficiency | 2025 | 28 | 53.6 | 1
3 Revenue Sufficiency | 2025 | 28 | 55.2 | 1
3 Revenue Sufficiency | 2025 | 28 | 58.6 | 1
3 Revenue Sufficiency | 2025 | 28 | 60.7 | 1
3 Revenue Sufficiency | 2025 | 28 | 61.4 | 1
3 Revenue Sufficiency | 2025 | 28 | 63.3 | 1
3 Revenue Sufficiency | 2025 | 28 | 63.9 | 1
3 Revenue Sufficiency | 2025 | 28 | 65.1 | 1
3 Revenue Sufficiency | 2025 | 28 | 70.8 | 1
3 Revenue Sufficiency | 2025 | 28 | 71.4 | 1
3 Revenue Sufficiency | 2025 | 28 | 72.6 | 1
3 Revenue Sufficiency | 2025 | 28 | 77.7 | 1
3 Revenue Sufficiency | 2025 | 28 | 79.9 | 2
3 Revenue Sufficiency | 2025 | 28 | 84 | 1
3 Revenue Sufficiency | 2025 | 28 | 88.7 | 1
3 Revenue Sufficiency | 2025 | 28 | 114.2 | 1
3 Revenue Sufficiency | 2025 | 29 | -167.8 | 1
3 Revenue Sufficiency | 2025 | 29 | -152.1 | 1
3 Revenue Sufficiency | 2025 | 29 | -106.9 | 1
3 Revenue Sufficiency | 2025 | 29 | -90.5 | 1
3 Revenue Sufficiency | 2025 | 29 | -88.4 | 1
3 Revenue Sufficiency | 2025 | 29 | -84 | 1
3 Revenue Sufficiency | 2025 | 29 | -82.3 | 1
3 Revenue Sufficiency | 2025 | 29 | -75.9 | 1
3 Revenue Sufficiency | 2025 | 29 | -75.6 | 1
3 Revenue Sufficiency | 2025 | 29 | -74.8 | 1
3 Revenue Sufficiency | 2025 | 29 | -68.4 | 1
3 Revenue Sufficiency | 2025 | 29 | -67.6 | 1
3 Revenue Sufficiency | 2025 | 29 | -65.3 | 1
3 Revenue Sufficiency | 2025 | 29 | -62.8 | 1
3 Revenue Sufficiency | 2025 | 29 | -60.3 | 1
3 Revenue Sufficiency | 2025 | 29 | -57.9 | 1
3 Revenue Sufficiency | 2025 | 29 | -57.6 | 1
3 Revenue Sufficiency | 2025 | 29 | -56.6 | 1
3 Revenue Sufficiency | 2025 | 29 | -54.3 | 1
3 Revenue Sufficiency | 2025 | 29 | -48 | 1
3 Revenue Sufficiency | 2025 | 29 | -47.4 | 1
3 Revenue Sufficiency | 2025 | 29 | -46 | 1
3 Revenue Sufficiency | 2025 | 29 | -45.6 | 1
3 Revenue Sufficiency | 2025 | 29 | -43.7 | 1
3 Revenue Sufficiency | 2025 | 29 | -41.3 | 1
3 Revenue Sufficiency | 2025 | 29 | -39 | 1
3 Revenue Sufficiency | 2025 | 29 | -34.6 | 1
3 Revenue Sufficiency | 2025 | 29 | -31.6 | 1
3 Revenue Sufficiency | 2025 | 29 | -14.6 | 1
3 Revenue Sufficiency | 2025 | 29 | 24.6 | 1
3 Revenue Sufficiency | 2025 | 29 | 25.9 | 1
3 Revenue Sufficiency | 2025 | 29 | 30.9 | 1
3 Revenue Sufficiency | 2025 | 29 | 34.4 | 1
3 Revenue Sufficiency | 2025 | 29 | 35.5 | 1
3 Revenue Sufficiency | 2025 | 29 | 47.2 | 1
3 Revenue Sufficiency | 2025 | 29 | 51.6 | 1
3 Revenue Sufficiency | 2025 | 29 | 52.6 | 1
3 Revenue Sufficiency | 2025 | 29 | 52.8 | 1
3 Revenue Sufficiency | 2025 | 29 | 53.1 | 1
3 Revenue Sufficiency | 2025 | 29 | 60 | 1
3 Revenue Sufficiency | 2025 | 29 | 60.7 | 1
3 Revenue Sufficiency | 2025 | 29 | 61.9 | 1
3 Revenue Sufficiency | 2025 | 29 | 64.1 | 1
3 Revenue Sufficiency | 2025 | 29 | 64.5 | 1
3 Revenue Sufficiency | 2025 | 29 | 68.3 | 1
3 Revenue Sufficiency | 2025 | 29 | 74.9 | 1
3 Revenue Sufficiency | 2025 | 29 | 85.3 | 1
3 Revenue Sufficiency | 2025 | 29 | 97.9 | 1
3 Revenue Sufficiency | 2025 | 29 | 99.6 | 1
3 Revenue Sufficiency | 2025 | 29 | 107.8 | 1
3 Revenue Sufficiency | 2025 | 29 | 158.1 | 1
3 Revenue Sufficiency | 2025 | 30 | -123.6 | 1
3 Revenue Sufficiency | 2025 | 30 | -112.9 | 1
3 Revenue Sufficiency | 2025 | 30 | -112.2 | 1
3 Revenue Sufficiency | 2025 | 30 | -100.4 | 1
3 Revenue Sufficiency | 2025 | 30 | -87 | 1
3 Revenue Sufficiency | 2025 | 30 | -86.2 | 1
3 Revenue Sufficiency | 2025 | 30 | -82 | 1
3 Revenue Sufficiency | 2025 | 30 | -77.5 | 1
3 Revenue Sufficiency | 2025 | 30 | -71.1 | 1
3 Revenue Sufficiency | 2025 | 30 | -69.4 | 1
3 Revenue Sufficiency | 2025 | 30 | -68 | 1
3 Revenue Sufficiency | 2025 | 30 | -62 | 1
3 Revenue Sufficiency | 2025 | 30 | -60.1 | 1
3 Revenue Sufficiency | 2025 | 30 | -59.5 | 1
3 Revenue Sufficiency | 2025 | 30 | -55.5 | 1
3 Revenue Sufficiency | 2025 | 30 | -53.9 | 1
3 Revenue Sufficiency | 2025 | 30 | -53.8 | 1
3 Revenue Sufficiency | 2025 | 30 | -53.6 | 1
3 Revenue Sufficiency | 2025 | 30 | -52.8 | 1
3 Revenue Sufficiency | 2025 | 30 | -50.3 | 1
3 Revenue Sufficiency | 2025 | 30 | -50.1 | 1
3 Revenue Sufficiency | 2025 | 30 | -46 | 2
3 Revenue Sufficiency | 2025 | 30 | -44.9 | 1
3 Revenue Sufficiency | 2025 | 30 | -44.6 | 1
3 Revenue Sufficiency | 2025 | 30 | -41.5 | 1
3 Revenue Sufficiency | 2025 | 30 | -41 | 1
3 Revenue Sufficiency | 2025 | 30 | -40.7 | 1
3 Revenue Sufficiency | 2025 | 30 | -39.5 | 1
3 Revenue Sufficiency | 2025 | 30 | -39.2 | 1
3 Revenue Sufficiency | 2025 | 30 | -36.8 | 1
3 Revenue Sufficiency | 2025 | 30 | -36.2 | 1
3 Revenue Sufficiency | 2025 | 30 | -28.2 | 1
3 Revenue Sufficiency | 2025 | 30 | 22.2 | 1
3 Revenue Sufficiency | 2025 | 30 | 29.8 | 1
3 Revenue Sufficiency | 2025 | 30 | 30.9 | 2
3 Revenue Sufficiency | 2025 | 30 | 35.6 | 1
3 Revenue Sufficiency | 2025 | 30 | 38.5 | 1
3 Revenue Sufficiency | 2025 | 30 | 38.7 | 1
3 Revenue Sufficiency | 2025 | 30 | 40.2 | 1
3 Revenue Sufficiency | 2025 | 30 | 40.4 | 1
3 Revenue Sufficiency | 2025 | 30 | 41.5 | 1
3 Revenue Sufficiency | 2025 | 30 | 41.6 | 1
3 Revenue Sufficiency | 2025 | 30 | 48.7 | 1
3 Revenue Sufficiency | 2025 | 30 | 52.1 | 1
3 Revenue Sufficiency | 2025 | 30 | 52.6 | 1
3 Revenue Sufficiency | 2025 | 30 | 53.2 | 1
3 Revenue Sufficiency | 2025 | 30 | 54.2 | 1
3 Revenue Sufficiency | 2025 | 30 | 57.1 | 1
3 Revenue Sufficiency | 2025 | 30 | 66.4 | 1
3 Revenue Sufficiency | 2025 | 30 | 69.7 | 1
3 Revenue Sufficiency | 2025 | 30 | 71.1 | 1
3 Revenue Sufficiency | 2025 | 30 | 72.2 | 1
3 Revenue Sufficiency | 2025 | 30 | 77.4 | 1
3 Revenue Sufficiency | 2025 | 30 | 78.2 | 1
3 Revenue Sufficiency | 2025 | 30 | 78.8 | 1
3 Revenue Sufficiency | 2025 | 30 | 80.4 | 1
3 Revenue Sufficiency | 2025 | 30 | 95.9 | 1
3 Revenue Sufficiency | 2025 | 31 | -119.8 | 1
3 Revenue Sufficiency | 2025 | 31 | -103.4 | 1
3 Revenue Sufficiency | 2025 | 31 | -95.2 | 1
3 Revenue Sufficiency | 2025 | 31 | -89.2 | 1
3 Revenue Sufficiency | 2025 | 31 | -88.5 | 1
3 Revenue Sufficiency | 2025 | 31 | -86.5 | 1
3 Revenue Sufficiency | 2025 | 31 | -80.8 | 1
3 Revenue Sufficiency | 2025 | 31 | -73 | 1
3 Revenue Sufficiency | 2025 | 31 | -69.4 | 1
3 Revenue Sufficiency | 2025 | 31 | -67.6 | 1
3 Revenue Sufficiency | 2025 | 31 | -61.2 | 1
3 Revenue Sufficiency | 2025 | 31 | -59.6 | 1
3 Revenue Sufficiency | 2025 | 31 | -58.1 | 1
3 Revenue Sufficiency | 2025 | 31 | -57.1 | 1
3 Revenue Sufficiency | 2025 | 31 | -56.3 | 1
3 Revenue Sufficiency | 2025 | 31 | -51.8 | 1
3 Revenue Sufficiency | 2025 | 31 | -48.9 | 1
3 Revenue Sufficiency | 2025 | 31 | -46.1 | 1
3 Revenue Sufficiency | 2025 | 31 | -42.8 | 1
3 Revenue Sufficiency | 2025 | 31 | -34.6 | 1
3 Revenue Sufficiency | 2025 | 31 | -34 | 1
3 Revenue Sufficiency | 2025 | 31 | -33.9 | 1
3 Revenue Sufficiency | 2025 | 31 | -33.1 | 1
3 Revenue Sufficiency | 2025 | 31 | -19.2 | 1
3 Revenue Sufficiency | 2025 | 31 | 31.1 | 1
3 Revenue Sufficiency | 2025 | 31 | 33.5 | 1
3 Revenue Sufficiency | 2025 | 31 | 33.8 | 1
3 Revenue Sufficiency | 2025 | 31 | 35.1 | 1
3 Revenue Sufficiency | 2025 | 31 | 43.1 | 1
3 Revenue Sufficiency | 2025 | 31 | 43.6 | 1
3 Revenue Sufficiency | 2025 | 31 | 44.8 | 1
3 Revenue Sufficiency | 2025 | 31 | 45.2 | 1
3 Revenue Sufficiency | 2025 | 31 | 45.5 | 1
3 Revenue Sufficiency | 2025 | 31 | 45.7 | 1
3 Revenue Sufficiency | 2025 | 31 | 45.8 | 1
3 Revenue Sufficiency | 2025 | 31 | 46.2 | 1
3 Revenue Sufficiency | 2025 | 31 | 47.1 | 1
3 Revenue Sufficiency | 2025 | 31 | 47.7 | 1
3 Revenue Sufficiency | 2025 | 31 | 47.8 | 1
3 Revenue Sufficiency | 2025 | 31 | 48.2 | 1
3 Revenue Sufficiency | 2025 | 31 | 50 | 1
3 Revenue Sufficiency | 2025 | 31 | 52.3 | 1
3 Revenue Sufficiency | 2025 | 31 | 52.4 | 1
3 Revenue Sufficiency | 2025 | 31 | 52.6 | 1
3 Revenue Sufficiency | 2025 | 31 | 53.3 | 1
3 Revenue Sufficiency | 2025 | 31 | 55 | 1
3 Revenue Sufficiency | 2025 | 31 | 58.8 | 1
3 Revenue Sufficiency | 2025 | 31 | 59.5 | 1
3 Revenue Sufficiency | 2025 | 31 | 64.8 | 1
3 Revenue Sufficiency | 2025 | 31 | 67.7 | 1
3 Revenue Sufficiency | 2025 | 31 | 69.4 | 1
3 Revenue Sufficiency | 2025 | 31 | 112.7 | 1
3 Revenue Sufficiency | 2025 | 31 | 114.2 | 1
3 Revenue Sufficiency | 2025 | 31 | 216.6 | 1
3 Revenue Sufficiency | 2025 | 32 | -110.1 | 1
3 Revenue Sufficiency | 2025 | 32 | -91.6 | 1
3 Revenue Sufficiency | 2025 | 32 | -90.3 | 1
3 Revenue Sufficiency | 2025 | 32 | -90.2 | 1
3 Revenue Sufficiency | 2025 | 32 | -81.1 | 1
3 Revenue Sufficiency | 2025 | 32 | -75 | 1
3 Revenue Sufficiency | 2025 | 32 | -71.6 | 1
3 Revenue Sufficiency | 2025 | 32 | -66.7 | 1
3 Revenue Sufficiency | 2025 | 32 | -63.1 | 1
3 Revenue Sufficiency | 2025 | 32 | -58.2 | 1
3 Revenue Sufficiency | 2025 | 32 | -56.5 | 1
3 Revenue Sufficiency | 2025 | 32 | -55 | 1
3 Revenue Sufficiency | 2025 | 32 | -54.4 | 1
3 Revenue Sufficiency | 2025 | 32 | -52.7 | 1
3 Revenue Sufficiency | 2025 | 32 | -48.5 | 1
3 Revenue Sufficiency | 2025 | 32 | -45.7 | 1
3 Revenue Sufficiency | 2025 | 32 | -44.1 | 1
3 Revenue Sufficiency | 2025 | 32 | -42.6 | 1
3 Revenue Sufficiency | 2025 | 32 | -41.5 | 1
3 Revenue Sufficiency | 2025 | 32 | -40.6 | 1
3 Revenue Sufficiency | 2025 | 32 | -39.5 | 1
3 Revenue Sufficiency | 2025 | 32 | -35.6 | 1
3 Revenue Sufficiency | 2025 | 32 | -34.3 | 1
3 Revenue Sufficiency | 2025 | 32 | -33.7 | 1
3 Revenue Sufficiency | 2025 | 32 | -33.4 | 1
3 Revenue Sufficiency | 2025 | 32 | -24.2 | 1
3 Revenue Sufficiency | 2025 | 32 | 27.3 | 1
3 Revenue Sufficiency | 2025 | 32 | 29.4 | 1
3 Revenue Sufficiency | 2025 | 32 | 33 | 1
3 Revenue Sufficiency | 2025 | 32 | 49.3 | 2
3 Revenue Sufficiency | 2025 | 32 | 51.1 | 1
3 Revenue Sufficiency | 2025 | 32 | 52.8 | 1
3 Revenue Sufficiency | 2025 | 32 | 53.3 | 1
3 Revenue Sufficiency | 2025 | 32 | 59.2 | 1
3 Revenue Sufficiency | 2025 | 32 | 63.5 | 1
3 Revenue Sufficiency | 2025 | 32 | 64.1 | 1
3 Revenue Sufficiency | 2025 | 32 | 65.9 | 1
3 Revenue Sufficiency | 2025 | 32 | 67.9 | 1
3 Revenue Sufficiency | 2025 | 32 | 73.1 | 1
3 Revenue Sufficiency | 2025 | 32 | 75.5 | 1
3 Revenue Sufficiency | 2025 | 32 | 78.9 | 2
3 Revenue Sufficiency | 2025 | 32 | 80 | 1
3 Revenue Sufficiency | 2025 | 32 | 85.4 | 1
3 Revenue Sufficiency | 2025 | 32 | 86.6 | 1
3 Revenue Sufficiency | 2025 | 32 | 87.3 | 1
3 Revenue Sufficiency | 2025 | 32 | 94.9 | 1
3 Revenue Sufficiency | 2025 | 32 | 112 | 1
3 Revenue Sufficiency | 2025 | 32 | 114.3 | 1
3 Revenue Sufficiency | 2025 | 33 | -117 | 1
3 Revenue Sufficiency | 2025 | 33 | -101 | 1
3 Revenue Sufficiency | 2025 | 33 | -83.3 | 1
3 Revenue Sufficiency | 2025 | 33 | -82.9 | 1
3 Revenue Sufficiency | 2025 | 33 | -78.9 | 1
3 Revenue Sufficiency | 2025 | 33 | -75.7 | 1
3 Revenue Sufficiency | 2025 | 33 | -71.4 | 1
3 Revenue Sufficiency | 2025 | 33 | -61.5 | 1
3 Revenue Sufficiency | 2025 | 33 | -61 | 1
3 Revenue Sufficiency | 2025 | 33 | -60.8 | 1
3 Revenue Sufficiency | 2025 | 33 | -60.7 | 1
3 Revenue Sufficiency | 2025 | 33 | -57.6 | 1
3 Revenue Sufficiency | 2025 | 33 | -55.6 | 1
3 Revenue Sufficiency | 2025 | 33 | -50.4 | 1
3 Revenue Sufficiency | 2025 | 33 | -49.6 | 1
3 Revenue Sufficiency | 2025 | 33 | -45.2 | 2
3 Revenue Sufficiency | 2025 | 33 | -44.9 | 1
3 Revenue Sufficiency | 2025 | 33 | -42.8 | 1
3 Revenue Sufficiency | 2025 | 33 | -40.7 | 1
3 Revenue Sufficiency | 2025 | 33 | -22.9 | 2
3 Revenue Sufficiency | 2025 | 33 | 24.1 | 1
3 Revenue Sufficiency | 2025 | 33 | 28.3 | 1
3 Revenue Sufficiency | 2025 | 33 | 36.1 | 1
3 Revenue Sufficiency | 2025 | 33 | 37.3 | 1
3 Revenue Sufficiency | 2025 | 33 | 48.8 | 1
3 Revenue Sufficiency | 2025 | 33 | 51.7 | 1
3 Revenue Sufficiency | 2025 | 33 | 51.8 | 1
3 Revenue Sufficiency | 2025 | 33 | 52.2 | 1
3 Revenue Sufficiency | 2025 | 33 | 53.8 | 1
3 Revenue Sufficiency | 2025 | 33 | 54 | 1
3 Revenue Sufficiency | 2025 | 33 | 54.6 | 1
3 Revenue Sufficiency | 2025 | 33 | 58.2 | 1
3 Revenue Sufficiency | 2025 | 33 | 61.6 | 1
3 Revenue Sufficiency | 2025 | 33 | 69.7 | 1
3 Revenue Sufficiency | 2025 | 33 | 70.7 | 1
3 Revenue Sufficiency | 2025 | 33 | 73.6 | 1
3 Revenue Sufficiency | 2025 | 33 | 84.8 | 1
3 Revenue Sufficiency | 2025 | 33 | 86.2 | 1
3 Revenue Sufficiency | 2025 | 33 | 86.8 | 1
3 Revenue Sufficiency | 2025 | 33 | 104.7 | 1
3 Revenue Sufficiency | 2025 | 33 | 106.8 | 1
3 Revenue Sufficiency | 2025 | 34 | -138.8 | 1
3 Revenue Sufficiency | 2025 | 34 | -128 | 1
3 Revenue Sufficiency | 2025 | 34 | -106.9 | 1
3 Revenue Sufficiency | 2025 | 34 | -102.8 | 1
3 Revenue Sufficiency | 2025 | 34 | -87.9 | 1
3 Revenue Sufficiency | 2025 | 34 | -85.6 | 1
3 Revenue Sufficiency | 2025 | 34 | -81.8 | 1
3 Revenue Sufficiency | 2025 | 34 | -81.6 | 1
3 Revenue Sufficiency | 2025 | 34 | -74.4 | 1
3 Revenue Sufficiency | 2025 | 34 | -65.1 | 1
3 Revenue Sufficiency | 2025 | 34 | -63.3 | 1
3 Revenue Sufficiency | 2025 | 34 | -59.4 | 1
3 Revenue Sufficiency | 2025 | 34 | -51.8 | 1
3 Revenue Sufficiency | 2025 | 34 | -51.5 | 1
3 Revenue Sufficiency | 2025 | 34 | -47.5 | 1
3 Revenue Sufficiency | 2025 | 34 | -45 | 1
3 Revenue Sufficiency | 2025 | 34 | -44.3 | 1
3 Revenue Sufficiency | 2025 | 34 | -43.1 | 1
3 Revenue Sufficiency | 2025 | 34 | -40.6 | 1
3 Revenue Sufficiency | 2025 | 34 | -26.8 | 1
3 Revenue Sufficiency | 2025 | 34 | -23.2 | 1
3 Revenue Sufficiency | 2025 | 34 | 24.9 | 1
3 Revenue Sufficiency | 2025 | 34 | 34.3 | 1
3 Revenue Sufficiency | 2025 | 34 | 34.8 | 1
3 Revenue Sufficiency | 2025 | 34 | 35.2 | 1
3 Revenue Sufficiency | 2025 | 34 | 40.5 | 1
3 Revenue Sufficiency | 2025 | 34 | 46.3 | 1
3 Revenue Sufficiency | 2025 | 34 | 47.8 | 1
3 Revenue Sufficiency | 2025 | 34 | 52.4 | 1
3 Revenue Sufficiency | 2025 | 34 | 53.9 | 1
3 Revenue Sufficiency | 2025 | 34 | 57.3 | 1
3 Revenue Sufficiency | 2025 | 34 | 61.2 | 1
3 Revenue Sufficiency | 2025 | 34 | 62.8 | 1
3 Revenue Sufficiency | 2025 | 34 | 73.3 | 1
3 Revenue Sufficiency | 2025 | 34 | 74.8 | 1
3 Revenue Sufficiency | 2025 | 34 | 75.3 | 1
3 Revenue Sufficiency | 2025 | 34 | 76.5 | 1
3 Revenue Sufficiency | 2025 | 34 | 85.5 | 1
3 Revenue Sufficiency | 2025 | 34 | 94.3 | 1
3 Revenue Sufficiency | 2025 | 34 | 97.7 | 1
3 Revenue Sufficiency | 2025 | 34 | 119.5 | 1
3 Revenue Sufficiency | 2025 | 34 | 154.5 | 1
3 Revenue Sufficiency | 2025 | 35 | -206 | 1
3 Revenue Sufficiency | 2025 | 35 | -144 | 1
3 Revenue Sufficiency | 2025 | 35 | -126.3 | 1
3 Revenue Sufficiency | 2025 | 35 | -99.4 | 1
3 Revenue Sufficiency | 2025 | 35 | -91 | 1
3 Revenue Sufficiency | 2025 | 35 | -84.8 | 1
3 Revenue Sufficiency | 2025 | 35 | -80.5 | 1
3 Revenue Sufficiency | 2025 | 35 | -72 | 1
3 Revenue Sufficiency | 2025 | 35 | -71.7 | 1
3 Revenue Sufficiency | 2025 | 35 | -70.1 | 1
3 Revenue Sufficiency | 2025 | 35 | -62 | 1
3 Revenue Sufficiency | 2025 | 35 | -61.4 | 1
3 Revenue Sufficiency | 2025 | 35 | -61.1 | 1
3 Revenue Sufficiency | 2025 | 35 | -56.6 | 1
3 Revenue Sufficiency | 2025 | 35 | -55.8 | 1
3 Revenue Sufficiency | 2025 | 35 | -55.4 | 1
3 Revenue Sufficiency | 2025 | 35 | -54.7 | 1
3 Revenue Sufficiency | 2025 | 35 | -48.4 | 1
3 Revenue Sufficiency | 2025 | 35 | -47.9 | 1
3 Revenue Sufficiency | 2025 | 35 | -42.9 | 1
3 Revenue Sufficiency | 2025 | 35 | 21 | 1
3 Revenue Sufficiency | 2025 | 35 | 27.3 | 1
3 Revenue Sufficiency | 2025 | 35 | 28.5 | 1
3 Revenue Sufficiency | 2025 | 35 | 30.7 | 1
3 Revenue Sufficiency | 2025 | 35 | 38.4 | 1
3 Revenue Sufficiency | 2025 | 35 | 40.6 | 1
3 Revenue Sufficiency | 2025 | 35 | 50.7 | 1
3 Revenue Sufficiency | 2025 | 35 | 52 | 1
3 Revenue Sufficiency | 2025 | 35 | 53 | 1
3 Revenue Sufficiency | 2025 | 35 | 55.8 | 1
3 Revenue Sufficiency | 2025 | 35 | 56.3 | 1
3 Revenue Sufficiency | 2025 | 35 | 60.8 | 1
3 Revenue Sufficiency | 2025 | 35 | 62.3 | 1
3 Revenue Sufficiency | 2025 | 35 | 86.3 | 1
3 Revenue Sufficiency | 2025 | 35 | 89.8 | 1
3 Revenue Sufficiency | 2025 | 36 | -137.7 | 1
3 Revenue Sufficiency | 2025 | 36 | -122.8 | 1
3 Revenue Sufficiency | 2025 | 36 | -116.4 | 1
3 Revenue Sufficiency | 2025 | 36 | -102.8 | 1
3 Revenue Sufficiency | 2025 | 36 | -101.1 | 1
3 Revenue Sufficiency | 2025 | 36 | -100.2 | 1
3 Revenue Sufficiency | 2025 | 36 | -98.9 | 1
3 Revenue Sufficiency | 2025 | 36 | -75.6 | 1
3 Revenue Sufficiency | 2025 | 36 | -68 | 1
3 Revenue Sufficiency | 2025 | 36 | -67.2 | 1
3 Revenue Sufficiency | 2025 | 36 | -65.5 | 1
3 Revenue Sufficiency | 2025 | 36 | -61.1 | 1
3 Revenue Sufficiency | 2025 | 36 | -59.6 | 1
3 Revenue Sufficiency | 2025 | 36 | -58.7 | 1
3 Revenue Sufficiency | 2025 | 36 | -55.7 | 1
3 Revenue Sufficiency | 2025 | 36 | -53.2 | 1
3 Revenue Sufficiency | 2025 | 36 | -52.4 | 1
3 Revenue Sufficiency | 2025 | 36 | -50.2 | 1
3 Revenue Sufficiency | 2025 | 36 | -44.2 | 1
3 Revenue Sufficiency | 2025 | 36 | -38.4 | 1
3 Revenue Sufficiency | 2025 | 36 | -36.2 | 1
3 Revenue Sufficiency | 2025 | 36 | -35.2 | 1
3 Revenue Sufficiency | 2025 | 36 | -32.8 | 1
3 Revenue Sufficiency | 2025 | 36 | 29 | 1
3 Revenue Sufficiency | 2025 | 36 | 34.3 | 1
3 Revenue Sufficiency | 2025 | 36 | 35.7 | 1
3 Revenue Sufficiency | 2025 | 36 | 36.2 | 1
3 Revenue Sufficiency | 2025 | 36 | 36.3 | 1
3 Revenue Sufficiency | 2025 | 36 | 43.1 | 1
3 Revenue Sufficiency | 2025 | 36 | 43.7 | 1
3 Revenue Sufficiency | 2025 | 36 | 45.2 | 1
3 Revenue Sufficiency | 2025 | 36 | 48.7 | 1
3 Revenue Sufficiency | 2025 | 36 | 50.7 | 1
3 Revenue Sufficiency | 2025 | 36 | 52.4 | 1
3 Revenue Sufficiency | 2025 | 36 | 58.9 | 1
3 Revenue Sufficiency | 2025 | 36 | 60 | 1
3 Revenue Sufficiency | 2025 | 36 | 78.9 | 1
3 Revenue Sufficiency | 2025 | 36 | 89.2 | 1
3 Revenue Sufficiency | 2025 | 36 | 92.1 | 1
3 Revenue Sufficiency | 2025 | 36 | 92.2 | 1
3 Revenue Sufficiency | 2025 | 36 | 93.1 | 1
3 Revenue Sufficiency | 2025 | 36 | 97.5 | 1
3 Revenue Sufficiency | 2025 | 36 | 97.8 | 1
3 Revenue Sufficiency | 2025 | 36 | 103.8 | 1
3 Revenue Sufficiency | 2025 | 36 | 107.3 | 1
3 Revenue Sufficiency | 2025 | 36 | 124.3 | 1
3 Revenue Sufficiency | 2025 | 36 | 127 | 1
3 Revenue Sufficiency | 2025 | 36 | 185.7 | 1
3 Revenue Sufficiency | 2025 | 37 | -116.4 | 1
3 Revenue Sufficiency | 2025 | 37 | -115.7 | 1
3 Revenue Sufficiency | 2025 | 37 | -111.4 | 1
3 Revenue Sufficiency | 2025 | 37 | -110.3 | 1
3 Revenue Sufficiency | 2025 | 37 | -102.2 | 1
3 Revenue Sufficiency | 2025 | 37 | -99.5 | 1
3 Revenue Sufficiency | 2025 | 37 | -89.1 | 1
3 Revenue Sufficiency | 2025 | 37 | -87.5 | 1
3 Revenue Sufficiency | 2025 | 37 | -86.7 | 1
3 Revenue Sufficiency | 2025 | 37 | -78.1 | 1
3 Revenue Sufficiency | 2025 | 37 | -69 | 1
3 Revenue Sufficiency | 2025 | 37 | -63.3 | 1
3 Revenue Sufficiency | 2025 | 37 | -56.9 | 1
3 Revenue Sufficiency | 2025 | 37 | -51.8 | 1
3 Revenue Sufficiency | 2025 | 37 | -28.8 | 1
3 Revenue Sufficiency | 2025 | 37 | 20.3 | 1
3 Revenue Sufficiency | 2025 | 37 | 29.4 | 1
3 Revenue Sufficiency | 2025 | 37 | 35.9 | 1
3 Revenue Sufficiency | 2025 | 37 | 38.9 | 1
3 Revenue Sufficiency | 2025 | 37 | 43.5 | 1
3 Revenue Sufficiency | 2025 | 37 | 43.9 | 1
3 Revenue Sufficiency | 2025 | 37 | 52.3 | 1
3 Revenue Sufficiency | 2025 | 37 | 55.9 | 1
3 Revenue Sufficiency | 2025 | 37 | 57.8 | 1
3 Revenue Sufficiency | 2025 | 37 | 61.2 | 1
3 Revenue Sufficiency | 2025 | 37 | 61.9 | 1
3 Revenue Sufficiency | 2025 | 37 | 63.5 | 1
3 Revenue Sufficiency | 2025 | 37 | 64.4 | 1
3 Revenue Sufficiency | 2025 | 37 | 72.8 | 1
3 Revenue Sufficiency | 2025 | 37 | 80.3 | 1
3 Revenue Sufficiency | 2025 | 37 | 84.5 | 1
3 Revenue Sufficiency | 2025 | 37 | 85.1 | 1
3 Revenue Sufficiency | 2025 | 37 | 98.9 | 1
3 Revenue Sufficiency | 2025 | 37 | 109.8 | 1
3 Revenue Sufficiency | 2025 | 38 | -109.1 | 1
3 Revenue Sufficiency | 2025 | 38 | -102.4 | 1
3 Revenue Sufficiency | 2025 | 38 | -83.6 | 1
3 Revenue Sufficiency | 2025 | 38 | -78 | 1
3 Revenue Sufficiency | 2025 | 38 | -71.2 | 1
3 Revenue Sufficiency | 2025 | 38 | -67.6 | 1
3 Revenue Sufficiency | 2025 | 38 | -65.7 | 1
3 Revenue Sufficiency | 2025 | 38 | -56.3 | 1
3 Revenue Sufficiency | 2025 | 38 | -42.1 | 1
3 Revenue Sufficiency | 2025 | 38 | -28.9 | 1
3 Revenue Sufficiency | 2025 | 38 | -28.7 | 1
3 Revenue Sufficiency | 2025 | 38 | 29.9 | 1
3 Revenue Sufficiency | 2025 | 38 | 30 | 1
3 Revenue Sufficiency | 2025 | 38 | 30.7 | 1
3 Revenue Sufficiency | 2025 | 38 | 34.3 | 1
3 Revenue Sufficiency | 2025 | 38 | 35.2 | 1
3 Revenue Sufficiency | 2025 | 38 | 44.6 | 1
3 Revenue Sufficiency | 2025 | 38 | 48.5 | 1
3 Revenue Sufficiency | 2025 | 38 | 51.2 | 1
3 Revenue Sufficiency | 2025 | 38 | 52.2 | 1
3 Revenue Sufficiency | 2025 | 38 | 54.1 | 1
3 Revenue Sufficiency | 2025 | 38 | 61.6 | 1
3 Revenue Sufficiency | 2025 | 38 | 61.8 | 1
3 Revenue Sufficiency | 2025 | 38 | 63.7 | 1
3 Revenue Sufficiency | 2025 | 38 | 67 | 1
3 Revenue Sufficiency | 2025 | 38 | 70.1 | 1
3 Revenue Sufficiency | 2025 | 38 | 76.5 | 1
3 Revenue Sufficiency | 2025 | 38 | 79.4 | 1
3 Revenue Sufficiency | 2025 | 38 | 83.9 | 1
3 Revenue Sufficiency | 2025 | 38 | 87.9 | 1
3 Revenue Sufficiency | 2025 | 38 | 88.8 | 1
3 Revenue Sufficiency | 2025 | 38 | 102.4 | 1
3 Revenue Sufficiency | 2025 | 38 | 126.4 | 1
3 Revenue Sufficiency | 2025 | 38 | 133.2 | 1
3 Revenue Sufficiency | 2025 | 38 | 150.8 | 1
3 Revenue Sufficiency | 2025 | 39 | -115.8 | 1
3 Revenue Sufficiency | 2025 | 39 | -107.7 | 1
3 Revenue Sufficiency | 2025 | 39 | -94.2 | 1
3 Revenue Sufficiency | 2025 | 39 | -93 | 1
3 Revenue Sufficiency | 2025 | 39 | -90.9 | 1
3 Revenue Sufficiency | 2025 | 39 | -76 | 1
3 Revenue Sufficiency | 2025 | 39 | -72.1 | 1
3 Revenue Sufficiency | 2025 | 39 | -70.3 | 1
3 Revenue Sufficiency | 2025 | 39 | -69 | 1
3 Revenue Sufficiency | 2025 | 39 | -67 | 1
3 Revenue Sufficiency | 2025 | 39 | -54.8 | 1
3 Revenue Sufficiency | 2025 | 39 | -53.7 | 1
3 Revenue Sufficiency | 2025 | 39 | -25.5 | 1
3 Revenue Sufficiency | 2025 | 39 | 27.6 | 1
3 Revenue Sufficiency | 2025 | 39 | 30.1 | 1
3 Revenue Sufficiency | 2025 | 39 | 40.3 | 1
3 Revenue Sufficiency | 2025 | 39 | 40.6 | 1
3 Revenue Sufficiency | 2025 | 39 | 48.3 | 1
3 Revenue Sufficiency | 2025 | 39 | 51.6 | 1
3 Revenue Sufficiency | 2025 | 39 | 52.8 | 1
3 Revenue Sufficiency | 2025 | 39 | 56.1 | 1
3 Revenue Sufficiency | 2025 | 39 | 59.4 | 1
3 Revenue Sufficiency | 2025 | 39 | 64.5 | 1
3 Revenue Sufficiency | 2025 | 39 | 75.4 | 1
3 Revenue Sufficiency | 2025 | 39 | 78.1 | 1
3 Revenue Sufficiency | 2025 | 39 | 78.8 | 1
3 Revenue Sufficiency | 2025 | 39 | 85.9 | 1
3 Revenue Sufficiency | 2025 | 39 | 92.1 | 1
3 Revenue Sufficiency | 2025 | 39 | 97.3 | 1
3 Revenue Sufficiency | 2025 | 39 | 103.4 | 1
3 Revenue Sufficiency | 2025 | 39 | 150.8 | 1
3 Revenue Sufficiency | 2025 | 40 | -143.7 | 1
3 Revenue Sufficiency | 2025 | 40 | -126 | 1
3 Revenue Sufficiency | 2025 | 40 | -111.1 | 1
3 Revenue Sufficiency | 2025 | 40 | -111 | 1
3 Revenue Sufficiency | 2025 | 40 | -110.6 | 1
3 Revenue Sufficiency | 2025 | 40 | -108.9 | 1
3 Revenue Sufficiency | 2025 | 40 | -82.7 | 1
3 Revenue Sufficiency | 2025 | 40 | -79.1 | 1
3 Revenue Sufficiency | 2025 | 40 | -77.1 | 1
3 Revenue Sufficiency | 2025 | 40 | -74.9 | 1
3 Revenue Sufficiency | 2025 | 40 | -58.1 | 2
3 Revenue Sufficiency | 2025 | 40 | -44.4 | 1
3 Revenue Sufficiency | 2025 | 40 | -41.7 | 1
3 Revenue Sufficiency | 2025 | 40 | -37.6 | 1
3 Revenue Sufficiency | 2025 | 40 | 29.8 | 1
3 Revenue Sufficiency | 2025 | 40 | 41.2 | 1
3 Revenue Sufficiency | 2025 | 40 | 53.2 | 1
3 Revenue Sufficiency | 2025 | 40 | 56.6 | 1
3 Revenue Sufficiency | 2025 | 40 | 57.9 | 1
3 Revenue Sufficiency | 2025 | 40 | 73 | 1
3 Revenue Sufficiency | 2025 | 40 | 74.4 | 1
3 Revenue Sufficiency | 2025 | 40 | 75.5 | 1
3 Revenue Sufficiency | 2025 | 40 | 87.2 | 1
3 Revenue Sufficiency | 2025 | 40 | 106.7 | 1
3 Revenue Sufficiency | 2025 | 40 | 107 | 1
3 Revenue Sufficiency | 2025 | 40 | 107.1 | 1
3 Revenue Sufficiency | 2025 | 40 | 112 | 1
3 Revenue Sufficiency | 2025 | 40 | 114.6 | 1
3 Revenue Sufficiency | 2025 | 40 | 176.4 | 1
3 Revenue Sufficiency | 2025 | 41 | -101.3 | 1
3 Revenue Sufficiency | 2025 | 41 | -96.6 | 1
3 Revenue Sufficiency | 2025 | 41 | -78 | 1
3 Revenue Sufficiency | 2025 | 41 | -77.2 | 1
3 Revenue Sufficiency | 2025 | 41 | -72.6 | 1
3 Revenue Sufficiency | 2025 | 41 | -72.3 | 1
3 Revenue Sufficiency | 2025 | 41 | -69.3 | 1
3 Revenue Sufficiency | 2025 | 41 | -69 | 1
3 Revenue Sufficiency | 2025 | 41 | -67.3 | 1
3 Revenue Sufficiency | 2025 | 41 | -66.1 | 1
3 Revenue Sufficiency | 2025 | 41 | -65.1 | 1
3 Revenue Sufficiency | 2025 | 41 | -63.6 | 1
3 Revenue Sufficiency | 2025 | 41 | -58.3 | 1
3 Revenue Sufficiency | 2025 | 41 | -55.3 | 1
3 Revenue Sufficiency | 2025 | 41 | -51.8 | 1
3 Revenue Sufficiency | 2025 | 41 | -51.1 | 1
3 Revenue Sufficiency | 2025 | 41 | -50.2 | 1
3 Revenue Sufficiency | 2025 | 41 | 19.7 | 1
3 Revenue Sufficiency | 2025 | 41 | 51.1 | 1
3 Revenue Sufficiency | 2025 | 41 | 53.2 | 1
3 Revenue Sufficiency | 2025 | 41 | 62.9 | 1
3 Revenue Sufficiency | 2025 | 41 | 71.2 | 1
3 Revenue Sufficiency | 2025 | 41 | 77.5 | 1
3 Revenue Sufficiency | 2025 | 41 | 81.7 | 1
3 Revenue Sufficiency | 2025 | 41 | 91.4 | 1
3 Revenue Sufficiency | 2025 | 41 | 99.6 | 1
3 Revenue Sufficiency | 2025 | 41 | 156 | 1
3 Revenue Sufficiency | 2025 | 42 | -113.5 | 1
3 Revenue Sufficiency | 2025 | 42 | -112.3 | 1
3 Revenue Sufficiency | 2025 | 42 | -103 | 1
3 Revenue Sufficiency | 2025 | 42 | -81 | 1
3 Revenue Sufficiency | 2025 | 42 | -75.2 | 1
3 Revenue Sufficiency | 2025 | 42 | -69 | 1
3 Revenue Sufficiency | 2025 | 42 | -62.6 | 1
3 Revenue Sufficiency | 2025 | 42 | -61.9 | 1
3 Revenue Sufficiency | 2025 | 42 | -61.2 | 1
3 Revenue Sufficiency | 2025 | 42 | -55.8 | 1
3 Revenue Sufficiency | 2025 | 42 | -48 | 1
3 Revenue Sufficiency | 2025 | 42 | -44.1 | 1
3 Revenue Sufficiency | 2025 | 42 | -42.1 | 1
3 Revenue Sufficiency | 2025 | 42 | -40.8 | 1
3 Revenue Sufficiency | 2025 | 42 | -40.7 | 1
3 Revenue Sufficiency | 2025 | 42 | -39.5 | 1
3 Revenue Sufficiency | 2025 | 42 | 25.5 | 1
3 Revenue Sufficiency | 2025 | 42 | 36.9 | 1
3 Revenue Sufficiency | 2025 | 42 | 43.5 | 1
3 Revenue Sufficiency | 2025 | 42 | 49.3 | 1
3 Revenue Sufficiency | 2025 | 42 | 60.8 | 1
3 Revenue Sufficiency | 2025 | 42 | 61 | 1
3 Revenue Sufficiency | 2025 | 42 | 64.3 | 1
3 Revenue Sufficiency | 2025 | 42 | 67.3 | 1
3 Revenue Sufficiency | 2025 | 42 | 67.4 | 1
3 Revenue Sufficiency | 2025 | 42 | 67.9 | 1
3 Revenue Sufficiency | 2025 | 43 | -117.6 | 1
3 Revenue Sufficiency | 2025 | 43 | -81.5 | 1
3 Revenue Sufficiency | 2025 | 43 | -74.1 | 1
3 Revenue Sufficiency | 2025 | 43 | -69.9 | 1
3 Revenue Sufficiency | 2025 | 43 | -64.7 | 1
3 Revenue Sufficiency | 2025 | 43 | -59.9 | 1
3 Revenue Sufficiency | 2025 | 43 | -51.4 | 1
3 Revenue Sufficiency | 2025 | 43 | -49.6 | 1
3 Revenue Sufficiency | 2025 | 43 | 31.8 | 1
3 Revenue Sufficiency | 2025 | 43 | 34 | 1
3 Revenue Sufficiency | 2025 | 43 | 38.2 | 1
3 Revenue Sufficiency | 2025 | 43 | 45.5 | 1
3 Revenue Sufficiency | 2025 | 43 | 47.8 | 1
3 Revenue Sufficiency | 2025 | 43 | 49.4 | 1
3 Revenue Sufficiency | 2025 | 43 | 49.8 | 1
3 Revenue Sufficiency | 2025 | 43 | 51.2 | 1
3 Revenue Sufficiency | 2025 | 43 | 53.5 | 1
3 Revenue Sufficiency | 2025 | 43 | 63.3 | 1
3 Revenue Sufficiency | 2025 | 43 | 63.5 | 1
3 Revenue Sufficiency | 2025 | 43 | 64.9 | 1
3 Revenue Sufficiency | 2025 | 43 | 65 | 1
3 Revenue Sufficiency | 2025 | 43 | 65.6 | 1
3 Revenue Sufficiency | 2025 | 43 | 65.9 | 1
3 Revenue Sufficiency | 2025 | 43 | 73.5 | 1
3 Revenue Sufficiency | 2025 | 43 | 85 | 1
3 Revenue Sufficiency | 2025 | 43 | 109.6 | 1
3 Revenue Sufficiency | 2025 | 44 | -97 | 1
3 Revenue Sufficiency | 2025 | 44 | -85.6 | 1
3 Revenue Sufficiency | 2025 | 44 | -63.4 | 1
3 Revenue Sufficiency | 2025 | 44 | -62.4 | 1
3 Revenue Sufficiency | 2025 | 44 | -55.6 | 1
3 Revenue Sufficiency | 2025 | 44 | -52 | 1
3 Revenue Sufficiency | 2025 | 44 | 35.5 | 1
3 Revenue Sufficiency | 2025 | 44 | 38.7 | 1
3 Revenue Sufficiency | 2025 | 44 | 49.4 | 1
3 Revenue Sufficiency | 2025 | 44 | 64.6 | 1
3 Revenue Sufficiency | 2025 | 44 | 68 | 1
3 Revenue Sufficiency | 2025 | 44 | 87.7 | 1
3 Revenue Sufficiency | 2025 | 44 | 90.2 | 1
3 Revenue Sufficiency | 2025 | 44 | 94.2 | 1
3 Revenue Sufficiency | 2025 | 44 | 104.1 | 1
3 Revenue Sufficiency | 2025 | 44 | 104.5 | 1
3 Revenue Sufficiency | 2025 | 45 | -105.4 | 1
3 Revenue Sufficiency | 2025 | 45 | -90.1 | 1
3 Revenue Sufficiency | 2025 | 45 | -82.5 | 1
3 Revenue Sufficiency | 2025 | 45 | -70.5 | 1
3 Revenue Sufficiency | 2025 | 45 | -70.2 | 1
3 Revenue Sufficiency | 2025 | 45 | -64.8 | 1
3 Revenue Sufficiency | 2025 | 45 | -64.3 | 1
3 Revenue Sufficiency | 2025 | 45 | -63.4 | 1
3 Revenue Sufficiency | 2025 | 45 | -52.9 | 1
3 Revenue Sufficiency | 2025 | 45 | 55.5 | 1
3 Revenue Sufficiency | 2025 | 45 | 56 | 1
3 Revenue Sufficiency | 2025 | 45 | 61 | 1
3 Revenue Sufficiency | 2025 | 45 | 65.7 | 1
3 Revenue Sufficiency | 2025 | 45 | 79.8 | 1
3 Revenue Sufficiency | 2025 | 45 | 93.9 | 1
3 Revenue Sufficiency | 2025 | 45 | 100.9 | 1
3 Revenue Sufficiency | 2025 | 45 | 102.1 | 1
3 Revenue Sufficiency | 2025 | 45 | 119.7 | 1
3 Revenue Sufficiency | 2025 | 46 | -156.2 | 1
3 Revenue Sufficiency | 2025 | 46 | -131.7 | 1
3 Revenue Sufficiency | 2025 | 46 | -108.5 | 1
3 Revenue Sufficiency | 2025 | 46 | -87.7 | 1
3 Revenue Sufficiency | 2025 | 46 | -74.9 | 1
3 Revenue Sufficiency | 2025 | 46 | -52.7 | 1
3 Revenue Sufficiency | 2025 | 46 | -49.8 | 1
3 Revenue Sufficiency | 2025 | 46 | -37.6 | 1
3 Revenue Sufficiency | 2025 | 46 | -30.2 | 1
3 Revenue Sufficiency | 2025 | 46 | 39.8 | 1
3 Revenue Sufficiency | 2025 | 46 | 43.9 | 1
3 Revenue Sufficiency | 2025 | 46 | 46.8 | 1
3 Revenue Sufficiency | 2025 | 46 | 65.3 | 1
3 Revenue Sufficiency | 2025 | 46 | 71.2 | 1
3 Revenue Sufficiency | 2025 | 46 | 82.8 | 1
3 Revenue Sufficiency | 2025 | 46 | 90.9 | 1
3 Revenue Sufficiency | 2025 | 46 | 99.5 | 1
3 Revenue Sufficiency | 2025 | 46 | 104.1 | 1
3 Revenue Sufficiency | 2025 | 46 | 104.4 | 1
3 Revenue Sufficiency | 2025 | 46 | 113.4 | 1
3 Revenue Sufficiency | 2025 | 47 | -151.8 | 1
3 Revenue Sufficiency | 2025 | 47 | -82.1 | 1
3 Revenue Sufficiency | 2025 | 47 | -60.8 | 1
3 Revenue Sufficiency | 2025 | 47 | -52.4 | 1
3 Revenue Sufficiency | 2025 | 47 | 36 | 1
3 Revenue Sufficiency | 2025 | 47 | 49.7 | 1
3 Revenue Sufficiency | 2025 | 47 | 50.4 | 1
3 Revenue Sufficiency | 2025 | 47 | 53 | 1
3 Revenue Sufficiency | 2025 | 47 | 66.8 | 1
3 Revenue Sufficiency | 2025 | 47 | 74.2 | 1
3 Revenue Sufficiency | 2025 | 47 | 75 | 1
3 Revenue Sufficiency | 2025 | 48 | -133 | 1
3 Revenue Sufficiency | 2025 | 48 | -124.1 | 1
3 Revenue Sufficiency | 2025 | 48 | -112.8 | 1
3 Revenue Sufficiency | 2025 | 48 | -112.5 | 1
3 Revenue Sufficiency | 2025 | 48 | -108.4 | 1
3 Revenue Sufficiency | 2025 | 48 | -97.3 | 1
3 Revenue Sufficiency | 2025 | 48 | -51.5 | 1
3 Revenue Sufficiency | 2025 | 48 | -44.2 | 1
3 Revenue Sufficiency | 2025 | 48 | -36.2 | 1
3 Revenue Sufficiency | 2025 | 48 | 44.9 | 1
3 Revenue Sufficiency | 2025 | 48 | 52.7 | 1
3 Revenue Sufficiency | 2025 | 48 | 60.7 | 1
3 Revenue Sufficiency | 2025 | 48 | 61.6 | 1
3 Revenue Sufficiency | 2025 | 48 | 66.6 | 1
3 Revenue Sufficiency | 2025 | 48 | 68.7 | 1
3 Revenue Sufficiency | 2025 | 48 | 81.8 | 1
3 Revenue Sufficiency | 2025 | 48 | 116.5 | 1
3 Revenue Sufficiency | 2025 | 48 | 119 | 1
3 Revenue Sufficiency | 2025 | 49 | -174.4 | 1
3 Revenue Sufficiency | 2025 | 49 | -104.2 | 1
3 Revenue Sufficiency | 2025 | 49 | -91.8 | 1
3 Revenue Sufficiency | 2025 | 49 | -82 | 1
3 Revenue Sufficiency | 2025 | 49 | -45.1 | 1
3 Revenue Sufficiency | 2025 | 49 | 36.1 | 1
3 Revenue Sufficiency | 2025 | 49 | 41.3 | 1
3 Revenue Sufficiency | 2025 | 49 | 61.3 | 1
3 Revenue Sufficiency | 2025 | 49 | 67.1 | 1
3 Revenue Sufficiency | 2025 | 50 | -154.8 | 1
3 Revenue Sufficiency | 2025 | 50 | -134.1 | 1
3 Revenue Sufficiency | 2025 | 50 | -86 | 1
3 Revenue Sufficiency | 2025 | 50 | -78.9 | 1
3 Revenue Sufficiency | 2025 | 50 | -66.8 | 1
3 Revenue Sufficiency | 2025 | 50 | -66.7 | 1
3 Revenue Sufficiency | 2025 | 50 | -64.9 | 1
3 Revenue Sufficiency | 2025 | 50 | 46.5 | 1
3 Revenue Sufficiency | 2025 | 50 | 59.7 | 1
3 Revenue Sufficiency | 2025 | 50 | 59.9 | 1
3 Revenue Sufficiency | 2025 | 50 | 62.5 | 1
3 Revenue Sufficiency | 2025 | 50 | 65.9 | 1
3 Revenue Sufficiency | 2025 | 50 | 82.2 | 1
3 Revenue Sufficiency | 2025 | 50 | 87.9 | 1
3 Revenue Sufficiency | 2025 | 50 | 126.5 | 1
3 Revenue Sufficiency | 2025 | 50 | 130.9 | 1
3 Revenue Sufficiency | 2025 | 50 | 141.3 | 1
3 Revenue Sufficiency | 2025 | 50 | 167.8 | 1
3 Revenue Sufficiency | 2025 | 51 | -174.1 | 1
3 Revenue Sufficiency | 2025 | 51 | -173.4 | 1
3 Revenue Sufficiency | 2025 | 51 | -60 | 1
3 Revenue Sufficiency | 2025 | 51 | -57.4 | 1
3 Revenue Sufficiency | 2025 | 51 | -50.6 | 1
3 Revenue Sufficiency | 2025 | 51 | -42 | 1
3 Revenue Sufficiency | 2025 | 51 | 48.4 | 1
3 Revenue Sufficiency | 2025 | 51 | 51 | 1
3 Revenue Sufficiency | 2025 | 51 | 52.6 | 1
3 Revenue Sufficiency | 2025 | 51 | 56.9 | 1
3 Revenue Sufficiency | 2025 | 51 | 61.1 | 1
3 Revenue Sufficiency | 2025 | 51 | 72.7 | 1
3 Revenue Sufficiency | 2025 | 51 | 96.7 | 1
3 Revenue Sufficiency | 2025 | 51 | 123.1 | 1
3 Revenue Sufficiency | 2025 | 52 | -182.2 | 1
3 Revenue Sufficiency | 2025 | 52 | -141.3 | 1
3 Revenue Sufficiency | 2025 | 52 | -110.7 | 1
3 Revenue Sufficiency | 2025 | 52 | -58.7 | 1
3 Revenue Sufficiency | 2025 | 52 | 56.8 | 1
3 Revenue Sufficiency | 2025 | 52 | 61.7 | 1
3 Revenue Sufficiency | 2025 | 52 | 176.9 | 1
3 Revenue Sufficiency | 2025 | 53 | -170.6 | 1
3 Revenue Sufficiency | 2025 | 53 | -113.2 | 1
3 Revenue Sufficiency | 2025 | 53 | -99.9 | 1
3 Revenue Sufficiency | 2025 | 53 | -91 | 1
3 Revenue Sufficiency | 2025 | 53 | -59.2 | 1
3 Revenue Sufficiency | 2025 | 53 | -58.5 | 1
3 Revenue Sufficiency | 2025 | 53 | -56.4 | 1
3 Revenue Sufficiency | 2025 | 53 | 60 | 1
3 Revenue Sufficiency | 2025 | 53 | 66.5 | 1
3 Revenue Sufficiency | 2025 | 54 | -118.3 | 1
3 Revenue Sufficiency | 2025 | 54 | -107.2 | 1
3 Revenue Sufficiency | 2025 | 54 | -93.2 | 1
3 Revenue Sufficiency | 2025 | 54 | -82.7 | 1
3 Revenue Sufficiency | 2025 | 54 | -54.5 | 1
3 Revenue Sufficiency | 2025 | 54 | 60.9 | 1
3 Revenue Sufficiency | 2025 | 54 | 62.3 | 1
3 Revenue Sufficiency | 2025 | 54 | 73.6 | 1
3 Revenue Sufficiency | 2025 | 54 | 75.6 | 1
3 Revenue Sufficiency | 2025 | 54 | 84.7 | 1
3 Revenue Sufficiency | 2025 | 54 | 91.2 | 1
3 Revenue Sufficiency | 2025 | 54 | 180.3 | 1
3 Revenue Sufficiency | 2025 | 55 | -95.6 | 1
3 Revenue Sufficiency | 2025 | 55 | -91.4 | 1
3 Revenue Sufficiency | 2025 | 55 | -61.5 | 1
3 Revenue Sufficiency | 2025 | 55 | -56.8 | 1
3 Revenue Sufficiency | 2025 | 55 | -48.7 | 1
3 Revenue Sufficiency | 2025 | 55 | -46.4 | 1
3 Revenue Sufficiency | 2025 | 55 | -44.4 | 1
3 Revenue Sufficiency | 2025 | 55 | 43.6 | 1
3 Revenue Sufficiency | 2025 | 55 | 62.8 | 1
3 Revenue Sufficiency | 2025 | 55 | 97.3 | 1
3 Revenue Sufficiency | 2025 | 55 | 99.5 | 1
3 Revenue Sufficiency | 2025 | 55 | 108.6 | 1
3 Revenue Sufficiency | 2025 | 55 | 140.6 | 1
3 Revenue Sufficiency | 2025 | 56 | -174.1 | 1
3 Revenue Sufficiency | 2025 | 56 | -173 | 1
3 Revenue Sufficiency | 2025 | 56 | 48.7 | 1
3 Revenue Sufficiency | 2025 | 56 | 56.2 | 1
3 Revenue Sufficiency | 2025 | 56 | 56.8 | 1
3 Revenue Sufficiency | 2025 | 56 | 81.1 | 1
3 Revenue Sufficiency | 2025 | 57 | -101.9 | 1
3 Revenue Sufficiency | 2025 | 57 | -83 | 1
3 Revenue Sufficiency | 2025 | 57 | -66.5 | 1
3 Revenue Sufficiency | 2025 | 57 | -66.1 | 1
3 Revenue Sufficiency | 2025 | 57 | -48.2 | 1
3 Revenue Sufficiency | 2025 | 57 | 64 | 1
3 Revenue Sufficiency | 2025 | 57 | 69.6 | 1
3 Revenue Sufficiency | 2025 | 57 | 76.8 | 1
3 Revenue Sufficiency | 2025 | 57 | 98.2 | 1
3 Revenue Sufficiency | 2025 | 58 | -99.7 | 1
3 Revenue Sufficiency | 2025 | 58 | -94 | 1
3 Revenue Sufficiency | 2025 | 58 | -83.1 | 1
3 Revenue Sufficiency | 2025 | 58 | -42.1 | 1
3 Revenue Sufficiency | 2025 | 58 | 57.9 | 1
3 Revenue Sufficiency | 2025 | 58 | 62.3 | 1
3 Revenue Sufficiency | 2025 | 58 | 77.7 | 1
3 Revenue Sufficiency | 2025 | 58 | 81.4 | 1
3 Revenue Sufficiency | 2025 | 58 | 95 | 1
3 Revenue Sufficiency | 2025 | 58 | 109.2 | 1
3 Revenue Sufficiency | 2025 | 59 | -104.6 | 1
3 Revenue Sufficiency | 2025 | 59 | -86.2 | 1
3 Revenue Sufficiency | 2025 | 59 | -85.5 | 1
3 Revenue Sufficiency | 2025 | 59 | -80.3 | 1
3 Revenue Sufficiency | 2025 | 59 | 40.4 | 1
3 Revenue Sufficiency | 2025 | 59 | 54.1 | 1
3 Revenue Sufficiency | 2025 | 59 | 65.6 | 1
3 Revenue Sufficiency | 2025 | 60 | -162.2 | 1
3 Revenue Sufficiency | 2025 | 60 | -96.7 | 1
3 Revenue Sufficiency | 2025 | 60 | -96.6 | 1
3 Revenue Sufficiency | 2025 | 60 | -86.2 | 1
3 Revenue Sufficiency | 2025 | 60 | -79.6 | 1
3 Revenue Sufficiency | 2025 | 60 | -60.7 | 1
3 Revenue Sufficiency | 2025 | 60 | 130.9 | 1
3 Revenue Sufficiency | 2025 | 61 | -62.6 | 1
3 Revenue Sufficiency | 2025 | 61 | 43.3 | 1
3 Revenue Sufficiency | 2025 | 61 | 50.1 | 1
3 Revenue Sufficiency | 2025 | 62 | -112.1 | 1
3 Revenue Sufficiency | 2025 | 62 | -50.1 | 1
3 Revenue Sufficiency | 2025 | 62 | 52.2 | 1
3 Revenue Sufficiency | 2025 | 63 | -111.4 | 1
3 Revenue Sufficiency | 2025 | 63 | 103.9 | 1
3 Revenue Sufficiency | 2025 | 64 | -125.6 | 1
3 Revenue Sufficiency | 2025 | 64 | -85.7 | 1
3 Revenue Sufficiency | 2025 | 65 | -152.6 | 1
3 Revenue Sufficiency | 2025 | 65 | -136.1 | 1
3 Revenue Sufficiency | 2025 | 65 | -76.9 | 1
3 Revenue Sufficiency | 2025 | 65 | 60.5 | 1
3 Revenue Sufficiency | 2025 | 65 | 71.4 | 1
3 Revenue Sufficiency | 2025 | 65 | 93.9 | 1
3 Revenue Sufficiency | 2025 | 66 | -71.5 | 1
3 Revenue Sufficiency | 2025 | 66 | 45.6 | 1
3 Revenue Sufficiency | 2025 | 66 | 128.2 | 1
3 Revenue Sufficiency | 2025 | 67 | -89.8 | 1
3 Revenue Sufficiency | 2025 | 67 | -82.6 | 1
3 Revenue Sufficiency | 2025 | 67 | -70.2 | 1
3 Revenue Sufficiency | 2025 | 68 | 63.1 | 1
3 Revenue Sufficiency | 2025 | 69 | -143.1 | 1
3 Revenue Sufficiency | 2025 | 69 | -78.9 | 1
3 Revenue Sufficiency | 2025 | 69 | -75.9 | 1
3 Revenue Sufficiency | 2025 | 69 | 55.2 | 1
3 Revenue Sufficiency | 2025 | 69 | 112.1 | 1
3 Revenue Sufficiency | 2025 | 70 | -123.2 | 1
3 Revenue Sufficiency | 2025 | 70 | -90.9 | 1
3 Revenue Sufficiency | 2025 | 70 | 71.3 | 1
3 Revenue Sufficiency | 2025 | 71 | 74.5 | 1
3 Revenue Sufficiency | 2025 | 73 | -91.4 | 1
3 Revenue Sufficiency | 2025 | 75 | 71.1 | 1
3 Revenue Sufficiency | 2025 | 78 | -192.4 | 1
3 Revenue Sufficiency | 2025 | 79 | -74.1 | 1
3 Revenue Sufficiency | 2025 | 79 | -68.3 | 1
3 Revenue Sufficiency | 2025 | 79 | 60.1 | 1
3 Revenue Sufficiency | 2025 | 81 | -237 | 1
3 Revenue Sufficiency | 2025 | 84 | 49.7 | 1
3 Revenue Sufficiency | 2025 | 99 | -85.1 | 1
3 Revenue Sufficiency | 2025 | 99 | 76.5 | 1
3 Revenue Sufficiency | 2030 | 1 | -406.7 | 1
3 Revenue Sufficiency | 2030 | 1 | -351.4 | 1
3 Revenue Sufficiency | 2030 | 1 | -135.7 | 1
3 Revenue Sufficiency | 2030 | 1 | -125.3 | 1
3 Revenue Sufficiency | 2030 | 1 | -85.2 | 1
3 Revenue Sufficiency | 2030 | 1 | -79.7 | 1
3 Revenue Sufficiency | 2030 | 1 | -78.6 | 1
3 Revenue Sufficiency | 2030 | 1 | -74 | 1
3 Revenue Sufficiency | 2030 | 1 | -73 | 1
3 Revenue Sufficiency | 2030 | 1 | -72.6 | 1
3 Revenue Sufficiency | 2030 | 1 | -72 | 1
3 Revenue Sufficiency | 2030 | 1 | -70.3 | 2
3 Revenue Sufficiency | 2030 | 1 | -69.8 | 1
3 Revenue Sufficiency | 2030 | 1 | -69.4 | 1
3 Revenue Sufficiency | 2030 | 1 | -67.9 | 1
3 Revenue Sufficiency | 2030 | 1 | -67.7 | 1
3 Revenue Sufficiency | 2030 | 1 | -66.9 | 2
3 Revenue Sufficiency | 2030 | 1 | -66.6 | 1
3 Revenue Sufficiency | 2030 | 1 | -66.3 | 1
3 Revenue Sufficiency | 2030 | 1 | -64.5 | 1
3 Revenue Sufficiency | 2030 | 1 | -63.5 | 1
3 Revenue Sufficiency | 2030 | 1 | -62.9 | 1
3 Revenue Sufficiency | 2030 | 1 | -62.1 | 1
3 Revenue Sufficiency | 2030 | 1 | -62 | 2
3 Revenue Sufficiency | 2030 | 1 | -61 | 1
3 Revenue Sufficiency | 2030 | 1 | -60.6 | 2
3 Revenue Sufficiency | 2030 | 1 | -59.2 | 1
3 Revenue Sufficiency | 2030 | 1 | -59.1 | 2
3 Revenue Sufficiency | 2030 | 1 | -59 | 2
3 Revenue Sufficiency | 2030 | 1 | -58.5 | 1
3 Revenue Sufficiency | 2030 | 1 | -58.3 | 1
3 Revenue Sufficiency | 2030 | 1 | -58.2 | 1
3 Revenue Sufficiency | 2030 | 1 | -58.1 | 1
3 Revenue Sufficiency | 2030 | 1 | -57.8 | 1
3 Revenue Sufficiency | 2030 | 1 | -57.7 | 1
3 Revenue Sufficiency | 2030 | 1 | -57.5 | 1
3 Revenue Sufficiency | 2030 | 1 | -57.4 | 1
3 Revenue Sufficiency | 2030 | 1 | -56.9 | 2
3 Revenue Sufficiency | 2030 | 1 | -56.7 | 1
3 Revenue Sufficiency | 2030 | 1 | -56.5 | 2
3 Revenue Sufficiency | 2030 | 1 | -56.4 | 1
3 Revenue Sufficiency | 2030 | 1 | -56.2 | 1
3 Revenue Sufficiency | 2030 | 1 | -55.8 | 1
3 Revenue Sufficiency | 2030 | 1 | -55.5 | 1
3 Revenue Sufficiency | 2030 | 1 | -55.4 | 1
3 Revenue Sufficiency | 2030 | 1 | -54.7 | 1
3 Revenue Sufficiency | 2030 | 1 | -54.6 | 1
3 Revenue Sufficiency | 2030 | 1 | -54.5 | 2
3 Revenue Sufficiency | 2030 | 1 | -54.2 | 1
3 Revenue Sufficiency | 2030 | 1 | -54 | 1
3 Revenue Sufficiency | 2030 | 1 | -53.9 | 2
3 Revenue Sufficiency | 2030 | 1 | -53.6 | 2
3 Revenue Sufficiency | 2030 | 1 | -53.3 | 1
3 Revenue Sufficiency | 2030 | 1 | -53.1 | 2
3 Revenue Sufficiency | 2030 | 1 | -52.8 | 2
3 Revenue Sufficiency | 2030 | 1 | -52.7 | 1
3 Revenue Sufficiency | 2030 | 1 | -52.6 | 1
3 Revenue Sufficiency | 2030 | 1 | -52.5 | 1
3 Revenue Sufficiency | 2030 | 1 | -52.4 | 3
3 Revenue Sufficiency | 2030 | 1 | -52.2 | 1
3 Revenue Sufficiency | 2030 | 1 | -52.1 | 2
3 Revenue Sufficiency | 2030 | 1 | -52 | 1
3 Revenue Sufficiency | 2030 | 1 | -51.9 | 1
3 Revenue Sufficiency | 2030 | 1 | -51.6 | 2
3 Revenue Sufficiency | 2030 | 1 | -51.4 | 4
3 Revenue Sufficiency | 2030 | 1 | -51.3 | 1
3 Revenue Sufficiency | 2030 | 1 | -51.2 | 1
3 Revenue Sufficiency | 2030 | 1 | -51.1 | 4
3 Revenue Sufficiency | 2030 | 1 | -51 | 2
3 Revenue Sufficiency | 2030 | 1 | -50.7 | 1
3 Revenue Sufficiency | 2030 | 1 | -50.6 | 1
3 Revenue Sufficiency | 2030 | 1 | -50.4 | 2
3 Revenue Sufficiency | 2030 | 1 | -50.3 | 1
3 Revenue Sufficiency | 2030 | 1 | -50.2 | 1
3 Revenue Sufficiency | 2030 | 1 | -49.8 | 1
3 Revenue Sufficiency | 2030 | 1 | -49.7 | 1
3 Revenue Sufficiency | 2030 | 1 | -49.6 | 1
3 Revenue Sufficiency | 2030 | 1 | -49.4 | 1
3 Revenue Sufficiency | 2030 | 1 | -49.2 | 1
3 Revenue Sufficiency | 2030 | 1 | -48.9 | 5
3 Revenue Sufficiency | 2030 | 1 | -48.8 | 2
3 Revenue Sufficiency | 2030 | 1 | -48.7 | 4
3 Revenue Sufficiency | 2030 | 1 | -48.6 | 1
3 Revenue Sufficiency | 2030 | 1 | -48.5 | 2
3 Revenue Sufficiency | 2030 | 1 | -48.4 | 1
3 Revenue Sufficiency | 2030 | 1 | -48.3 | 2
3 Revenue Sufficiency | 2030 | 1 | -48.2 | 3
3 Revenue Sufficiency | 2030 | 1 | -48 | 1
3 Revenue Sufficiency | 2030 | 1 | -47.9 | 3
3 Revenue Sufficiency | 2030 | 1 | -47.8 | 1
3 Revenue Sufficiency | 2030 | 1 | -47.7 | 1
3 Revenue Sufficiency | 2030 | 1 | -47.5 | 2
3 Revenue Sufficiency | 2030 | 1 | -47.4 | 4
3 Revenue Sufficiency | 2030 | 1 | -47.2 | 2
3 Revenue Sufficiency | 2030 | 1 | -47.1 | 1
3 Revenue Sufficiency | 2030 | 1 | -47 | 3
3 Revenue Sufficiency | 2030 | 1 | -46.9 | 2
3 Revenue Sufficiency | 2030 | 1 | -46.8 | 4
3 Revenue Sufficiency | 2030 | 1 | -46.7 | 7
3 Revenue Sufficiency | 2030 | 1 | -46.6 | 1
3 Revenue Sufficiency | 2030 | 1 | -46.4 | 1
3 Revenue Sufficiency | 2030 | 1 | -46.3 | 4
3 Revenue Sufficiency | 2030 | 1 | -46.1 | 1
3 Revenue Sufficiency | 2030 | 1 | -45.9 | 2
3 Revenue Sufficiency | 2030 | 1 | -45.7 | 2
3 Revenue Sufficiency | 2030 | 1 | -45.6 | 1
3 Revenue Sufficiency | 2030 | 1 | -45.5 | 2
3 Revenue Sufficiency | 2030 | 1 | -45.4 | 4
3 Revenue Sufficiency | 2030 | 1 | -45.3 | 2
3 Revenue Sufficiency | 2030 | 1 | -45.2 | 1
3 Revenue Sufficiency | 2030 | 1 | -45.1 | 3
3 Revenue Sufficiency | 2030 | 1 | -45 | 3
3 Revenue Sufficiency | 2030 | 1 | -44.8 | 2
3 Revenue Sufficiency | 2030 | 1 | -44.7 | 3
3 Revenue Sufficiency | 2030 | 1 | -44.6 | 2
3 Revenue Sufficiency | 2030 | 1 | -44.5 | 4
3 Revenue Sufficiency | 2030 | 1 | -44.4 | 5
3 Revenue Sufficiency | 2030 | 1 | -44.3 | 3
3 Revenue Sufficiency | 2030 | 1 | -44.2 | 7
3 Revenue Sufficiency | 2030 | 1 | -44.1 | 3
3 Revenue Sufficiency | 2030 | 1 | -44 | 2
3 Revenue Sufficiency | 2030 | 1 | -43.9 | 3
3 Revenue Sufficiency | 2030 | 1 | -43.8 | 2
3 Revenue Sufficiency | 2030 | 1 | -43.7 | 4
3 Revenue Sufficiency | 2030 | 1 | -43.6 | 4
3 Revenue Sufficiency | 2030 | 1 | -43.5 | 3
3 Revenue Sufficiency | 2030 | 1 | -43.4 | 5
3 Revenue Sufficiency | 2030 | 1 | -43.3 | 2
3 Revenue Sufficiency | 2030 | 1 | -43.2 | 6
3 Revenue Sufficiency | 2030 | 1 | -43.1 | 4
3 Revenue Sufficiency | 2030 | 1 | -43 | 3
3 Revenue Sufficiency | 2030 | 1 | -42.9 | 2
3 Revenue Sufficiency | 2030 | 1 | -42.8 | 4
3 Revenue Sufficiency | 2030 | 1 | -42.7 | 1
3 Revenue Sufficiency | 2030 | 1 | -42.5 | 5
3 Revenue Sufficiency | 2030 | 1 | -42.4 | 5
3 Revenue Sufficiency | 2030 | 1 | -42.3 | 3
3 Revenue Sufficiency | 2030 | 1 | -42.2 | 3
3 Revenue Sufficiency | 2030 | 1 | -42.1 | 5
3 Revenue Sufficiency | 2030 | 1 | -42 | 4
3 Revenue Sufficiency | 2030 | 1 | -41.9 | 5
3 Revenue Sufficiency | 2030 | 1 | -41.8 | 2
3 Revenue Sufficiency | 2030 | 1 | -41.7 | 2
3 Revenue Sufficiency | 2030 | 1 | -41.6 | 3
3 Revenue Sufficiency | 2030 | 1 | -41.5 | 4
3 Revenue Sufficiency | 2030 | 1 | -41.4 | 7
3 Revenue Sufficiency | 2030 | 1 | -41.3 | 6
3 Revenue Sufficiency | 2030 | 1 | -41.2 | 6
3 Revenue Sufficiency | 2030 | 1 | -41.1 | 2
3 Revenue Sufficiency | 2030 | 1 | -41 | 4
3 Revenue Sufficiency | 2030 | 1 | -40.9 | 2
3 Revenue Sufficiency | 2030 | 1 | -40.8 | 3
3 Revenue Sufficiency | 2030 | 1 | -40.7 | 1
3 Revenue Sufficiency | 2030 | 1 | -40.6 | 4
3 Revenue Sufficiency | 2030 | 1 | -40.5 | 8
3 Revenue Sufficiency | 2030 | 1 | -40.4 | 2
3 Revenue Sufficiency | 2030 | 1 | -40.3 | 4
3 Revenue Sufficiency | 2030 | 1 | -40.2 | 7
3 Revenue Sufficiency | 2030 | 1 | -40.1 | 8
3 Revenue Sufficiency | 2030 | 1 | -40 | 5
3 Revenue Sufficiency | 2030 | 1 | -39.9 | 7
3 Revenue Sufficiency | 2030 | 1 | -39.8 | 4
3 Revenue Sufficiency | 2030 | 1 | -39.7 | 9
3 Revenue Sufficiency | 2030 | 1 | -39.6 | 2
3 Revenue Sufficiency | 2030 | 1 | -39.5 | 6
3 Revenue Sufficiency | 2030 | 1 | -39.4 | 10
3 Revenue Sufficiency | 2030 | 1 | -39.3 | 5
3 Revenue Sufficiency | 2030 | 1 | -39.2 | 7
3 Revenue Sufficiency | 2030 | 1 | -39.1 | 3
3 Revenue Sufficiency | 2030 | 1 | -39 | 7
3 Revenue Sufficiency | 2030 | 1 | -38.9 | 7
3 Revenue Sufficiency | 2030 | 1 | -38.8 | 12
3 Revenue Sufficiency | 2030 | 1 | -38.7 | 5
3 Revenue Sufficiency | 2030 | 1 | -38.6 | 4
3 Revenue Sufficiency | 2030 | 1 | -38.5 | 8
3 Revenue Sufficiency | 2030 | 1 | -38.4 | 4
3 Revenue Sufficiency | 2030 | 1 | -38.3 | 5
3 Revenue Sufficiency | 2030 | 1 | -38.2 | 7
3 Revenue Sufficiency | 2030 | 1 | -38.1 | 5
3 Revenue Sufficiency | 2030 | 1 | -38 | 4
3 Revenue Sufficiency | 2030 | 1 | -37.9 | 8
3 Revenue Sufficiency | 2030 | 1 | -37.8 | 5
3 Revenue Sufficiency | 2030 | 1 | -37.7 | 5
3 Revenue Sufficiency | 2030 | 1 | -37.6 | 9
3 Revenue Sufficiency | 2030 | 1 | -37.5 | 9
3 Revenue Sufficiency | 2030 | 1 | -37.4 | 12
3 Revenue Sufficiency | 2030 | 1 | -37.2 | 9
3 Revenue Sufficiency | 2030 | 1 | -37.1 | 4
3 Revenue Sufficiency | 2030 | 1 | -37 | 9
3 Revenue Sufficiency | 2030 | 1 | -36.9 | 4
3 Revenue Sufficiency | 2030 | 1 | -36.8 | 4
3 Revenue Sufficiency | 2030 | 1 | -36.7 | 5
3 Revenue Sufficiency | 2030 | 1 | -36.6 | 11
3 Revenue Sufficiency | 2030 | 1 | -36.5 | 8
3 Revenue Sufficiency | 2030 | 1 | -36.4 | 6
3 Revenue Sufficiency | 2030 | 1 | -36.3 | 8
3 Revenue Sufficiency | 2030 | 1 | -36.2 | 10
3 Revenue Sufficiency | 2030 | 1 | -36.1 | 5
3 Revenue Sufficiency | 2030 | 1 | -36 | 3
3 Revenue Sufficiency | 2030 | 1 | -35.9 | 7
3 Revenue Sufficiency | 2030 | 1 | -35.8 | 6
3 Revenue Sufficiency | 2030 | 1 | -35.7 | 8
3 Revenue Sufficiency | 2030 | 1 | -35.6 | 5
3 Revenue Sufficiency | 2030 | 1 | -35.5 | 8
3 Revenue Sufficiency | 2030 | 1 | -35.4 | 13
3 Revenue Sufficiency | 2030 | 1 | -35.3 | 7
3 Revenue Sufficiency | 2030 | 1 | -35.2 | 3
3 Revenue Sufficiency | 2030 | 1 | -35.1 | 10
3 Revenue Sufficiency | 2030 | 1 | -35 | 11
3 Revenue Sufficiency | 2030 | 1 | -34.9 | 9
3 Revenue Sufficiency | 2030 | 1 | -34.8 | 4
3 Revenue Sufficiency | 2030 | 1 | -34.7 | 13
3 Revenue Sufficiency | 2030 | 1 | -34.6 | 7
3 Revenue Sufficiency | 2030 | 1 | -34.5 | 11
3 Revenue Sufficiency | 2030 | 1 | -34.4 | 4
3 Revenue Sufficiency | 2030 | 1 | -34.3 | 15
3 Revenue Sufficiency | 2030 | 1 | -34.2 | 9
3 Revenue Sufficiency | 2030 | 1 | -34.1 | 5
3 Revenue Sufficiency | 2030 | 1 | -34 | 10
3 Revenue Sufficiency | 2030 | 1 | -33.9 | 8
3 Revenue Sufficiency | 2030 | 1 | -33.8 | 9
3 Revenue Sufficiency | 2030 | 1 | -33.7 | 14
3 Revenue Sufficiency | 2030 | 1 | -33.6 | 13
3 Revenue Sufficiency | 2030 | 1 | -33.5 | 13
3 Revenue Sufficiency | 2030 | 1 | -33.4 | 10
3 Revenue Sufficiency | 2030 | 1 | -33.3 | 13
3 Revenue Sufficiency | 2030 | 1 | -33.2 | 15
3 Revenue Sufficiency | 2030 | 1 | -33.1 | 22
3 Revenue Sufficiency | 2030 | 1 | -33 | 17
3 Revenue Sufficiency | 2030 | 1 | -32.9 | 9
3 Revenue Sufficiency | 2030 | 1 | -32.8 | 10
3 Revenue Sufficiency | 2030 | 1 | -32.7 | 14
3 Revenue Sufficiency | 2030 | 1 | -32.6 | 15
3 Revenue Sufficiency | 2030 | 1 | -32.5 | 15
3 Revenue Sufficiency | 2030 | 1 | -32.4 | 13
3 Revenue Sufficiency | 2030 | 1 | -32.3 | 18
3 Revenue Sufficiency | 2030 | 1 | -32.2 | 17
3 Revenue Sufficiency | 2030 | 1 | -32.1 | 15
3 Revenue Sufficiency | 2030 | 1 | -32 | 12
3 Revenue Sufficiency | 2030 | 1 | -31.9 | 8
3 Revenue Sufficiency | 2030 | 1 | -31.8 | 16
3 Revenue Sufficiency | 2030 | 1 | -31.7 | 13
3 Revenue Sufficiency | 2030 | 1 | -31.6 | 20
3 Revenue Sufficiency | 2030 | 1 | -31.5 | 13
3 Revenue Sufficiency | 2030 | 1 | -31.4 | 17
3 Revenue Sufficiency | 2030 | 1 | -31.3 | 13
3 Revenue Sufficiency | 2030 | 1 | -31.2 | 21
3 Revenue Sufficiency | 2030 | 1 | -31.1 | 12
3 Revenue Sufficiency | 2030 | 1 | -31 | 13
3 Revenue Sufficiency | 2030 | 1 | -30.9 | 14
3 Revenue Sufficiency | 2030 | 1 | -30.8 | 11
3 Revenue Sufficiency | 2030 | 1 | -30.7 | 17
3 Revenue Sufficiency | 2030 | 1 | -30.6 | 11
3 Revenue Sufficiency | 2030 | 1 | -30.5 | 10
3 Revenue Sufficiency | 2030 | 1 | -30.4 | 18
3 Revenue Sufficiency | 2030 | 1 | -30.3 | 16
3 Revenue Sufficiency | 2030 | 1 | -30.2 | 18
3 Revenue Sufficiency | 2030 | 1 | -30.1 | 23
3 Revenue Sufficiency | 2030 | 1 | -30 | 6
3 Revenue Sufficiency | 2030 | 1 | -29.9 | 16
3 Revenue Sufficiency | 2030 | 1 | -29.8 | 16
3 Revenue Sufficiency | 2030 | 1 | -29.7 | 25
3 Revenue Sufficiency | 2030 | 1 | -29.6 | 7
3 Revenue Sufficiency | 2030 | 1 | -29.5 | 15
3 Revenue Sufficiency | 2030 | 1 | -29.4 | 17
3 Revenue Sufficiency | 2030 | 1 | -29.3 | 13
3 Revenue Sufficiency | 2030 | 1 | -29.2 | 26
3 Revenue Sufficiency | 2030 | 1 | -29.1 | 11
3 Revenue Sufficiency | 2030 | 1 | -29 | 10
3 Revenue Sufficiency | 2030 | 1 | -28.9 | 16
3 Revenue Sufficiency | 2030 | 1 | -28.8 | 23
3 Revenue Sufficiency | 2030 | 1 | -28.7 | 22
3 Revenue Sufficiency | 2030 | 1 | -28.6 | 27
3 Revenue Sufficiency | 2030 | 1 | -28.5 | 24
3 Revenue Sufficiency | 2030 | 1 | -28.4 | 22
3 Revenue Sufficiency | 2030 | 1 | -28.3 | 27
3 Revenue Sufficiency | 2030 | 1 | -28.2 | 15
3 Revenue Sufficiency | 2030 | 1 | -28.1 | 21
3 Revenue Sufficiency | 2030 | 1 | -28 | 20
3 Revenue Sufficiency | 2030 | 1 | -27.9 | 17
3 Revenue Sufficiency | 2030 | 1 | -27.8 | 31
3 Revenue Sufficiency | 2030 | 1 | -27.7 | 28
3 Revenue Sufficiency | 2030 | 1 | -27.6 | 25
3 Revenue Sufficiency | 2030 | 1 | -27.5 | 32
3 Revenue Sufficiency | 2030 | 1 | -27.4 | 30
3 Revenue Sufficiency | 2030 | 1 | -27.3 | 34
3 Revenue Sufficiency | 2030 | 1 | -27.2 | 24
3 Revenue Sufficiency | 2030 | 1 | -27.1 | 25
3 Revenue Sufficiency | 2030 | 1 | -27 | 18
3 Revenue Sufficiency | 2030 | 1 | -26.9 | 16
3 Revenue Sufficiency | 2030 | 1 | -26.8 | 25
3 Revenue Sufficiency | 2030 | 1 | -26.7 | 25
3 Revenue Sufficiency | 2030 | 1 | -26.6 | 33
3 Revenue Sufficiency | 2030 | 1 | -26.5 | 17
3 Revenue Sufficiency | 2030 | 1 | -26.4 | 29
3 Revenue Sufficiency | 2030 | 1 | -26.3 | 21
3 Revenue Sufficiency | 2030 | 1 | -26.2 | 32
3 Revenue Sufficiency | 2030 | 1 | -26.1 | 25
3 Revenue Sufficiency | 2030 | 1 | -26 | 35
3 Revenue Sufficiency | 2030 | 1 | -25.9 | 31
3 Revenue Sufficiency | 2030 | 1 | -25.8 | 31
3 Revenue Sufficiency | 2030 | 1 | -25.7 | 18
3 Revenue Sufficiency | 2030 | 1 | -25.6 | 20
3 Revenue Sufficiency | 2030 | 1 | -25.5 | 23
3 Revenue Sufficiency | 2030 | 1 | -25.4 | 20
3 Revenue Sufficiency | 2030 | 1 | -25.3 | 30
3 Revenue Sufficiency | 2030 | 1 | -25.2 | 40
3 Revenue Sufficiency | 2030 | 1 | -25.1 | 29
3 Revenue Sufficiency | 2030 | 1 | -25 | 31
3 Revenue Sufficiency | 2030 | 1 | -24.9 | 25
3 Revenue Sufficiency | 2030 | 1 | -24.8 | 30
3 Revenue Sufficiency | 2030 | 1 | -24.7 | 30
3 Revenue Sufficiency | 2030 | 1 | -24.6 | 33
3 Revenue Sufficiency | 2030 | 1 | -24.5 | 30
3 Revenue Sufficiency | 2030 | 1 | -24.4 | 27
3 Revenue Sufficiency | 2030 | 1 | -24.3 | 40
3 Revenue Sufficiency | 2030 | 1 | -24.2 | 41
3 Revenue Sufficiency | 2030 | 1 | -24.1 | 31
3 Revenue Sufficiency | 2030 | 1 | -24 | 44
3 Revenue Sufficiency | 2030 | 1 | -23.9 | 45
3 Revenue Sufficiency | 2030 | 1 | -23.8 | 29
3 Revenue Sufficiency | 2030 | 1 | -23.7 | 27
3 Revenue Sufficiency | 2030 | 1 | -23.6 | 40
3 Revenue Sufficiency | 2030 | 1 | -23.5 | 39
3 Revenue Sufficiency | 2030 | 1 | -23.4 | 31
3 Revenue Sufficiency | 2030 | 1 | -23.3 | 46
3 Revenue Sufficiency | 2030 | 1 | -23.2 | 40
3 Revenue Sufficiency | 2030 | 1 | -23.1 | 41
3 Revenue Sufficiency | 2030 | 1 | -23 | 43
3 Revenue Sufficiency | 2030 | 1 | -22.9 | 31
3 Revenue Sufficiency | 2030 | 1 | -22.8 | 46
3 Revenue Sufficiency | 2030 | 1 | -22.7 | 41
3 Revenue Sufficiency | 2030 | 1 | -22.6 | 33
3 Revenue Sufficiency | 2030 | 1 | -22.5 | 42
3 Revenue Sufficiency | 2030 | 1 | -22.4 | 38
3 Revenue Sufficiency | 2030 | 1 | -22.3 | 42
3 Revenue Sufficiency | 2030 | 1 | -22.2 | 42
3 Revenue Sufficiency | 2030 | 1 | -22.1 | 43
3 Revenue Sufficiency | 2030 | 1 | -22 | 41
3 Revenue Sufficiency | 2030 | 1 | -21.9 | 50
3 Revenue Sufficiency | 2030 | 1 | -21.8 | 38
3 Revenue Sufficiency | 2030 | 1 | -21.7 | 36
3 Revenue Sufficiency | 2030 | 1 | -21.6 | 46
3 Revenue Sufficiency | 2030 | 1 | -21.5 | 33
3 Revenue Sufficiency | 2030 | 1 | -21.4 | 67
3 Revenue Sufficiency | 2030 | 1 | -21.3 | 45
3 Revenue Sufficiency | 2030 | 1 | -21.2 | 37
3 Revenue Sufficiency | 2030 | 1 | -21.1 | 60
3 Revenue Sufficiency | 2030 | 1 | -21 | 56
3 Revenue Sufficiency | 2030 | 1 | -20.9 | 59
3 Revenue Sufficiency | 2030 | 1 | -20.8 | 43
3 Revenue Sufficiency | 2030 | 1 | -20.7 | 46
3 Revenue Sufficiency | 2030 | 1 | -20.6 | 50
3 Revenue Sufficiency | 2030 | 1 | -20.5 | 57
3 Revenue Sufficiency | 2030 | 1 | -20.4 | 45
3 Revenue Sufficiency | 2030 | 1 | -20.3 | 53
3 Revenue Sufficiency | 2030 | 1 | -20.2 | 56
3 Revenue Sufficiency | 2030 | 1 | -20.1 | 47
3 Revenue Sufficiency | 2030 | 1 | -20 | 62
3 Revenue Sufficiency | 2030 | 1 | -19.9 | 61
3 Revenue Sufficiency | 2030 | 1 | -19.8 | 53
3 Revenue Sufficiency | 2030 | 1 | -19.7 | 45
3 Revenue Sufficiency | 2030 | 1 | -19.6 | 58
3 Revenue Sufficiency | 2030 | 1 | -19.5 | 57
3 Revenue Sufficiency | 2030 | 1 | -19.4 | 57
3 Revenue Sufficiency | 2030 | 1 | -19.3 | 62
3 Revenue Sufficiency | 2030 | 1 | -19.2 | 62
3 Revenue Sufficiency | 2030 | 1 | -19.1 | 54
3 Revenue Sufficiency | 2030 | 1 | -19 | 63
3 Revenue Sufficiency | 2030 | 1 | -18.9 | 51
3 Revenue Sufficiency | 2030 | 1 | -18.8 | 49
3 Revenue Sufficiency | 2030 | 1 | -18.7 | 64
3 Revenue Sufficiency | 2030 | 1 | -18.6 | 60
3 Revenue Sufficiency | 2030 | 1 | -18.5 | 71
3 Revenue Sufficiency | 2030 | 1 | -18.4 | 55
3 Revenue Sufficiency | 2030 | 1 | -18.3 | 63
3 Revenue Sufficiency | 2030 | 1 | -18.2 | 69
3 Revenue Sufficiency | 2030 | 1 | -18.1 | 66
3 Revenue Sufficiency | 2030 | 1 | -18 | 69
3 Revenue Sufficiency | 2030 | 1 | -17.9 | 57
3 Revenue Sufficiency | 2030 | 1 | -17.8 | 76
3 Revenue Sufficiency | 2030 | 1 | -17.7 | 81
3 Revenue Sufficiency | 2030 | 1 | -17.6 | 79
3 Revenue Sufficiency | 2030 | 1 | -17.5 | 75
3 Revenue Sufficiency | 2030 | 1 | -17.4 | 70
3 Revenue Sufficiency | 2030 | 1 | -17.3 | 75
3 Revenue Sufficiency | 2030 | 1 | -17.2 | 71
3 Revenue Sufficiency | 2030 | 1 | -17.1 | 79
3 Revenue Sufficiency | 2030 | 1 | -17 | 86
3 Revenue Sufficiency | 2030 | 1 | -16.9 | 78
3 Revenue Sufficiency | 2030 | 1 | -16.8 | 74
3 Revenue Sufficiency | 2030 | 1 | -16.7 | 73
3 Revenue Sufficiency | 2030 | 1 | -16.6 | 70
3 Revenue Sufficiency | 2030 | 1 | -16.5 | 102
3 Revenue Sufficiency | 2030 | 1 | -16.4 | 87
3 Revenue Sufficiency | 2030 | 1 | -16.3 | 88
3 Revenue Sufficiency | 2030 | 1 | -16.2 | 91
3 Revenue Sufficiency | 2030 | 1 | -16.1 | 99
3 Revenue Sufficiency | 2030 | 1 | -16 | 79
3 Revenue Sufficiency | 2030 | 1 | -15.9 | 74
3 Revenue Sufficiency | 2030 | 1 | -15.8 | 86
3 Revenue Sufficiency | 2030 | 1 | -15.7 | 94
3 Revenue Sufficiency | 2030 | 1 | -15.6 | 97
3 Revenue Sufficiency | 2030 | 1 | -15.5 | 64
3 Revenue Sufficiency | 2030 | 1 | -15.4 | 87
3 Revenue Sufficiency | 2030 | 1 | -15.3 | 104
3 Revenue Sufficiency | 2030 | 1 | -15.2 | 89
3 Revenue Sufficiency | 2030 | 1 | -15.1 | 100
3 Revenue Sufficiency | 2030 | 1 | -15 | 116
3 Revenue Sufficiency | 2030 | 1 | -14.9 | 114
3 Revenue Sufficiency | 2030 | 1 | -14.8 | 106
3 Revenue Sufficiency | 2030 | 1 | -14.7 | 111
3 Revenue Sufficiency | 2030 | 1 | -14.6 | 97
3 Revenue Sufficiency | 2030 | 1 | -14.5 | 98
3 Revenue Sufficiency | 2030 | 1 | -14.4 | 88
3 Revenue Sufficiency | 2030 | 1 | -14.3 | 93
3 Revenue Sufficiency | 2030 | 1 | -14.2 | 113
3 Revenue Sufficiency | 2030 | 1 | -14.1 | 101
3 Revenue Sufficiency | 2030 | 1 | -14 | 128
3 Revenue Sufficiency | 2030 | 1 | -13.9 | 105
3 Revenue Sufficiency | 2030 | 1 | -13.8 | 107
3 Revenue Sufficiency | 2030 | 1 | -13.7 | 131
3 Revenue Sufficiency | 2030 | 1 | -13.6 | 119
3 Revenue Sufficiency | 2030 | 1 | -13.5 | 107
3 Revenue Sufficiency | 2030 | 1 | -13.4 | 96
3 Revenue Sufficiency | 2030 | 1 | -13.3 | 108
3 Revenue Sufficiency | 2030 | 1 | -13.2 | 112
3 Revenue Sufficiency | 2030 | 1 | -13.1 | 125
3 Revenue Sufficiency | 2030 | 1 | -13 | 116
3 Revenue Sufficiency | 2030 | 1 | -12.9 | 114
3 Revenue Sufficiency | 2030 | 1 | -12.8 | 119
3 Revenue Sufficiency | 2030 | 1 | -12.7 | 117
3 Revenue Sufficiency | 2030 | 1 | -12.6 | 116
3 Revenue Sufficiency | 2030 | 1 | -12.5 | 133
3 Revenue Sufficiency | 2030 | 1 | -12.4 | 129
3 Revenue Sufficiency | 2030 | 1 | -12.3 | 123
3 Revenue Sufficiency | 2030 | 1 | -12.2 | 134
3 Revenue Sufficiency | 2030 | 1 | -12.1 | 137
3 Revenue Sufficiency | 2030 | 1 | -12 | 146
3 Revenue Sufficiency | 2030 | 1 | -11.9 | 134
3 Revenue Sufficiency | 2030 | 1 | -11.8 | 111
3 Revenue Sufficiency | 2030 | 1 | -11.7 | 135
3 Revenue Sufficiency | 2030 | 1 | -11.6 | 143
3 Revenue Sufficiency | 2030 | 1 | -11.5 | 141
3 Revenue Sufficiency | 2030 | 1 | -11.4 | 126
3 Revenue Sufficiency | 2030 | 1 | -11.3 | 143
3 Revenue Sufficiency | 2030 | 1 | -11.2 | 150
3 Revenue Sufficiency | 2030 | 1 | -11.1 | 143
3 Revenue Sufficiency | 2030 | 1 | -11 | 151
3 Revenue Sufficiency | 2030 | 1 | -10.9 | 128
3 Revenue Sufficiency | 2030 | 1 | -10.8 | 128
3 Revenue Sufficiency | 2030 | 1 | -10.7 | 175
3 Revenue Sufficiency | 2030 | 1 | -10.6 | 156
3 Revenue Sufficiency | 2030 | 1 | -10.5 | 146
3 Revenue Sufficiency | 2030 | 1 | -10.4 | 159
3 Revenue Sufficiency | 2030 | 1 | -10.3 | 150
3 Revenue Sufficiency | 2030 | 1 | -10.2 | 137
3 Revenue Sufficiency | 2030 | 1 | -10.1 | 164
3 Revenue Sufficiency | 2030 | 1 | -10 | 151
3 Revenue Sufficiency | 2030 | 1 | -9.9 | 168
3 Revenue Sufficiency | 2030 | 1 | -9.8 | 150
3 Revenue Sufficiency | 2030 | 1 | -9.7 | 144
3 Revenue Sufficiency | 2030 | 1 | -9.6 | 176
3 Revenue Sufficiency | 2030 | 1 | -9.5 | 165
3 Revenue Sufficiency | 2030 | 1 | -9.4 | 177
3 Revenue Sufficiency | 2030 | 1 | -9.3 | 191
3 Revenue Sufficiency | 2030 | 1 | -9.2 | 185
3 Revenue Sufficiency | 2030 | 1 | -9.1 | 181
3 Revenue Sufficiency | 2030 | 1 | -9 | 188
3 Revenue Sufficiency | 2030 | 1 | -8.9 | 172
3 Revenue Sufficiency | 2030 | 1 | -8.8 | 174
3 Revenue Sufficiency | 2030 | 1 | -8.7 | 180
3 Revenue Sufficiency | 2030 | 1 | -8.6 | 161
3 Revenue Sufficiency | 2030 | 1 | -8.5 | 189
3 Revenue Sufficiency | 2030 | 1 | -8.4 | 203
3 Revenue Sufficiency | 2030 | 1 | -8.3 | 186
3 Revenue Sufficiency | 2030 | 1 | -8.2 | 205
3 Revenue Sufficiency | 2030 | 1 | -8.1 | 182
3 Revenue Sufficiency | 2030 | 1 | -8 | 209
3 Revenue Sufficiency | 2030 | 1 | -7.9 | 194
3 Revenue Sufficiency | 2030 | 1 | -7.8 | 181
3 Revenue Sufficiency | 2030 | 1 | -7.7 | 193
3 Revenue Sufficiency | 2030 | 1 | -7.6 | 189
3 Revenue Sufficiency | 2030 | 1 | -7.5 | 208
3 Revenue Sufficiency | 2030 | 1 | -7.4 | 176
3 Revenue Sufficiency | 2030 | 1 | -7.3 | 204
3 Revenue Sufficiency | 2030 | 1 | -7.2 | 208
3 Revenue Sufficiency | 2030 | 1 | -7.1 | 210
3 Revenue Sufficiency | 2030 | 1 | -7 | 221
3 Revenue Sufficiency | 2030 | 1 | -6.9 | 219
3 Revenue Sufficiency | 2030 | 1 | -6.8 | 248
3 Revenue Sufficiency | 2030 | 1 | -6.7 | 227
3 Revenue Sufficiency | 2030 | 1 | -6.6 | 226
3 Revenue Sufficiency | 2030 | 1 | -6.5 | 237
3 Revenue Sufficiency | 2030 | 1 | -6.4 | 257
3 Revenue Sufficiency | 2030 | 1 | -6.3 | 246
3 Revenue Sufficiency | 2030 | 1 | -6.2 | 231
3 Revenue Sufficiency | 2030 | 1 | -6.1 | 227
3 Revenue Sufficiency | 2030 | 1 | -6 | 252
3 Revenue Sufficiency | 2030 | 1 | -5.9 | 257
3 Revenue Sufficiency | 2030 | 1 | -5.8 | 268
3 Revenue Sufficiency | 2030 | 1 | -5.7 | 240
3 Revenue Sufficiency | 2030 | 1 | -5.6 | 252
3 Revenue Sufficiency | 2030 | 1 | -5.5 | 256
3 Revenue Sufficiency | 2030 | 1 | -5.4 | 242
3 Revenue Sufficiency | 2030 | 1 | -5.3 | 259
3 Revenue Sufficiency | 2030 | 1 | -5.2 | 236
3 Revenue Sufficiency | 2030 | 1 | -5.1 | 245
3 Revenue Sufficiency | 2030 | 1 | -5 | 268
3 Revenue Sufficiency | 2030 | 1 | -4.9 | 250
3 Revenue Sufficiency | 2030 | 1 | -4.8 | 291
3 Revenue Sufficiency | 2030 | 1 | -4.7 | 244
3 Revenue Sufficiency | 2030 | 1 | -4.6 | 255
3 Revenue Sufficiency | 2030 | 1 | -4.5 | 309
3 Revenue Sufficiency | 2030 | 1 | -4.4 | 295
3 Revenue Sufficiency | 2030 | 1 | -4.3 | 276
3 Revenue Sufficiency | 2030 | 1 | -4.2 | 307
3 Revenue Sufficiency | 2030 | 1 | -4.1 | 248
3 Revenue Sufficiency | 2030 | 1 | -4 | 269
3 Revenue Sufficiency | 2030 | 1 | -3.9 | 278
3 Revenue Sufficiency | 2030 | 1 | -3.8 | 290
3 Revenue Sufficiency | 2030 | 1 | -3.7 | 298
3 Revenue Sufficiency | 2030 | 1 | -3.6 | 300
3 Revenue Sufficiency | 2030 | 1 | -3.5 | 290
3 Revenue Sufficiency | 2030 | 1 | -3.4 | 311
3 Revenue Sufficiency | 2030 | 1 | -3.3 | 306
3 Revenue Sufficiency | 2030 | 1 | -3.2 | 287
3 Revenue Sufficiency | 2030 | 1 | -3.1 | 301
3 Revenue Sufficiency | 2030 | 1 | -3 | 275
3 Revenue Sufficiency | 2030 | 1 | -2.9 | 335
3 Revenue Sufficiency | 2030 | 1 | -2.8 | 309
3 Revenue Sufficiency | 2030 | 1 | -2.7 | 318
3 Revenue Sufficiency | 2030 | 1 | -2.6 | 322
3 Revenue Sufficiency | 2030 | 1 | -2.5 | 315
3 Revenue Sufficiency | 2030 | 1 | -2.4 | 322
3 Revenue Sufficiency | 2030 | 1 | -2.3 | 339
3 Revenue Sufficiency | 2030 | 1 | -2.2 | 317
3 Revenue Sufficiency | 2030 | 1 | -2.1 | 299
3 Revenue Sufficiency | 2030 | 1 | -2 | 351
3 Revenue Sufficiency | 2030 | 1 | -1.9 | 304
3 Revenue Sufficiency | 2030 | 1 | -1.8 | 354
3 Revenue Sufficiency | 2030 | 1 | -1.7 | 308
3 Revenue Sufficiency | 2030 | 1 | -1.6 | 358
3 Revenue Sufficiency | 2030 | 1 | -1.5 | 361
3 Revenue Sufficiency | 2030 | 1 | -1.4 | 341
3 Revenue Sufficiency | 2030 | 1 | -1.3 | 346
3 Revenue Sufficiency | 2030 | 1 | -1.2 | 354
3 Revenue Sufficiency | 2030 | 1 | -1.1 | 356
3 Revenue Sufficiency | 2030 | 1 | -1 | 367
3 Revenue Sufficiency | 2030 | 1 | -0.9 | 352
3 Revenue Sufficiency | 2030 | 1 | -0.8 | 406
3 Revenue Sufficiency | 2030 | 1 | -0.7 | 399
3 Revenue Sufficiency | 2030 | 1 | -0.6 | 378
3 Revenue Sufficiency | 2030 | 1 | -0.5 | 343
3 Revenue Sufficiency | 2030 | 1 | -0.4 | 351
3 Revenue Sufficiency | 2030 | 1 | -0.3 | 377
3 Revenue Sufficiency | 2030 | 1 | -0.2 | 373
3 Revenue Sufficiency | 2030 | 1 | -0.1 | 362
3 Revenue Sufficiency | 2030 | 1 | 0 | 9373
3 Revenue Sufficiency | 2030 | 1 | 0.1 | 356
3 Revenue Sufficiency | 2030 | 1 | 0.2 | 369
3 Revenue Sufficiency | 2030 | 1 | 0.3 | 337
3 Revenue Sufficiency | 2030 | 1 | 0.4 | 352
3 Revenue Sufficiency | 2030 | 1 | 0.5 | 364
3 Revenue Sufficiency | 2030 | 1 | 0.6 | 388
3 Revenue Sufficiency | 2030 | 1 | 0.7 | 331
3 Revenue Sufficiency | 2030 | 1 | 0.8 | 339
3 Revenue Sufficiency | 2030 | 1 | 0.9 | 331
3 Revenue Sufficiency | 2030 | 1 | 1 | 366
3 Revenue Sufficiency | 2030 | 1 | 1.1 | 311
3 Revenue Sufficiency | 2030 | 1 | 1.2 | 351
3 Revenue Sufficiency | 2030 | 1 | 1.3 | 345
3 Revenue Sufficiency | 2030 | 1 | 1.4 | 334
3 Revenue Sufficiency | 2030 | 1 | 1.5 | 315
3 Revenue Sufficiency | 2030 | 1 | 1.6 | 304
3 Revenue Sufficiency | 2030 | 1 | 1.7 | 324
3 Revenue Sufficiency | 2030 | 1 | 1.8 | 294
3 Revenue Sufficiency | 2030 | 1 | 1.9 | 274
3 Revenue Sufficiency | 2030 | 1 | 2 | 299
3 Revenue Sufficiency | 2030 | 1 | 2.1 | 313
3 Revenue Sufficiency | 2030 | 1 | 2.2 | 306
3 Revenue Sufficiency | 2030 | 1 | 2.3 | 299
3 Revenue Sufficiency | 2030 | 1 | 2.4 | 275
3 Revenue Sufficiency | 2030 | 1 | 2.5 | 333
3 Revenue Sufficiency | 2030 | 1 | 2.6 | 315
3 Revenue Sufficiency | 2030 | 1 | 2.7 | 271
3 Revenue Sufficiency | 2030 | 1 | 2.8 | 282
3 Revenue Sufficiency | 2030 | 1 | 2.9 | 286
3 Revenue Sufficiency | 2030 | 1 | 3 | 315
3 Revenue Sufficiency | 2030 | 1 | 3.1 | 274
3 Revenue Sufficiency | 2030 | 1 | 3.2 | 299
3 Revenue Sufficiency | 2030 | 1 | 3.3 | 274
3 Revenue Sufficiency | 2030 | 1 | 3.4 | 262
3 Revenue Sufficiency | 2030 | 1 | 3.5 | 285
3 Revenue Sufficiency | 2030 | 1 | 3.6 | 307
3 Revenue Sufficiency | 2030 | 1 | 3.7 | 268
3 Revenue Sufficiency | 2030 | 1 | 3.8 | 264
3 Revenue Sufficiency | 2030 | 1 | 3.9 | 254
3 Revenue Sufficiency | 2030 | 1 | 4 | 283
3 Revenue Sufficiency | 2030 | 1 | 4.1 | 275
3 Revenue Sufficiency | 2030 | 1 | 4.2 | 260
3 Revenue Sufficiency | 2030 | 1 | 4.3 | 275
3 Revenue Sufficiency | 2030 | 1 | 4.4 | 256
3 Revenue Sufficiency | 2030 | 1 | 4.5 | 260
3 Revenue Sufficiency | 2030 | 1 | 4.6 | 284
3 Revenue Sufficiency | 2030 | 1 | 4.7 | 254
3 Revenue Sufficiency | 2030 | 1 | 4.8 | 251
3 Revenue Sufficiency | 2030 | 1 | 4.9 | 248
3 Revenue Sufficiency | 2030 | 1 | 5 | 260
3 Revenue Sufficiency | 2030 | 1 | 5.1 | 233
3 Revenue Sufficiency | 2030 | 1 | 5.2 | 260
3 Revenue Sufficiency | 2030 | 1 | 5.3 | 208
3 Revenue Sufficiency | 2030 | 1 | 5.4 | 248
3 Revenue Sufficiency | 2030 | 1 | 5.5 | 222
3 Revenue Sufficiency | 2030 | 1 | 5.6 | 263
3 Revenue Sufficiency | 2030 | 1 | 5.7 | 222
3 Revenue Sufficiency | 2030 | 1 | 5.8 | 209
3 Revenue Sufficiency | 2030 | 1 | 5.9 | 242
3 Revenue Sufficiency | 2030 | 1 | 6 | 244
3 Revenue Sufficiency | 2030 | 1 | 6.1 | 224
3 Revenue Sufficiency | 2030 | 1 | 6.2 | 236
3 Revenue Sufficiency | 2030 | 1 | 6.3 | 245
3 Revenue Sufficiency | 2030 | 1 | 6.4 | 224
3 Revenue Sufficiency | 2030 | 1 | 6.5 | 236
3 Revenue Sufficiency | 2030 | 1 | 6.6 | 209
3 Revenue Sufficiency | 2030 | 1 | 6.7 | 230
3 Revenue Sufficiency | 2030 | 1 | 6.8 | 222
3 Revenue Sufficiency | 2030 | 1 | 6.9 | 203
3 Revenue Sufficiency | 2030 | 1 | 7 | 232
3 Revenue Sufficiency | 2030 | 1 | 7.1 | 215
3 Revenue Sufficiency | 2030 | 1 | 7.2 | 214
3 Revenue Sufficiency | 2030 | 1 | 7.3 | 190
3 Revenue Sufficiency | 2030 | 1 | 7.4 | 190
3 Revenue Sufficiency | 2030 | 1 | 7.5 | 196
3 Revenue Sufficiency | 2030 | 1 | 7.6 | 217
3 Revenue Sufficiency | 2030 | 1 | 7.7 | 211
3 Revenue Sufficiency | 2030 | 1 | 7.8 | 194
3 Revenue Sufficiency | 2030 | 1 | 7.9 | 181
3 Revenue Sufficiency | 2030 | 1 | 8 | 189
3 Revenue Sufficiency | 2030 | 1 | 8.1 | 189
3 Revenue Sufficiency | 2030 | 1 | 8.2 | 170
3 Revenue Sufficiency | 2030 | 1 | 8.3 | 184
3 Revenue Sufficiency | 2030 | 1 | 8.4 | 178
3 Revenue Sufficiency | 2030 | 1 | 8.5 | 174
3 Revenue Sufficiency | 2030 | 1 | 8.6 | 194
3 Revenue Sufficiency | 2030 | 1 | 8.7 | 172
3 Revenue Sufficiency | 2030 | 1 | 8.8 | 191
3 Revenue Sufficiency | 2030 | 1 | 8.9 | 165
3 Revenue Sufficiency | 2030 | 1 | 9 | 153
3 Revenue Sufficiency | 2030 | 1 | 9.1 | 157
3 Revenue Sufficiency | 2030 | 1 | 9.2 | 141
3 Revenue Sufficiency | 2030 | 1 | 9.3 | 159
3 Revenue Sufficiency | 2030 | 1 | 9.4 | 148
3 Revenue Sufficiency | 2030 | 1 | 9.5 | 165
3 Revenue Sufficiency | 2030 | 1 | 9.6 | 159
3 Revenue Sufficiency | 2030 | 1 | 9.7 | 170
3 Revenue Sufficiency | 2030 | 1 | 9.8 | 169
3 Revenue Sufficiency | 2030 | 1 | 9.9 | 155
3 Revenue Sufficiency | 2030 | 1 | 10 | 165
3 Revenue Sufficiency | 2030 | 1 | 10.1 | 140
3 Revenue Sufficiency | 2030 | 1 | 10.2 | 143
3 Revenue Sufficiency | 2030 | 1 | 10.3 | 177
3 Revenue Sufficiency | 2030 | 1 | 10.4 | 139
3 Revenue Sufficiency | 2030 | 1 | 10.5 | 139
3 Revenue Sufficiency | 2030 | 1 | 10.6 | 160
3 Revenue Sufficiency | 2030 | 1 | 10.7 | 139
3 Revenue Sufficiency | 2030 | 1 | 10.8 | 148
3 Revenue Sufficiency | 2030 | 1 | 10.9 | 158
3 Revenue Sufficiency | 2030 | 1 | 11 | 144
3 Revenue Sufficiency | 2030 | 1 | 11.1 | 122
3 Revenue Sufficiency | 2030 | 1 | 11.2 | 137
3 Revenue Sufficiency | 2030 | 1 | 11.3 | 126
3 Revenue Sufficiency | 2030 | 1 | 11.4 | 131
3 Revenue Sufficiency | 2030 | 1 | 11.5 | 135
3 Revenue Sufficiency | 2030 | 1 | 11.6 | 124
3 Revenue Sufficiency | 2030 | 1 | 11.7 | 144
3 Revenue Sufficiency | 2030 | 1 | 11.8 | 131
3 Revenue Sufficiency | 2030 | 1 | 11.9 | 103
3 Revenue Sufficiency | 2030 | 1 | 12 | 115
3 Revenue Sufficiency | 2030 | 1 | 12.1 | 118
3 Revenue Sufficiency | 2030 | 1 | 12.2 | 145
3 Revenue Sufficiency | 2030 | 1 | 12.3 | 139
3 Revenue Sufficiency | 2030 | 1 | 12.4 | 111
3 Revenue Sufficiency | 2030 | 1 | 12.5 | 125
3 Revenue Sufficiency | 2030 | 1 | 12.6 | 116
3 Revenue Sufficiency | 2030 | 1 | 12.7 | 112
3 Revenue Sufficiency | 2030 | 1 | 12.8 | 118
3 Revenue Sufficiency | 2030 | 1 | 12.9 | 113
3 Revenue Sufficiency | 2030 | 1 | 13 | 112
3 Revenue Sufficiency | 2030 | 1 | 13.1 | 108
3 Revenue Sufficiency | 2030 | 1 | 13.2 | 125
3 Revenue Sufficiency | 2030 | 1 | 13.3 | 98
3 Revenue Sufficiency | 2030 | 1 | 13.4 | 122
3 Revenue Sufficiency | 2030 | 1 | 13.5 | 109
3 Revenue Sufficiency | 2030 | 1 | 13.6 | 103
3 Revenue Sufficiency | 2030 | 1 | 13.7 | 108
3 Revenue Sufficiency | 2030 | 1 | 13.8 | 111
3 Revenue Sufficiency | 2030 | 1 | 13.9 | 91
3 Revenue Sufficiency | 2030 | 1 | 14 | 96
3 Revenue Sufficiency | 2030 | 1 | 14.1 | 106
3 Revenue Sufficiency | 2030 | 1 | 14.2 | 75
3 Revenue Sufficiency | 2030 | 1 | 14.3 | 110
3 Revenue Sufficiency | 2030 | 1 | 14.4 | 81
3 Revenue Sufficiency | 2030 | 1 | 14.5 | 103
3 Revenue Sufficiency | 2030 | 1 | 14.6 | 100
3 Revenue Sufficiency | 2030 | 1 | 14.7 | 99
3 Revenue Sufficiency | 2030 | 1 | 14.8 | 104
3 Revenue Sufficiency | 2030 | 1 | 14.9 | 92
3 Revenue Sufficiency | 2030 | 1 | 15 | 86
3 Revenue Sufficiency | 2030 | 1 | 15.1 | 85
3 Revenue Sufficiency | 2030 | 1 | 15.2 | 80
3 Revenue Sufficiency | 2030 | 1 | 15.3 | 83
3 Revenue Sufficiency | 2030 | 1 | 15.4 | 117
3 Revenue Sufficiency | 2030 | 1 | 15.5 | 90
3 Revenue Sufficiency | 2030 | 1 | 15.6 | 73
3 Revenue Sufficiency | 2030 | 1 | 15.7 | 79
3 Revenue Sufficiency | 2030 | 1 | 15.8 | 76
3 Revenue Sufficiency | 2030 | 1 | 15.9 | 78
3 Revenue Sufficiency | 2030 | 1 | 16 | 87
3 Revenue Sufficiency | 2030 | 1 | 16.1 | 84
3 Revenue Sufficiency | 2030 | 1 | 16.2 | 61
3 Revenue Sufficiency | 2030 | 1 | 16.3 | 84
3 Revenue Sufficiency | 2030 | 1 | 16.4 | 101
3 Revenue Sufficiency | 2030 | 1 | 16.5 | 99
3 Revenue Sufficiency | 2030 | 1 | 16.6 | 83
3 Revenue Sufficiency | 2030 | 1 | 16.7 | 75
3 Revenue Sufficiency | 2030 | 1 | 16.8 | 73
3 Revenue Sufficiency | 2030 | 1 | 16.9 | 78
3 Revenue Sufficiency | 2030 | 1 | 17 | 65
3 Revenue Sufficiency | 2030 | 1 | 17.1 | 75
3 Revenue Sufficiency | 2030 | 1 | 17.2 | 69
3 Revenue Sufficiency | 2030 | 1 | 17.3 | 76
3 Revenue Sufficiency | 2030 | 1 | 17.4 | 74
3 Revenue Sufficiency | 2030 | 1 | 17.5 | 59
3 Revenue Sufficiency | 2030 | 1 | 17.6 | 77
3 Revenue Sufficiency | 2030 | 1 | 17.7 | 66
3 Revenue Sufficiency | 2030 | 1 | 17.8 | 68
3 Revenue Sufficiency | 2030 | 1 | 17.9 | 63
3 Revenue Sufficiency | 2030 | 1 | 18 | 62
3 Revenue Sufficiency | 2030 | 1 | 18.1 | 71
3 Revenue Sufficiency | 2030 | 1 | 18.2 | 73
3 Revenue Sufficiency | 2030 | 1 | 18.3 | 61
3 Revenue Sufficiency | 2030 | 1 | 18.4 | 61
3 Revenue Sufficiency | 2030 | 1 | 18.5 | 80
3 Revenue Sufficiency | 2030 | 1 | 18.6 | 54
3 Revenue Sufficiency | 2030 | 1 | 18.7 | 69
3 Revenue Sufficiency | 2030 | 1 | 18.8 | 57
3 Revenue Sufficiency | 2030 | 1 | 18.9 | 70
3 Revenue Sufficiency | 2030 | 1 | 19 | 71
3 Revenue Sufficiency | 2030 | 1 | 19.1 | 57
3 Revenue Sufficiency | 2030 | 1 | 19.2 | 57
3 Revenue Sufficiency | 2030 | 1 | 19.3 | 65
3 Revenue Sufficiency | 2030 | 1 | 19.4 | 51
3 Revenue Sufficiency | 2030 | 1 | 19.5 | 59
3 Revenue Sufficiency | 2030 | 1 | 19.6 | 54
3 Revenue Sufficiency | 2030 | 1 | 19.7 | 48
3 Revenue Sufficiency | 2030 | 1 | 19.8 | 44
3 Revenue Sufficiency | 2030 | 1 | 19.9 | 47
3 Revenue Sufficiency | 2030 | 1 | 20 | 55
3 Revenue Sufficiency | 2030 | 1 | 20.1 | 54
3 Revenue Sufficiency | 2030 | 1 | 20.2 | 46
3 Revenue Sufficiency | 2030 | 1 | 20.3 | 60
3 Revenue Sufficiency | 2030 | 1 | 20.4 | 45
3 Revenue Sufficiency | 2030 | 1 | 20.5 | 48
3 Revenue Sufficiency | 2030 | 1 | 20.6 | 52
3 Revenue Sufficiency | 2030 | 1 | 20.7 | 46
3 Revenue Sufficiency | 2030 | 1 | 20.8 | 55
3 Revenue Sufficiency | 2030 | 1 | 20.9 | 50
3 Revenue Sufficiency | 2030 | 1 | 21 | 54
3 Revenue Sufficiency | 2030 | 1 | 21.1 | 36
3 Revenue Sufficiency | 2030 | 1 | 21.2 | 47
3 Revenue Sufficiency | 2030 | 1 | 21.3 | 59
3 Revenue Sufficiency | 2030 | 1 | 21.4 | 43
3 Revenue Sufficiency | 2030 | 1 | 21.5 | 34
3 Revenue Sufficiency | 2030 | 1 | 21.6 | 42
3 Revenue Sufficiency | 2030 | 1 | 21.7 | 55
3 Revenue Sufficiency | 2030 | 1 | 21.8 | 43
3 Revenue Sufficiency | 2030 | 1 | 21.9 | 40
3 Revenue Sufficiency | 2030 | 1 | 22 | 60
3 Revenue Sufficiency | 2030 | 1 | 22.1 | 53
3 Revenue Sufficiency | 2030 | 1 | 22.2 | 49
3 Revenue Sufficiency | 2030 | 1 | 22.3 | 42
3 Revenue Sufficiency | 2030 | 1 | 22.4 | 38
3 Revenue Sufficiency | 2030 | 1 | 22.5 | 43
3 Revenue Sufficiency | 2030 | 1 | 22.6 | 42
3 Revenue Sufficiency | 2030 | 1 | 22.7 | 42
3 Revenue Sufficiency | 2030 | 1 | 22.8 | 36
3 Revenue Sufficiency | 2030 | 1 | 22.9 | 31
3 Revenue Sufficiency | 2030 | 1 | 23 | 39
3 Revenue Sufficiency | 2030 | 1 | 23.1 | 39
3 Revenue Sufficiency | 2030 | 1 | 23.2 | 36
3 Revenue Sufficiency | 2030 | 1 | 23.3 | 39
3 Revenue Sufficiency | 2030 | 1 | 23.4 | 42
3 Revenue Sufficiency | 2030 | 1 | 23.5 | 31
3 Revenue Sufficiency | 2030 | 1 | 23.6 | 38
3 Revenue Sufficiency | 2030 | 1 | 23.7 | 29
3 Revenue Sufficiency | 2030 | 1 | 23.8 | 31
3 Revenue Sufficiency | 2030 | 1 | 23.9 | 31
3 Revenue Sufficiency | 2030 | 1 | 24 | 32
3 Revenue Sufficiency | 2030 | 1 | 24.1 | 26
3 Revenue Sufficiency | 2030 | 1 | 24.2 | 44
3 Revenue Sufficiency | 2030 | 1 | 24.3 | 30
3 Revenue Sufficiency | 2030 | 1 | 24.4 | 31
3 Revenue Sufficiency | 2030 | 1 | 24.5 | 27
3 Revenue Sufficiency | 2030 | 1 | 24.6 | 32
3 Revenue Sufficiency | 2030 | 1 | 24.7 | 24
3 Revenue Sufficiency | 2030 | 1 | 24.8 | 40
3 Revenue Sufficiency | 2030 | 1 | 24.9 | 32
3 Revenue Sufficiency | 2030 | 1 | 25 | 25
3 Revenue Sufficiency | 2030 | 1 | 25.1 | 35
3 Revenue Sufficiency | 2030 | 1 | 25.2 | 30
3 Revenue Sufficiency | 2030 | 1 | 25.3 | 22
3 Revenue Sufficiency | 2030 | 1 | 25.4 | 21
3 Revenue Sufficiency | 2030 | 1 | 25.5 | 33
3 Revenue Sufficiency | 2030 | 1 | 25.6 | 34
3 Revenue Sufficiency | 2030 | 1 | 25.7 | 24
3 Revenue Sufficiency | 2030 | 1 | 25.8 | 28
3 Revenue Sufficiency | 2030 | 1 | 25.9 | 28
3 Revenue Sufficiency | 2030 | 1 | 26 | 28
3 Revenue Sufficiency | 2030 | 1 | 26.1 | 29
3 Revenue Sufficiency | 2030 | 1 | 26.2 | 32
3 Revenue Sufficiency | 2030 | 1 | 26.3 | 28
3 Revenue Sufficiency | 2030 | 1 | 26.4 | 38
3 Revenue Sufficiency | 2030 | 1 | 26.5 | 17
3 Revenue Sufficiency | 2030 | 1 | 26.6 | 26
3 Revenue Sufficiency | 2030 | 1 | 26.7 | 22
3 Revenue Sufficiency | 2030 | 1 | 26.8 | 19
3 Revenue Sufficiency | 2030 | 1 | 26.9 | 31
3 Revenue Sufficiency | 2030 | 1 | 27 | 22
3 Revenue Sufficiency | 2030 | 1 | 27.1 | 18
3 Revenue Sufficiency | 2030 | 1 | 27.2 | 32
3 Revenue Sufficiency | 2030 | 1 | 27.3 | 27
3 Revenue Sufficiency | 2030 | 1 | 27.4 | 15
3 Revenue Sufficiency | 2030 | 1 | 27.5 | 23
3 Revenue Sufficiency | 2030 | 1 | 27.6 | 21
3 Revenue Sufficiency | 2030 | 1 | 27.7 | 18
3 Revenue Sufficiency | 2030 | 1 | 27.8 | 24
3 Revenue Sufficiency | 2030 | 1 | 27.9 | 20
3 Revenue Sufficiency | 2030 | 1 | 28 | 18
3 Revenue Sufficiency | 2030 | 1 | 28.1 | 20
3 Revenue Sufficiency | 2030 | 1 | 28.2 | 20
3 Revenue Sufficiency | 2030 | 1 | 28.3 | 25
3 Revenue Sufficiency | 2030 | 1 | 28.4 | 30
3 Revenue Sufficiency | 2030 | 1 | 28.5 | 26
3 Revenue Sufficiency | 2030 | 1 | 28.6 | 19
3 Revenue Sufficiency | 2030 | 1 | 28.7 | 22
3 Revenue Sufficiency | 2030 | 1 | 28.8 | 22
3 Revenue Sufficiency | 2030 | 1 | 28.9 | 16
3 Revenue Sufficiency | 2030 | 1 | 29 | 14
3 Revenue Sufficiency | 2030 | 1 | 29.1 | 16
3 Revenue Sufficiency | 2030 | 1 | 29.2 | 18
3 Revenue Sufficiency | 2030 | 1 | 29.3 | 16
3 Revenue Sufficiency | 2030 | 1 | 29.4 | 14
3 Revenue Sufficiency | 2030 | 1 | 29.5 | 17
3 Revenue Sufficiency | 2030 | 1 | 29.6 | 21
3 Revenue Sufficiency | 2030 | 1 | 29.7 | 10
3 Revenue Sufficiency | 2030 | 1 | 29.8 | 16
3 Revenue Sufficiency | 2030 | 1 | 29.9 | 17
3 Revenue Sufficiency | 2030 | 1 | 30 | 18
3 Revenue Sufficiency | 2030 | 1 | 30.1 | 15
3 Revenue Sufficiency | 2030 | 1 | 30.2 | 17
3 Revenue Sufficiency | 2030 | 1 | 30.3 | 18
3 Revenue Sufficiency | 2030 | 1 | 30.4 | 23
3 Revenue Sufficiency | 2030 | 1 | 30.5 | 17
3 Revenue Sufficiency | 2030 | 1 | 30.6 | 13
3 Revenue Sufficiency | 2030 | 1 | 30.7 | 14
3 Revenue Sufficiency | 2030 | 1 | 30.8 | 19
3 Revenue Sufficiency | 2030 | 1 | 30.9 | 15
3 Revenue Sufficiency | 2030 | 1 | 31 | 11
3 Revenue Sufficiency | 2030 | 1 | 31.1 | 21
3 Revenue Sufficiency | 2030 | 1 | 31.2 | 14
3 Revenue Sufficiency | 2030 | 1 | 31.3 | 22
3 Revenue Sufficiency | 2030 | 1 | 31.4 | 12
3 Revenue Sufficiency | 2030 | 1 | 31.5 | 17
3 Revenue Sufficiency | 2030 | 1 | 31.6 | 16
3 Revenue Sufficiency | 2030 | 1 | 31.7 | 18
3 Revenue Sufficiency | 2030 | 1 | 31.8 | 9
3 Revenue Sufficiency | 2030 | 1 | 31.9 | 19
3 Revenue Sufficiency | 2030 | 1 | 32 | 17
3 Revenue Sufficiency | 2030 | 1 | 32.1 | 11
3 Revenue Sufficiency | 2030 | 1 | 32.2 | 9
3 Revenue Sufficiency | 2030 | 1 | 32.3 | 17
3 Revenue Sufficiency | 2030 | 1 | 32.4 | 14
3 Revenue Sufficiency | 2030 | 1 | 32.5 | 18
3 Revenue Sufficiency | 2030 | 1 | 32.6 | 11
3 Revenue Sufficiency | 2030 | 1 | 32.7 | 13
3 Revenue Sufficiency | 2030 | 1 | 32.8 | 10
3 Revenue Sufficiency | 2030 | 1 | 32.9 | 16
3 Revenue Sufficiency | 2030 | 1 | 33 | 12
3 Revenue Sufficiency | 2030 | 1 | 33.1 | 16
3 Revenue Sufficiency | 2030 | 1 | 33.2 | 18
3 Revenue Sufficiency | 2030 | 1 | 33.3 | 18
3 Revenue Sufficiency | 2030 | 1 | 33.4 | 10
3 Revenue Sufficiency | 2030 | 1 | 33.5 | 11
3 Revenue Sufficiency | 2030 | 1 | 33.6 | 17
3 Revenue Sufficiency | 2030 | 1 | 33.7 | 12
3 Revenue Sufficiency | 2030 | 1 | 33.8 | 10
3 Revenue Sufficiency | 2030 | 1 | 33.9 | 9
3 Revenue Sufficiency | 2030 | 1 | 34 | 9
3 Revenue Sufficiency | 2030 | 1 | 34.1 | 5
3 Revenue Sufficiency | 2030 | 1 | 34.2 | 12
3 Revenue Sufficiency | 2030 | 1 | 34.3 | 15
3 Revenue Sufficiency | 2030 | 1 | 34.4 | 11
3 Revenue Sufficiency | 2030 | 1 | 34.5 | 3
3 Revenue Sufficiency | 2030 | 1 | 34.6 | 17
3 Revenue Sufficiency | 2030 | 1 | 34.7 | 11
3 Revenue Sufficiency | 2030 | 1 | 34.8 | 8
3 Revenue Sufficiency | 2030 | 1 | 34.9 | 7
3 Revenue Sufficiency | 2030 | 1 | 35 | 11
3 Revenue Sufficiency | 2030 | 1 | 35.1 | 12
3 Revenue Sufficiency | 2030 | 1 | 35.2 | 10
3 Revenue Sufficiency | 2030 | 1 | 35.3 | 13
3 Revenue Sufficiency | 2030 | 1 | 35.4 | 10
3 Revenue Sufficiency | 2030 | 1 | 35.5 | 7
3 Revenue Sufficiency | 2030 | 1 | 35.6 | 9
3 Revenue Sufficiency | 2030 | 1 | 35.7 | 8
3 Revenue Sufficiency | 2030 | 1 | 35.8 | 9
3 Revenue Sufficiency | 2030 | 1 | 35.9 | 8
3 Revenue Sufficiency | 2030 | 1 | 36 | 13
3 Revenue Sufficiency | 2030 | 1 | 36.1 | 12
3 Revenue Sufficiency | 2030 | 1 | 36.2 | 9
3 Revenue Sufficiency | 2030 | 1 | 36.3 | 9
3 Revenue Sufficiency | 2030 | 1 | 36.4 | 7
3 Revenue Sufficiency | 2030 | 1 | 36.5 | 6
3 Revenue Sufficiency | 2030 | 1 | 36.6 | 5
3 Revenue Sufficiency | 2030 | 1 | 36.7 | 7
3 Revenue Sufficiency | 2030 | 1 | 36.8 | 8
3 Revenue Sufficiency | 2030 | 1 | 36.9 | 9
3 Revenue Sufficiency | 2030 | 1 | 37 | 4
3 Revenue Sufficiency | 2030 | 1 | 37.1 | 8
3 Revenue Sufficiency | 2030 | 1 | 37.2 | 8
3 Revenue Sufficiency | 2030 | 1 | 37.3 | 7
3 Revenue Sufficiency | 2030 | 1 | 37.4 | 3
3 Revenue Sufficiency | 2030 | 1 | 37.5 | 5
3 Revenue Sufficiency | 2030 | 1 | 37.6 | 8
3 Revenue Sufficiency | 2030 | 1 | 37.7 | 2
3 Revenue Sufficiency | 2030 | 1 | 37.8 | 10
3 Revenue Sufficiency | 2030 | 1 | 37.9 | 7
3 Revenue Sufficiency | 2030 | 1 | 38 | 5
3 Revenue Sufficiency | 2030 | 1 | 38.1 | 6
3 Revenue Sufficiency | 2030 | 1 | 38.2 | 4
3 Revenue Sufficiency | 2030 | 1 | 38.3 | 6
3 Revenue Sufficiency | 2030 | 1 | 38.4 | 13
3 Revenue Sufficiency | 2030 | 1 | 38.5 | 6
3 Revenue Sufficiency | 2030 | 1 | 38.6 | 9
3 Revenue Sufficiency | 2030 | 1 | 38.7 | 7
3 Revenue Sufficiency | 2030 | 1 | 38.8 | 8
3 Revenue Sufficiency | 2030 | 1 | 38.9 | 8
3 Revenue Sufficiency | 2030 | 1 | 39 | 3
3 Revenue Sufficiency | 2030 | 1 | 39.1 | 3
3 Revenue Sufficiency | 2030 | 1 | 39.2 | 1
3 Revenue Sufficiency | 2030 | 1 | 39.3 | 6
3 Revenue Sufficiency | 2030 | 1 | 39.4 | 7
3 Revenue Sufficiency | 2030 | 1 | 39.5 | 7
3 Revenue Sufficiency | 2030 | 1 | 39.6 | 2
3 Revenue Sufficiency | 2030 | 1 | 39.7 | 8
3 Revenue Sufficiency | 2030 | 1 | 39.8 | 4
3 Revenue Sufficiency | 2030 | 1 | 39.9 | 5
3 Revenue Sufficiency | 2030 | 1 | 40 | 10
3 Revenue Sufficiency | 2030 | 1 | 40.1 | 3
3 Revenue Sufficiency | 2030 | 1 | 40.2 | 6
3 Revenue Sufficiency | 2030 | 1 | 40.3 | 3
3 Revenue Sufficiency | 2030 | 1 | 40.4 | 5
3 Revenue Sufficiency | 2030 | 1 | 40.5 | 5
3 Revenue Sufficiency | 2030 | 1 | 40.6 | 3
3 Revenue Sufficiency | 2030 | 1 | 40.7 | 6
3 Revenue Sufficiency | 2030 | 1 | 40.8 | 5
3 Revenue Sufficiency | 2030 | 1 | 40.9 | 4
3 Revenue Sufficiency | 2030 | 1 | 41 | 3
3 Revenue Sufficiency | 2030 | 1 | 41.1 | 7
3 Revenue Sufficiency | 2030 | 1 | 41.3 | 2
3 Revenue Sufficiency | 2030 | 1 | 41.4 | 3
3 Revenue Sufficiency | 2030 | 1 | 41.5 | 3
3 Revenue Sufficiency | 2030 | 1 | 41.6 | 2
3 Revenue Sufficiency | 2030 | 1 | 41.7 | 3
3 Revenue Sufficiency | 2030 | 1 | 41.8 | 12
3 Revenue Sufficiency | 2030 | 1 | 41.9 | 3
3 Revenue Sufficiency | 2030 | 1 | 42 | 5
3 Revenue Sufficiency | 2030 | 1 | 42.1 | 2
3 Revenue Sufficiency | 2030 | 1 | 42.2 | 4
3 Revenue Sufficiency | 2030 | 1 | 42.3 | 3
3 Revenue Sufficiency | 2030 | 1 | 42.4 | 6
3 Revenue Sufficiency | 2030 | 1 | 42.5 | 6
3 Revenue Sufficiency | 2030 | 1 | 42.6 | 6
3 Revenue Sufficiency | 2030 | 1 | 42.7 | 4
3 Revenue Sufficiency | 2030 | 1 | 42.8 | 2
3 Revenue Sufficiency | 2030 | 1 | 42.9 | 3
3 Revenue Sufficiency | 2030 | 1 | 43 | 4
3 Revenue Sufficiency | 2030 | 1 | 43.1 | 6
3 Revenue Sufficiency | 2030 | 1 | 43.2 | 5
3 Revenue Sufficiency | 2030 | 1 | 43.3 | 7
3 Revenue Sufficiency | 2030 | 1 | 43.4 | 2
3 Revenue Sufficiency | 2030 | 1 | 43.5 | 3
3 Revenue Sufficiency | 2030 | 1 | 43.6 | 3
3 Revenue Sufficiency | 2030 | 1 | 43.7 | 2
3 Revenue Sufficiency | 2030 | 1 | 43.8 | 3
3 Revenue Sufficiency | 2030 | 1 | 43.9 | 6
3 Revenue Sufficiency | 2030 | 1 | 44 | 4
3 Revenue Sufficiency | 2030 | 1 | 44.1 | 6
3 Revenue Sufficiency | 2030 | 1 | 44.2 | 2
3 Revenue Sufficiency | 2030 | 1 | 44.3 | 1
3 Revenue Sufficiency | 2030 | 1 | 44.4 | 4
3 Revenue Sufficiency | 2030 | 1 | 44.5 | 4
3 Revenue Sufficiency | 2030 | 1 | 44.6 | 4
3 Revenue Sufficiency | 2030 | 1 | 44.7 | 4
3 Revenue Sufficiency | 2030 | 1 | 44.8 | 2
3 Revenue Sufficiency | 2030 | 1 | 44.9 | 3
3 Revenue Sufficiency | 2030 | 1 | 45 | 3
3 Revenue Sufficiency | 2030 | 1 | 45.1 | 1
3 Revenue Sufficiency | 2030 | 1 | 45.2 | 1
3 Revenue Sufficiency | 2030 | 1 | 45.3 | 1
3 Revenue Sufficiency | 2030 | 1 | 45.4 | 1
3 Revenue Sufficiency | 2030 | 1 | 45.5 | 2
3 Revenue Sufficiency | 2030 | 1 | 45.6 | 5
3 Revenue Sufficiency | 2030 | 1 | 45.7 | 2
3 Revenue Sufficiency | 2030 | 1 | 45.8 | 3
3 Revenue Sufficiency | 2030 | 1 | 45.9 | 1
3 Revenue Sufficiency | 2030 | 1 | 46 | 1
3 Revenue Sufficiency | 2030 | 1 | 46.2 | 4
3 Revenue Sufficiency | 2030 | 1 | 46.3 | 2
3 Revenue Sufficiency | 2030 | 1 | 46.4 | 4
3 Revenue Sufficiency | 2030 | 1 | 46.5 | 3
3 Revenue Sufficiency | 2030 | 1 | 46.6 | 2
3 Revenue Sufficiency | 2030 | 1 | 46.7 | 4
3 Revenue Sufficiency | 2030 | 1 | 46.8 | 3
3 Revenue Sufficiency | 2030 | 1 | 46.9 | 3
3 Revenue Sufficiency | 2030 | 1 | 47.1 | 4
3 Revenue Sufficiency | 2030 | 1 | 47.2 | 1
3 Revenue Sufficiency | 2030 | 1 | 47.4 | 1
3 Revenue Sufficiency | 2030 | 1 | 47.5 | 1
3 Revenue Sufficiency | 2030 | 1 | 47.6 | 2
3 Revenue Sufficiency | 2030 | 1 | 47.7 | 1
3 Revenue Sufficiency | 2030 | 1 | 47.8 | 7
3 Revenue Sufficiency | 2030 | 1 | 47.9 | 2
3 Revenue Sufficiency | 2030 | 1 | 48 | 7
3 Revenue Sufficiency | 2030 | 1 | 48.1 | 1
3 Revenue Sufficiency | 2030 | 1 | 48.2 | 1
3 Revenue Sufficiency | 2030 | 1 | 48.3 | 3
3 Revenue Sufficiency | 2030 | 1 | 48.4 | 1
3 Revenue Sufficiency | 2030 | 1 | 48.5 | 3
3 Revenue Sufficiency | 2030 | 1 | 48.7 | 2
3 Revenue Sufficiency | 2030 | 1 | 48.8 | 1
3 Revenue Sufficiency | 2030 | 1 | 48.9 | 3
3 Revenue Sufficiency | 2030 | 1 | 49 | 1
3 Revenue Sufficiency | 2030 | 1 | 49.1 | 1
3 Revenue Sufficiency | 2030 | 1 | 49.4 | 1
3 Revenue Sufficiency | 2030 | 1 | 49.5 | 3
3 Revenue Sufficiency | 2030 | 1 | 49.6 | 2
3 Revenue Sufficiency | 2030 | 1 | 49.8 | 1
3 Revenue Sufficiency | 2030 | 1 | 49.9 | 2
3 Revenue Sufficiency | 2030 | 1 | 50 | 2
3 Revenue Sufficiency | 2030 | 1 | 50.1 | 1
3 Revenue Sufficiency | 2030 | 1 | 50.2 | 1
3 Revenue Sufficiency | 2030 | 1 | 50.3 | 3
3 Revenue Sufficiency | 2030 | 1 | 50.5 | 2
3 Revenue Sufficiency | 2030 | 1 | 50.7 | 1
3 Revenue Sufficiency | 2030 | 1 | 50.8 | 4
3 Revenue Sufficiency | 2030 | 1 | 50.9 | 3
3 Revenue Sufficiency | 2030 | 1 | 51 | 4
3 Revenue Sufficiency | 2030 | 1 | 51.1 | 1
3 Revenue Sufficiency | 2030 | 1 | 51.3 | 3
3 Revenue Sufficiency | 2030 | 1 | 51.4 | 4
3 Revenue Sufficiency | 2030 | 1 | 51.5 | 2
3 Revenue Sufficiency | 2030 | 1 | 51.6 | 2
3 Revenue Sufficiency | 2030 | 1 | 51.8 | 4
3 Revenue Sufficiency | 2030 | 1 | 51.9 | 3
3 Revenue Sufficiency | 2030 | 1 | 52 | 3
3 Revenue Sufficiency | 2030 | 1 | 52.2 | 2
3 Revenue Sufficiency | 2030 | 1 | 52.3 | 1
3 Revenue Sufficiency | 2030 | 1 | 52.4 | 1
3 Revenue Sufficiency | 2030 | 1 | 52.6 | 6
3 Revenue Sufficiency | 2030 | 1 | 52.7 | 2
3 Revenue Sufficiency | 2030 | 1 | 52.8 | 3
3 Revenue Sufficiency | 2030 | 1 | 52.9 | 2
3 Revenue Sufficiency | 2030 | 1 | 53 | 2
3 Revenue Sufficiency | 2030 | 1 | 53.1 | 2
3 Revenue Sufficiency | 2030 | 1 | 53.3 | 1
3 Revenue Sufficiency | 2030 | 1 | 53.8 | 1
3 Revenue Sufficiency | 2030 | 1 | 54 | 3
3 Revenue Sufficiency | 2030 | 1 | 54.2 | 2
3 Revenue Sufficiency | 2030 | 1 | 54.3 | 2
3 Revenue Sufficiency | 2030 | 1 | 54.4 | 4
3 Revenue Sufficiency | 2030 | 1 | 54.5 | 1
3 Revenue Sufficiency | 2030 | 1 | 54.6 | 1
3 Revenue Sufficiency | 2030 | 1 | 54.7 | 2
3 Revenue Sufficiency | 2030 | 1 | 54.9 | 1
3 Revenue Sufficiency | 2030 | 1 | 55.1 | 1
3 Revenue Sufficiency | 2030 | 1 | 55.4 | 1
3 Revenue Sufficiency | 2030 | 1 | 55.5 | 1
3 Revenue Sufficiency | 2030 | 1 | 55.7 | 2
3 Revenue Sufficiency | 2030 | 1 | 55.8 | 1
3 Revenue Sufficiency | 2030 | 1 | 55.9 | 2
3 Revenue Sufficiency | 2030 | 1 | 56 | 1
3 Revenue Sufficiency | 2030 | 1 | 56.3 | 1
3 Revenue Sufficiency | 2030 | 1 | 56.5 | 2
3 Revenue Sufficiency | 2030 | 1 | 56.8 | 1
3 Revenue Sufficiency | 2030 | 1 | 56.9 | 1
3 Revenue Sufficiency | 2030 | 1 | 57.2 | 2
3 Revenue Sufficiency | 2030 | 1 | 57.5 | 1
3 Revenue Sufficiency | 2030 | 1 | 57.6 | 1
3 Revenue Sufficiency | 2030 | 1 | 57.7 | 1
3 Revenue Sufficiency | 2030 | 1 | 57.8 | 1
3 Revenue Sufficiency | 2030 | 1 | 58 | 1
3 Revenue Sufficiency | 2030 | 1 | 58.1 | 2
3 Revenue Sufficiency | 2030 | 1 | 58.2 | 1
3 Revenue Sufficiency | 2030 | 1 | 58.4 | 1
3 Revenue Sufficiency | 2030 | 1 | 58.8 | 2
3 Revenue Sufficiency | 2030 | 1 | 59.1 | 2
3 Revenue Sufficiency | 2030 | 1 | 59.2 | 3
3 Revenue Sufficiency | 2030 | 1 | 59.6 | 2
3 Revenue Sufficiency | 2030 | 1 | 59.8 | 1
3 Revenue Sufficiency | 2030 | 1 | 59.9 | 1
3 Revenue Sufficiency | 2030 | 1 | 60.1 | 1
3 Revenue Sufficiency | 2030 | 1 | 60.4 | 1
3 Revenue Sufficiency | 2030 | 1 | 60.6 | 1
3 Revenue Sufficiency | 2030 | 1 | 60.8 | 1
3 Revenue Sufficiency | 2030 | 1 | 61 | 1
3 Revenue Sufficiency | 2030 | 1 | 61.1 | 2
3 Revenue Sufficiency | 2030 | 1 | 61.3 | 1
3 Revenue Sufficiency | 2030 | 1 | 61.5 | 1
3 Revenue Sufficiency | 2030 | 1 | 61.6 | 1
3 Revenue Sufficiency | 2030 | 1 | 61.8 | 1
3 Revenue Sufficiency | 2030 | 1 | 62 | 1
3 Revenue Sufficiency | 2030 | 1 | 62.6 | 1
3 Revenue Sufficiency | 2030 | 1 | 63.1 | 1
3 Revenue Sufficiency | 2030 | 1 | 63.5 | 1
3 Revenue Sufficiency | 2030 | 1 | 63.6 | 1
3 Revenue Sufficiency | 2030 | 1 | 63.8 | 1
3 Revenue Sufficiency | 2030 | 1 | 64 | 1
3 Revenue Sufficiency | 2030 | 1 | 64.3 | 1
3 Revenue Sufficiency | 2030 | 1 | 64.9 | 2
3 Revenue Sufficiency | 2030 | 1 | 65.5 | 1
3 Revenue Sufficiency | 2030 | 1 | 65.6 | 1
3 Revenue Sufficiency | 2030 | 1 | 65.7 | 1
3 Revenue Sufficiency | 2030 | 1 | 66 | 1
3 Revenue Sufficiency | 2030 | 1 | 66.8 | 1
3 Revenue Sufficiency | 2030 | 1 | 67.4 | 1
3 Revenue Sufficiency | 2030 | 1 | 67.7 | 1
3 Revenue Sufficiency | 2030 | 1 | 68 | 1
3 Revenue Sufficiency | 2030 | 1 | 68.3 | 1
3 Revenue Sufficiency | 2030 | 1 | 68.4 | 2
3 Revenue Sufficiency | 2030 | 1 | 69.1 | 2
3 Revenue Sufficiency | 2030 | 1 | 69.9 | 1
3 Revenue Sufficiency | 2030 | 1 | 70.3 | 1
3 Revenue Sufficiency | 2030 | 1 | 71.2 | 1
3 Revenue Sufficiency | 2030 | 1 | 71.5 | 1
3 Revenue Sufficiency | 2030 | 1 | 72 | 1
3 Revenue Sufficiency | 2030 | 1 | 74.5 | 1
3 Revenue Sufficiency | 2030 | 1 | 74.9 | 1
3 Revenue Sufficiency | 2030 | 1 | 75.3 | 1
3 Revenue Sufficiency | 2030 | 1 | 75.5 | 1
3 Revenue Sufficiency | 2030 | 1 | 79.6 | 1
3 Revenue Sufficiency | 2030 | 1 | 80.4 | 1
3 Revenue Sufficiency | 2030 | 1 | 85.5 | 1
3 Revenue Sufficiency | 2030 | 1 | 88 | 1
3 Revenue Sufficiency | 2030 | 1 | 88.4 | 1
3 Revenue Sufficiency | 2030 | 1 | 90.7 | 1
3 Revenue Sufficiency | 2030 | 1 | 93.2 | 1
3 Revenue Sufficiency | 2030 | 1 | 96.3 | 1
3 Revenue Sufficiency | 2030 | 1 | 107.7 | 1
3 Revenue Sufficiency | 2030 | 1 | 148.4 | 1
3 Revenue Sufficiency | 2030 | 1 | 182.7 | 1
3 Revenue Sufficiency | 2030 | 1 | 267.7 | 1
3 Revenue Sufficiency | 2030 | 2 | -242.3 | 1
3 Revenue Sufficiency | 2030 | 2 | -181.3 | 1
3 Revenue Sufficiency | 2030 | 2 | -81.7 | 1
3 Revenue Sufficiency | 2030 | 2 | -64 | 1
3 Revenue Sufficiency | 2030 | 2 | -62.8 | 1
3 Revenue Sufficiency | 2030 | 2 | -61.1 | 1
3 Revenue Sufficiency | 2030 | 2 | -60.8 | 1
3 Revenue Sufficiency | 2030 | 2 | -60.6 | 1
3 Revenue Sufficiency | 2030 | 2 | -59.4 | 1
3 Revenue Sufficiency | 2030 | 2 | -58.1 | 1
3 Revenue Sufficiency | 2030 | 2 | -57.7 | 1
3 Revenue Sufficiency | 2030 | 2 | -56.9 | 1
3 Revenue Sufficiency | 2030 | 2 | -56 | 1
3 Revenue Sufficiency | 2030 | 2 | -55.6 | 1
3 Revenue Sufficiency | 2030 | 2 | -54 | 1
3 Revenue Sufficiency | 2030 | 2 | -53.9 | 1
3 Revenue Sufficiency | 2030 | 2 | -53.6 | 1
3 Revenue Sufficiency | 2030 | 2 | -53.5 | 1
3 Revenue Sufficiency | 2030 | 2 | -53.3 | 1
3 Revenue Sufficiency | 2030 | 2 | -53.1 | 1
3 Revenue Sufficiency | 2030 | 2 | -52.1 | 1
3 Revenue Sufficiency | 2030 | 2 | -52 | 1
3 Revenue Sufficiency | 2030 | 2 | -51.9 | 1
3 Revenue Sufficiency | 2030 | 2 | -51.8 | 1
3 Revenue Sufficiency | 2030 | 2 | -51.5 | 1
3 Revenue Sufficiency | 2030 | 2 | -51.2 | 1
3 Revenue Sufficiency | 2030 | 2 | -50 | 1
3 Revenue Sufficiency | 2030 | 2 | -49.9 | 1
3 Revenue Sufficiency | 2030 | 2 | -49.4 | 1
3 Revenue Sufficiency | 2030 | 2 | -49.2 | 1
3 Revenue Sufficiency | 2030 | 2 | -49.1 | 1
3 Revenue Sufficiency | 2030 | 2 | -49 | 2
3 Revenue Sufficiency | 2030 | 2 | -48.8 | 1
3 Revenue Sufficiency | 2030 | 2 | -48.7 | 1
3 Revenue Sufficiency | 2030 | 2 | -48.6 | 2
3 Revenue Sufficiency | 2030 | 2 | -48.5 | 1
3 Revenue Sufficiency | 2030 | 2 | -48.1 | 1
3 Revenue Sufficiency | 2030 | 2 | -47.8 | 1
3 Revenue Sufficiency | 2030 | 2 | -47.3 | 1
3 Revenue Sufficiency | 2030 | 2 | -47.2 | 1
3 Revenue Sufficiency | 2030 | 2 | -46.7 | 1
3 Revenue Sufficiency | 2030 | 2 | -46.5 | 1
3 Revenue Sufficiency | 2030 | 2 | -46.4 | 2
3 Revenue Sufficiency | 2030 | 2 | -46.1 | 1
3 Revenue Sufficiency | 2030 | 2 | -46 | 3
3 Revenue Sufficiency | 2030 | 2 | -45.8 | 1
3 Revenue Sufficiency | 2030 | 2 | -45.7 | 1
3 Revenue Sufficiency | 2030 | 2 | -45.6 | 3
3 Revenue Sufficiency | 2030 | 2 | -45.4 | 1
3 Revenue Sufficiency | 2030 | 2 | -45.3 | 1
3 Revenue Sufficiency | 2030 | 2 | -45.2 | 1
3 Revenue Sufficiency | 2030 | 2 | -44.8 | 1
3 Revenue Sufficiency | 2030 | 2 | -44.7 | 3
3 Revenue Sufficiency | 2030 | 2 | -44.5 | 1
3 Revenue Sufficiency | 2030 | 2 | -44.3 | 1
3 Revenue Sufficiency | 2030 | 2 | -44.1 | 1
3 Revenue Sufficiency | 2030 | 2 | -44 | 1
3 Revenue Sufficiency | 2030 | 2 | -43.7 | 3
3 Revenue Sufficiency | 2030 | 2 | -43.3 | 1
3 Revenue Sufficiency | 2030 | 2 | -43.2 | 2
3 Revenue Sufficiency | 2030 | 2 | -43.1 | 2
3 Revenue Sufficiency | 2030 | 2 | -43 | 1
3 Revenue Sufficiency | 2030 | 2 | -42.8 | 1
3 Revenue Sufficiency | 2030 | 2 | -42.7 | 1
3 Revenue Sufficiency | 2030 | 2 | -42.6 | 1
3 Revenue Sufficiency | 2030 | 2 | -42.5 | 1
3 Revenue Sufficiency | 2030 | 2 | -42.4 | 3
3 Revenue Sufficiency | 2030 | 2 | -42.3 | 2
3 Revenue Sufficiency | 2030 | 2 | -42.2 | 2
3 Revenue Sufficiency | 2030 | 2 | -42.1 | 1
3 Revenue Sufficiency | 2030 | 2 | -42 | 1
3 Revenue Sufficiency | 2030 | 2 | -41.9 | 1
3 Revenue Sufficiency | 2030 | 2 | -41.8 | 1
3 Revenue Sufficiency | 2030 | 2 | -41.7 | 1
3 Revenue Sufficiency | 2030 | 2 | -41.6 | 1
3 Revenue Sufficiency | 2030 | 2 | -41.5 | 4
3 Revenue Sufficiency | 2030 | 2 | -41.4 | 1
3 Revenue Sufficiency | 2030 | 2 | -41.3 | 2
3 Revenue Sufficiency | 2030 | 2 | -41.2 | 1
3 Revenue Sufficiency | 2030 | 2 | -40.9 | 2
3 Revenue Sufficiency | 2030 | 2 | -40.8 | 2
3 Revenue Sufficiency | 2030 | 2 | -40.7 | 1
3 Revenue Sufficiency | 2030 | 2 | -40.5 | 2
3 Revenue Sufficiency | 2030 | 2 | -40.4 | 1
3 Revenue Sufficiency | 2030 | 2 | -40.3 | 3
3 Revenue Sufficiency | 2030 | 2 | -40.2 | 2
3 Revenue Sufficiency | 2030 | 2 | -40 | 1
3 Revenue Sufficiency | 2030 | 2 | -39.9 | 2
3 Revenue Sufficiency | 2030 | 2 | -39.8 | 3
3 Revenue Sufficiency | 2030 | 2 | -39.7 | 1
3 Revenue Sufficiency | 2030 | 2 | -39.6 | 1
3 Revenue Sufficiency | 2030 | 2 | -39.5 | 1
3 Revenue Sufficiency | 2030 | 2 | -39.4 | 1
3 Revenue Sufficiency | 2030 | 2 | -39.3 | 2
3 Revenue Sufficiency | 2030 | 2 | -39.2 | 3
3 Revenue Sufficiency | 2030 | 2 | -39.1 | 2
3 Revenue Sufficiency | 2030 | 2 | -38.8 | 2
3 Revenue Sufficiency | 2030 | 2 | -38.7 | 4
3 Revenue Sufficiency | 2030 | 2 | -38.6 | 1
3 Revenue Sufficiency | 2030 | 2 | -38.5 | 2
3 Revenue Sufficiency | 2030 | 2 | -38.4 | 5
3 Revenue Sufficiency | 2030 | 2 | -38.2 | 1
3 Revenue Sufficiency | 2030 | 2 | -38.1 | 3
3 Revenue Sufficiency | 2030 | 2 | -38 | 2
3 Revenue Sufficiency | 2030 | 2 | -37.9 | 1
3 Revenue Sufficiency | 2030 | 2 | -37.8 | 1
3 Revenue Sufficiency | 2030 | 2 | -37.7 | 1
3 Revenue Sufficiency | 2030 | 2 | -37.6 | 1
3 Revenue Sufficiency | 2030 | 2 | -37.5 | 4
3 Revenue Sufficiency | 2030 | 2 | -37.4 | 4
3 Revenue Sufficiency | 2030 | 2 | -37.3 | 2
3 Revenue Sufficiency | 2030 | 2 | -37.2 | 1
3 Revenue Sufficiency | 2030 | 2 | -37.1 | 4
3 Revenue Sufficiency | 2030 | 2 | -37 | 5
3 Revenue Sufficiency | 2030 | 2 | -36.9 | 3
3 Revenue Sufficiency | 2030 | 2 | -36.8 | 5
3 Revenue Sufficiency | 2030 | 2 | -36.7 | 2
3 Revenue Sufficiency | 2030 | 2 | -36.6 | 1
3 Revenue Sufficiency | 2030 | 2 | -36.5 | 5
3 Revenue Sufficiency | 2030 | 2 | -36.4 | 6
3 Revenue Sufficiency | 2030 | 2 | -36.3 | 3
3 Revenue Sufficiency | 2030 | 2 | -36.2 | 1
3 Revenue Sufficiency | 2030 | 2 | -36.1 | 2
3 Revenue Sufficiency | 2030 | 2 | -36 | 3
3 Revenue Sufficiency | 2030 | 2 | -35.9 | 6
3 Revenue Sufficiency | 2030 | 2 | -35.8 | 3
3 Revenue Sufficiency | 2030 | 2 | -35.7 | 4
3 Revenue Sufficiency | 2030 | 2 | -35.5 | 1
3 Revenue Sufficiency | 2030 | 2 | -35.4 | 3
3 Revenue Sufficiency | 2030 | 2 | -35.3 | 2
3 Revenue Sufficiency | 2030 | 2 | -35.2 | 1
3 Revenue Sufficiency | 2030 | 2 | -35.1 | 3
3 Revenue Sufficiency | 2030 | 2 | -35 | 4
3 Revenue Sufficiency | 2030 | 2 | -34.9 | 5
3 Revenue Sufficiency | 2030 | 2 | -34.7 | 5
3 Revenue Sufficiency | 2030 | 2 | -34.6 | 6
3 Revenue Sufficiency | 2030 | 2 | -34.5 | 2
3 Revenue Sufficiency | 2030 | 2 | -34.4 | 6
3 Revenue Sufficiency | 2030 | 2 | -34.3 | 5
3 Revenue Sufficiency | 2030 | 2 | -34.2 | 3
3 Revenue Sufficiency | 2030 | 2 | -34.1 | 3
3 Revenue Sufficiency | 2030 | 2 | -34 | 1
3 Revenue Sufficiency | 2030 | 2 | -33.9 | 4
3 Revenue Sufficiency | 2030 | 2 | -33.8 | 6
3 Revenue Sufficiency | 2030 | 2 | -33.7 | 2
3 Revenue Sufficiency | 2030 | 2 | -33.6 | 6
3 Revenue Sufficiency | 2030 | 2 | -33.5 | 3
3 Revenue Sufficiency | 2030 | 2 | -33.4 | 5
3 Revenue Sufficiency | 2030 | 2 | -33.3 | 4
3 Revenue Sufficiency | 2030 | 2 | -33.2 | 3
3 Revenue Sufficiency | 2030 | 2 | -33.1 | 7
3 Revenue Sufficiency | 2030 | 2 | -33 | 2
3 Revenue Sufficiency | 2030 | 2 | -32.9 | 8
3 Revenue Sufficiency | 2030 | 2 | -32.8 | 5
3 Revenue Sufficiency | 2030 | 2 | -32.7 | 7
3 Revenue Sufficiency | 2030 | 2 | -32.6 | 7
3 Revenue Sufficiency | 2030 | 2 | -32.5 | 9
3 Revenue Sufficiency | 2030 | 2 | -32.3 | 4
3 Revenue Sufficiency | 2030 | 2 | -32.2 | 4
3 Revenue Sufficiency | 2030 | 2 | -32.1 | 5
3 Revenue Sufficiency | 2030 | 2 | -32 | 2
3 Revenue Sufficiency | 2030 | 2 | -31.9 | 3
3 Revenue Sufficiency | 2030 | 2 | -31.8 | 4
3 Revenue Sufficiency | 2030 | 2 | -31.7 | 4
3 Revenue Sufficiency | 2030 | 2 | -31.6 | 5
3 Revenue Sufficiency | 2030 | 2 | -31.5 | 2
3 Revenue Sufficiency | 2030 | 2 | -31.4 | 3
3 Revenue Sufficiency | 2030 | 2 | -31.3 | 5
3 Revenue Sufficiency | 2030 | 2 | -31.2 | 5
3 Revenue Sufficiency | 2030 | 2 | -31.1 | 4
3 Revenue Sufficiency | 2030 | 2 | -31 | 1
3 Revenue Sufficiency | 2030 | 2 | -30.9 | 10
3 Revenue Sufficiency | 2030 | 2 | -30.8 | 9
3 Revenue Sufficiency | 2030 | 2 | -30.7 | 9
3 Revenue Sufficiency | 2030 | 2 | -30.6 | 9
3 Revenue Sufficiency | 2030 | 2 | -30.5 | 9
3 Revenue Sufficiency | 2030 | 2 | -30.4 | 7
3 Revenue Sufficiency | 2030 | 2 | -30.3 | 4
3 Revenue Sufficiency | 2030 | 2 | -30.2 | 7
3 Revenue Sufficiency | 2030 | 2 | -30.1 | 12
3 Revenue Sufficiency | 2030 | 2 | -30 | 6
3 Revenue Sufficiency | 2030 | 2 | -29.9 | 9
3 Revenue Sufficiency | 2030 | 2 | -29.8 | 5
3 Revenue Sufficiency | 2030 | 2 | -29.7 | 7
3 Revenue Sufficiency | 2030 | 2 | -29.6 | 8
3 Revenue Sufficiency | 2030 | 2 | -29.5 | 7
3 Revenue Sufficiency | 2030 | 2 | -29.4 | 9
3 Revenue Sufficiency | 2030 | 2 | -29.3 | 5
3 Revenue Sufficiency | 2030 | 2 | -29.2 | 11
3 Revenue Sufficiency | 2030 | 2 | -29.1 | 7
3 Revenue Sufficiency | 2030 | 2 | -29 | 9
3 Revenue Sufficiency | 2030 | 2 | -28.9 | 9
3 Revenue Sufficiency | 2030 | 2 | -28.8 | 9
3 Revenue Sufficiency | 2030 | 2 | -28.7 | 4
3 Revenue Sufficiency | 2030 | 2 | -28.6 | 4
3 Revenue Sufficiency | 2030 | 2 | -28.5 | 6
3 Revenue Sufficiency | 2030 | 2 | -28.4 | 10
3 Revenue Sufficiency | 2030 | 2 | -28.3 | 5
3 Revenue Sufficiency | 2030 | 2 | -28.2 | 6
3 Revenue Sufficiency | 2030 | 2 | -28.1 | 2
3 Revenue Sufficiency | 2030 | 2 | -28 | 5
3 Revenue Sufficiency | 2030 | 2 | -27.9 | 9
3 Revenue Sufficiency | 2030 | 2 | -27.8 | 8
3 Revenue Sufficiency | 2030 | 2 | -27.7 | 9
3 Revenue Sufficiency | 2030 | 2 | -27.6 | 12
3 Revenue Sufficiency | 2030 | 2 | -27.5 | 10
3 Revenue Sufficiency | 2030 | 2 | -27.4 | 5
3 Revenue Sufficiency | 2030 | 2 | -27.3 | 4
3 Revenue Sufficiency | 2030 | 2 | -27.2 | 18
3 Revenue Sufficiency | 2030 | 2 | -27.1 | 11
3 Revenue Sufficiency | 2030 | 2 | -27 | 8
3 Revenue Sufficiency | 2030 | 2 | -26.9 | 7
3 Revenue Sufficiency | 2030 | 2 | -26.8 | 12
3 Revenue Sufficiency | 2030 | 2 | -26.7 | 8
3 Revenue Sufficiency | 2030 | 2 | -26.6 | 15
3 Revenue Sufficiency | 2030 | 2 | -26.5 | 9
3 Revenue Sufficiency | 2030 | 2 | -26.4 | 13
3 Revenue Sufficiency | 2030 | 2 | -26.3 | 10
3 Revenue Sufficiency | 2030 | 2 | -26.2 | 14
3 Revenue Sufficiency | 2030 | 2 | -26.1 | 10
3 Revenue Sufficiency | 2030 | 2 | -26 | 9
3 Revenue Sufficiency | 2030 | 2 | -25.9 | 17
3 Revenue Sufficiency | 2030 | 2 | -25.8 | 10
3 Revenue Sufficiency | 2030 | 2 | -25.7 | 17
3 Revenue Sufficiency | 2030 | 2 | -25.6 | 20
3 Revenue Sufficiency | 2030 | 2 | -25.5 | 10
3 Revenue Sufficiency | 2030 | 2 | -25.4 | 9
3 Revenue Sufficiency | 2030 | 2 | -25.3 | 12
3 Revenue Sufficiency | 2030 | 2 | -25.2 | 14
3 Revenue Sufficiency | 2030 | 2 | -25.1 | 10
3 Revenue Sufficiency | 2030 | 2 | -25 | 9
3 Revenue Sufficiency | 2030 | 2 | -24.9 | 18
3 Revenue Sufficiency | 2030 | 2 | -24.8 | 19
3 Revenue Sufficiency | 2030 | 2 | -24.7 | 11
3 Revenue Sufficiency | 2030 | 2 | -24.6 | 14
3 Revenue Sufficiency | 2030 | 2 | -24.5 | 13
3 Revenue Sufficiency | 2030 | 2 | -24.4 | 12
3 Revenue Sufficiency | 2030 | 2 | -24.3 | 8
3 Revenue Sufficiency | 2030 | 2 | -24.2 | 17
3 Revenue Sufficiency | 2030 | 2 | -24.1 | 14
3 Revenue Sufficiency | 2030 | 2 | -24 | 13
3 Revenue Sufficiency | 2030 | 2 | -23.9 | 18
3 Revenue Sufficiency | 2030 | 2 | -23.8 | 14
3 Revenue Sufficiency | 2030 | 2 | -23.7 | 18
3 Revenue Sufficiency | 2030 | 2 | -23.6 | 15
3 Revenue Sufficiency | 2030 | 2 | -23.5 | 19
3 Revenue Sufficiency | 2030 | 2 | -23.4 | 13
3 Revenue Sufficiency | 2030 | 2 | -23.3 | 12
3 Revenue Sufficiency | 2030 | 2 | -23.2 | 14
3 Revenue Sufficiency | 2030 | 2 | -23.1 | 24
3 Revenue Sufficiency | 2030 | 2 | -23 | 13
3 Revenue Sufficiency | 2030 | 2 | -22.9 | 17
3 Revenue Sufficiency | 2030 | 2 | -22.8 | 24
3 Revenue Sufficiency | 2030 | 2 | -22.7 | 18
3 Revenue Sufficiency | 2030 | 2 | -22.6 | 15
3 Revenue Sufficiency | 2030 | 2 | -22.5 | 15
3 Revenue Sufficiency | 2030 | 2 | -22.4 | 18
3 Revenue Sufficiency | 2030 | 2 | -22.3 | 15
3 Revenue Sufficiency | 2030 | 2 | -22.2 | 19
3 Revenue Sufficiency | 2030 | 2 | -22.1 | 27
3 Revenue Sufficiency | 2030 | 2 | -22 | 21
3 Revenue Sufficiency | 2030 | 2 | -21.9 | 18
3 Revenue Sufficiency | 2030 | 2 | -21.8 | 15
3 Revenue Sufficiency | 2030 | 2 | -21.7 | 16
3 Revenue Sufficiency | 2030 | 2 | -21.6 | 16
3 Revenue Sufficiency | 2030 | 2 | -21.5 | 15
3 Revenue Sufficiency | 2030 | 2 | -21.4 | 15
3 Revenue Sufficiency | 2030 | 2 | -21.3 | 18
3 Revenue Sufficiency | 2030 | 2 | -21.2 | 20
3 Revenue Sufficiency | 2030 | 2 | -21.1 | 19
3 Revenue Sufficiency | 2030 | 2 | -21 | 26
3 Revenue Sufficiency | 2030 | 2 | -20.9 | 16
3 Revenue Sufficiency | 2030 | 2 | -20.8 | 25
3 Revenue Sufficiency | 2030 | 2 | -20.7 | 25
3 Revenue Sufficiency | 2030 | 2 | -20.6 | 18
3 Revenue Sufficiency | 2030 | 2 | -20.5 | 21
3 Revenue Sufficiency | 2030 | 2 | -20.4 | 27
3 Revenue Sufficiency | 2030 | 2 | -20.3 | 22
3 Revenue Sufficiency | 2030 | 2 | -20.2 | 17
3 Revenue Sufficiency | 2030 | 2 | -20.1 | 22
3 Revenue Sufficiency | 2030 | 2 | -20 | 27
3 Revenue Sufficiency | 2030 | 2 | -19.9 | 27
3 Revenue Sufficiency | 2030 | 2 | -19.8 | 19
3 Revenue Sufficiency | 2030 | 2 | -19.7 | 23
3 Revenue Sufficiency | 2030 | 2 | -19.6 | 24
3 Revenue Sufficiency | 2030 | 2 | -19.5 | 26
3 Revenue Sufficiency | 2030 | 2 | -19.4 | 27
3 Revenue Sufficiency | 2030 | 2 | -19.3 | 24
3 Revenue Sufficiency | 2030 | 2 | -19.2 | 29
3 Revenue Sufficiency | 2030 | 2 | -19.1 | 23
3 Revenue Sufficiency | 2030 | 2 | -19 | 37
3 Revenue Sufficiency | 2030 | 2 | -18.9 | 29
3 Revenue Sufficiency | 2030 | 2 | -18.8 | 22
3 Revenue Sufficiency | 2030 | 2 | -18.7 | 26
3 Revenue Sufficiency | 2030 | 2 | -18.6 | 37
3 Revenue Sufficiency | 2030 | 2 | -18.5 | 32
3 Revenue Sufficiency | 2030 | 2 | -18.4 | 25
3 Revenue Sufficiency | 2030 | 2 | -18.3 | 28
3 Revenue Sufficiency | 2030 | 2 | -18.2 | 29
3 Revenue Sufficiency | 2030 | 2 | -18.1 | 29
3 Revenue Sufficiency | 2030 | 2 | -18 | 23
3 Revenue Sufficiency | 2030 | 2 | -17.9 | 25
3 Revenue Sufficiency | 2030 | 2 | -17.8 | 26
3 Revenue Sufficiency | 2030 | 2 | -17.7 | 40
3 Revenue Sufficiency | 2030 | 2 | -17.6 | 34
3 Revenue Sufficiency | 2030 | 2 | -17.5 | 35
3 Revenue Sufficiency | 2030 | 2 | -17.4 | 27
3 Revenue Sufficiency | 2030 | 2 | -17.3 | 29
3 Revenue Sufficiency | 2030 | 2 | -17.2 | 38
3 Revenue Sufficiency | 2030 | 2 | -17.1 | 43
3 Revenue Sufficiency | 2030 | 2 | -17 | 33
3 Revenue Sufficiency | 2030 | 2 | -16.9 | 33
3 Revenue Sufficiency | 2030 | 2 | -16.8 | 38
3 Revenue Sufficiency | 2030 | 2 | -16.7 | 35
3 Revenue Sufficiency | 2030 | 2 | -16.6 | 41
3 Revenue Sufficiency | 2030 | 2 | -16.5 | 34
3 Revenue Sufficiency | 2030 | 2 | -16.4 | 35
3 Revenue Sufficiency | 2030 | 2 | -16.3 | 30
3 Revenue Sufficiency | 2030 | 2 | -16.2 | 37
3 Revenue Sufficiency | 2030 | 2 | -16.1 | 43
3 Revenue Sufficiency | 2030 | 2 | -16 | 32
3 Revenue Sufficiency | 2030 | 2 | -15.9 | 35
3 Revenue Sufficiency | 2030 | 2 | -15.8 | 41
3 Revenue Sufficiency | 2030 | 2 | -15.7 | 41
3 Revenue Sufficiency | 2030 | 2 | -15.6 | 27
3 Revenue Sufficiency | 2030 | 2 | -15.5 | 43
3 Revenue Sufficiency | 2030 | 2 | -15.4 | 44
3 Revenue Sufficiency | 2030 | 2 | -15.3 | 46
3 Revenue Sufficiency | 2030 | 2 | -15.2 | 43
3 Revenue Sufficiency | 2030 | 2 | -15.1 | 51
3 Revenue Sufficiency | 2030 | 2 | -15 | 47
3 Revenue Sufficiency | 2030 | 2 | -14.9 | 56
3 Revenue Sufficiency | 2030 | 2 | -14.8 | 41
3 Revenue Sufficiency | 2030 | 2 | -14.7 | 35
3 Revenue Sufficiency | 2030 | 2 | -14.6 | 31
3 Revenue Sufficiency | 2030 | 2 | -14.5 | 54
3 Revenue Sufficiency | 2030 | 2 | -14.4 | 48
3 Revenue Sufficiency | 2030 | 2 | -14.3 | 54
3 Revenue Sufficiency | 2030 | 2 | -14.2 | 42
3 Revenue Sufficiency | 2030 | 2 | -14.1 | 39
3 Revenue Sufficiency | 2030 | 2 | -14 | 46
3 Revenue Sufficiency | 2030 | 2 | -13.9 | 32
3 Revenue Sufficiency | 2030 | 2 | -13.8 | 37
3 Revenue Sufficiency | 2030 | 2 | -13.7 | 45
3 Revenue Sufficiency | 2030 | 2 | -13.6 | 53
3 Revenue Sufficiency | 2030 | 2 | -13.5 | 51
3 Revenue Sufficiency | 2030 | 2 | -13.4 | 50
3 Revenue Sufficiency | 2030 | 2 | -13.3 | 48
3 Revenue Sufficiency | 2030 | 2 | -13.2 | 51
3 Revenue Sufficiency | 2030 | 2 | -13.1 | 57
3 Revenue Sufficiency | 2030 | 2 | -13 | 53
3 Revenue Sufficiency | 2030 | 2 | -12.9 | 46
3 Revenue Sufficiency | 2030 | 2 | -12.8 | 53
3 Revenue Sufficiency | 2030 | 2 | -12.7 | 60
3 Revenue Sufficiency | 2030 | 2 | -12.6 | 41
3 Revenue Sufficiency | 2030 | 2 | -12.5 | 54
3 Revenue Sufficiency | 2030 | 2 | -12.4 | 52
3 Revenue Sufficiency | 2030 | 2 | -12.3 | 63
3 Revenue Sufficiency | 2030 | 2 | -12.2 | 47
3 Revenue Sufficiency | 2030 | 2 | -12.1 | 61
3 Revenue Sufficiency | 2030 | 2 | -12 | 59
3 Revenue Sufficiency | 2030 | 2 | -11.9 | 59
3 Revenue Sufficiency | 2030 | 2 | -11.8 | 53
3 Revenue Sufficiency | 2030 | 2 | -11.7 | 54
3 Revenue Sufficiency | 2030 | 2 | -11.6 | 61
3 Revenue Sufficiency | 2030 | 2 | -11.5 | 61
3 Revenue Sufficiency | 2030 | 2 | -11.4 | 43
3 Revenue Sufficiency | 2030 | 2 | -11.3 | 50
3 Revenue Sufficiency | 2030 | 2 | -11.2 | 43
3 Revenue Sufficiency | 2030 | 2 | -11.1 | 61
3 Revenue Sufficiency | 2030 | 2 | -11 | 59
3 Revenue Sufficiency | 2030 | 2 | -10.9 | 62
3 Revenue Sufficiency | 2030 | 2 | -10.8 | 51
3 Revenue Sufficiency | 2030 | 2 | -10.7 | 52
3 Revenue Sufficiency | 2030 | 2 | -10.6 | 72
3 Revenue Sufficiency | 2030 | 2 | -10.5 | 68
3 Revenue Sufficiency | 2030 | 2 | -10.4 | 53
3 Revenue Sufficiency | 2030 | 2 | -10.3 | 58
3 Revenue Sufficiency | 2030 | 2 | -10.2 | 63
3 Revenue Sufficiency | 2030 | 2 | -10.1 | 58
3 Revenue Sufficiency | 2030 | 2 | -10 | 68
3 Revenue Sufficiency | 2030 | 2 | -9.9 | 62
3 Revenue Sufficiency | 2030 | 2 | -9.8 | 55
3 Revenue Sufficiency | 2030 | 2 | -9.7 | 68
3 Revenue Sufficiency | 2030 | 2 | -9.6 | 56
3 Revenue Sufficiency | 2030 | 2 | -9.5 | 63
3 Revenue Sufficiency | 2030 | 2 | -9.4 | 60
3 Revenue Sufficiency | 2030 | 2 | -9.3 | 57
3 Revenue Sufficiency | 2030 | 2 | -9.2 | 88
3 Revenue Sufficiency | 2030 | 2 | -9.1 | 61
3 Revenue Sufficiency | 2030 | 2 | -9 | 63
3 Revenue Sufficiency | 2030 | 2 | -8.9 | 68
3 Revenue Sufficiency | 2030 | 2 | -8.8 | 59
3 Revenue Sufficiency | 2030 | 2 | -8.7 | 73
3 Revenue Sufficiency | 2030 | 2 | -8.6 | 53
3 Revenue Sufficiency | 2030 | 2 | -8.5 | 80
3 Revenue Sufficiency | 2030 | 2 | -8.4 | 68
3 Revenue Sufficiency | 2030 | 2 | -8.3 | 59
3 Revenue Sufficiency | 2030 | 2 | -8.2 | 61
3 Revenue Sufficiency | 2030 | 2 | -8.1 | 91
3 Revenue Sufficiency | 2030 | 2 | -8 | 69
3 Revenue Sufficiency | 2030 | 2 | -7.9 | 61
3 Revenue Sufficiency | 2030 | 2 | -7.8 | 71
3 Revenue Sufficiency | 2030 | 2 | -7.7 | 76
3 Revenue Sufficiency | 2030 | 2 | -7.6 | 66
3 Revenue Sufficiency | 2030 | 2 | -7.5 | 78
3 Revenue Sufficiency | 2030 | 2 | -7.4 | 67
3 Revenue Sufficiency | 2030 | 2 | -7.3 | 73
3 Revenue Sufficiency | 2030 | 2 | -7.2 | 60
3 Revenue Sufficiency | 2030 | 2 | -7.1 | 78
3 Revenue Sufficiency | 2030 | 2 | -7 | 72
3 Revenue Sufficiency | 2030 | 2 | -6.9 | 92
3 Revenue Sufficiency | 2030 | 2 | -6.8 | 61
3 Revenue Sufficiency | 2030 | 2 | -6.7 | 71
3 Revenue Sufficiency | 2030 | 2 | -6.6 | 73
3 Revenue Sufficiency | 2030 | 2 | -6.5 | 71
3 Revenue Sufficiency | 2030 | 2 | -6.4 | 64
3 Revenue Sufficiency | 2030 | 2 | -6.3 | 81
3 Revenue Sufficiency | 2030 | 2 | -6.2 | 69
3 Revenue Sufficiency | 2030 | 2 | -6.1 | 87
3 Revenue Sufficiency | 2030 | 2 | -6 | 80
3 Revenue Sufficiency | 2030 | 2 | -5.9 | 93
3 Revenue Sufficiency | 2030 | 2 | -5.8 | 84
3 Revenue Sufficiency | 2030 | 2 | -5.7 | 86
3 Revenue Sufficiency | 2030 | 2 | -5.6 | 78
3 Revenue Sufficiency | 2030 | 2 | -5.5 | 85
3 Revenue Sufficiency | 2030 | 2 | -5.4 | 86
3 Revenue Sufficiency | 2030 | 2 | -5.3 | 76
3 Revenue Sufficiency | 2030 | 2 | -5.2 | 86
3 Revenue Sufficiency | 2030 | 2 | -5.1 | 64
3 Revenue Sufficiency | 2030 | 2 | -5 | 73
3 Revenue Sufficiency | 2030 | 2 | -4.9 | 76
3 Revenue Sufficiency | 2030 | 2 | -4.8 | 77
3 Revenue Sufficiency | 2030 | 2 | -4.7 | 76
3 Revenue Sufficiency | 2030 | 2 | -4.6 | 61
3 Revenue Sufficiency | 2030 | 2 | -4.5 | 62
3 Revenue Sufficiency | 2030 | 2 | -4.4 | 68
3 Revenue Sufficiency | 2030 | 2 | -4.3 | 71
3 Revenue Sufficiency | 2030 | 2 | -4.2 | 71
3 Revenue Sufficiency | 2030 | 2 | -4.1 | 80
3 Revenue Sufficiency | 2030 | 2 | -4 | 72
3 Revenue Sufficiency | 2030 | 2 | -3.9 | 65
3 Revenue Sufficiency | 2030 | 2 | -3.8 | 79
3 Revenue Sufficiency | 2030 | 2 | -3.7 | 83
3 Revenue Sufficiency | 2030 | 2 | -3.6 | 77
3 Revenue Sufficiency | 2030 | 2 | -3.5 | 57
3 Revenue Sufficiency | 2030 | 2 | -3.4 | 69
3 Revenue Sufficiency | 2030 | 2 | -3.3 | 56
3 Revenue Sufficiency | 2030 | 2 | -3.2 | 78
3 Revenue Sufficiency | 2030 | 2 | -3.1 | 65
3 Revenue Sufficiency | 2030 | 2 | -3 | 68
3 Revenue Sufficiency | 2030 | 2 | -2.9 | 68
3 Revenue Sufficiency | 2030 | 2 | -2.8 | 68
3 Revenue Sufficiency | 2030 | 2 | -2.7 | 66
3 Revenue Sufficiency | 2030 | 2 | -2.6 | 66
3 Revenue Sufficiency | 2030 | 2 | -2.5 | 61
3 Revenue Sufficiency | 2030 | 2 | -2.4 | 49
3 Revenue Sufficiency | 2030 | 2 | -2.3 | 57
3 Revenue Sufficiency | 2030 | 2 | -2.2 | 58
3 Revenue Sufficiency | 2030 | 2 | -2.1 | 50
3 Revenue Sufficiency | 2030 | 2 | -2 | 69
3 Revenue Sufficiency | 2030 | 2 | -1.9 | 69
3 Revenue Sufficiency | 2030 | 2 | -1.8 | 51
3 Revenue Sufficiency | 2030 | 2 | -1.7 | 55
3 Revenue Sufficiency | 2030 | 2 | -1.6 | 55
3 Revenue Sufficiency | 2030 | 2 | -1.5 | 54
3 Revenue Sufficiency | 2030 | 2 | -1.4 | 48
3 Revenue Sufficiency | 2030 | 2 | -1.3 | 53
3 Revenue Sufficiency | 2030 | 2 | -1.2 | 55
3 Revenue Sufficiency | 2030 | 2 | -1.1 | 44
3 Revenue Sufficiency | 2030 | 2 | -1 | 41
3 Revenue Sufficiency | 2030 | 2 | -0.9 | 39
3 Revenue Sufficiency | 2030 | 2 | -0.8 | 36
3 Revenue Sufficiency | 2030 | 2 | -0.7 | 45
3 Revenue Sufficiency | 2030 | 2 | -0.6 | 48
3 Revenue Sufficiency | 2030 | 2 | -0.5 | 33
3 Revenue Sufficiency | 2030 | 2 | -0.4 | 37
3 Revenue Sufficiency | 2030 | 2 | -0.3 | 35
3 Revenue Sufficiency | 2030 | 2 | -0.2 | 37
3 Revenue Sufficiency | 2030 | 2 | -0.1 | 26
3 Revenue Sufficiency | 2030 | 2 | 0 | 929
3 Revenue Sufficiency | 2030 | 2 | 0.1 | 27
3 Revenue Sufficiency | 2030 | 2 | 0.2 | 33
3 Revenue Sufficiency | 2030 | 2 | 0.3 | 44
3 Revenue Sufficiency | 2030 | 2 | 0.4 | 36
3 Revenue Sufficiency | 2030 | 2 | 0.5 | 28
3 Revenue Sufficiency | 2030 | 2 | 0.6 | 41
3 Revenue Sufficiency | 2030 | 2 | 0.7 | 40
3 Revenue Sufficiency | 2030 | 2 | 0.8 | 37
3 Revenue Sufficiency | 2030 | 2 | 0.9 | 35
3 Revenue Sufficiency | 2030 | 2 | 1 | 31
3 Revenue Sufficiency | 2030 | 2 | 1.1 | 55
3 Revenue Sufficiency | 2030 | 2 | 1.2 | 26
3 Revenue Sufficiency | 2030 | 2 | 1.3 | 60
3 Revenue Sufficiency | 2030 | 2 | 1.4 | 47
3 Revenue Sufficiency | 2030 | 2 | 1.5 | 46
3 Revenue Sufficiency | 2030 | 2 | 1.6 | 45
3 Revenue Sufficiency | 2030 | 2 | 1.7 | 47
3 Revenue Sufficiency | 2030 | 2 | 1.8 | 42
3 Revenue Sufficiency | 2030 | 2 | 1.9 | 55
3 Revenue Sufficiency | 2030 | 2 | 2 | 57
3 Revenue Sufficiency | 2030 | 2 | 2.1 | 51
3 Revenue Sufficiency | 2030 | 2 | 2.2 | 56
3 Revenue Sufficiency | 2030 | 2 | 2.3 | 61
3 Revenue Sufficiency | 2030 | 2 | 2.4 | 65
3 Revenue Sufficiency | 2030 | 2 | 2.5 | 66
3 Revenue Sufficiency | 2030 | 2 | 2.6 | 55
3 Revenue Sufficiency | 2030 | 2 | 2.7 | 52
3 Revenue Sufficiency | 2030 | 2 | 2.8 | 55
3 Revenue Sufficiency | 2030 | 2 | 2.9 | 74
3 Revenue Sufficiency | 2030 | 2 | 3 | 67
3 Revenue Sufficiency | 2030 | 2 | 3.1 | 73
3 Revenue Sufficiency | 2030 | 2 | 3.2 | 54
3 Revenue Sufficiency | 2030 | 2 | 3.3 | 64
3 Revenue Sufficiency | 2030 | 2 | 3.4 | 56
3 Revenue Sufficiency | 2030 | 2 | 3.5 | 69
3 Revenue Sufficiency | 2030 | 2 | 3.6 | 68
3 Revenue Sufficiency | 2030 | 2 | 3.7 | 77
3 Revenue Sufficiency | 2030 | 2 | 3.8 | 64
3 Revenue Sufficiency | 2030 | 2 | 3.9 | 74
3 Revenue Sufficiency | 2030 | 2 | 4 | 70
3 Revenue Sufficiency | 2030 | 2 | 4.1 | 57
3 Revenue Sufficiency | 2030 | 2 | 4.2 | 75
3 Revenue Sufficiency | 2030 | 2 | 4.3 | 69
3 Revenue Sufficiency | 2030 | 2 | 4.4 | 58
3 Revenue Sufficiency | 2030 | 2 | 4.5 | 71
3 Revenue Sufficiency | 2030 | 2 | 4.6 | 75
3 Revenue Sufficiency | 2030 | 2 | 4.7 | 70
3 Revenue Sufficiency | 2030 | 2 | 4.8 | 58
3 Revenue Sufficiency | 2030 | 2 | 4.9 | 72
3 Revenue Sufficiency | 2030 | 2 | 5 | 84
3 Revenue Sufficiency | 2030 | 2 | 5.1 | 64
3 Revenue Sufficiency | 2030 | 2 | 5.2 | 79
3 Revenue Sufficiency | 2030 | 2 | 5.3 | 77
3 Revenue Sufficiency | 2030 | 2 | 5.4 | 80
3 Revenue Sufficiency | 2030 | 2 | 5.5 | 71
3 Revenue Sufficiency | 2030 | 2 | 5.6 | 75
3 Revenue Sufficiency | 2030 | 2 | 5.7 | 66
3 Revenue Sufficiency | 2030 | 2 | 5.8 | 63
3 Revenue Sufficiency | 2030 | 2 | 5.9 | 68
3 Revenue Sufficiency | 2030 | 2 | 6 | 78
3 Revenue Sufficiency | 2030 | 2 | 6.1 | 69
3 Revenue Sufficiency | 2030 | 2 | 6.2 | 80
3 Revenue Sufficiency | 2030 | 2 | 6.3 | 70
3 Revenue Sufficiency | 2030 | 2 | 6.4 | 74
3 Revenue Sufficiency | 2030 | 2 | 6.5 | 80
3 Revenue Sufficiency | 2030 | 2 | 6.6 | 75
3 Revenue Sufficiency | 2030 | 2 | 6.7 | 69
3 Revenue Sufficiency | 2030 | 2 | 6.8 | 63
3 Revenue Sufficiency | 2030 | 2 | 6.9 | 94
3 Revenue Sufficiency | 2030 | 2 | 7 | 64
3 Revenue Sufficiency | 2030 | 2 | 7.1 | 82
3 Revenue Sufficiency | 2030 | 2 | 7.2 | 74
3 Revenue Sufficiency | 2030 | 2 | 7.3 | 63
3 Revenue Sufficiency | 2030 | 2 | 7.4 | 72
3 Revenue Sufficiency | 2030 | 2 | 7.5 | 67
3 Revenue Sufficiency | 2030 | 2 | 7.6 | 74
3 Revenue Sufficiency | 2030 | 2 | 7.7 | 75
3 Revenue Sufficiency | 2030 | 2 | 7.8 | 66
3 Revenue Sufficiency | 2030 | 2 | 7.9 | 53
3 Revenue Sufficiency | 2030 | 2 | 8 | 72
3 Revenue Sufficiency | 2030 | 2 | 8.1 | 71
3 Revenue Sufficiency | 2030 | 2 | 8.2 | 59
3 Revenue Sufficiency | 2030 | 2 | 8.3 | 59
3 Revenue Sufficiency | 2030 | 2 | 8.4 | 56
3 Revenue Sufficiency | 2030 | 2 | 8.5 | 80
3 Revenue Sufficiency | 2030 | 2 | 8.6 | 76
3 Revenue Sufficiency | 2030 | 2 | 8.7 | 61
3 Revenue Sufficiency | 2030 | 2 | 8.8 | 69
3 Revenue Sufficiency | 2030 | 2 | 8.9 | 62
3 Revenue Sufficiency | 2030 | 2 | 9 | 60
3 Revenue Sufficiency | 2030 | 2 | 9.1 | 72
3 Revenue Sufficiency | 2030 | 2 | 9.2 | 78
3 Revenue Sufficiency | 2030 | 2 | 9.3 | 62
3 Revenue Sufficiency | 2030 | 2 | 9.4 | 60
3 Revenue Sufficiency | 2030 | 2 | 9.5 | 71
3 Revenue Sufficiency | 2030 | 2 | 9.6 | 60
3 Revenue Sufficiency | 2030 | 2 | 9.7 | 71
3 Revenue Sufficiency | 2030 | 2 | 9.8 | 59
3 Revenue Sufficiency | 2030 | 2 | 9.9 | 74
3 Revenue Sufficiency | 2030 | 2 | 10 | 58
3 Revenue Sufficiency | 2030 | 2 | 10.1 | 57
3 Revenue Sufficiency | 2030 | 2 | 10.2 | 75
3 Revenue Sufficiency | 2030 | 2 | 10.3 | 53
3 Revenue Sufficiency | 2030 | 2 | 10.4 | 51
3 Revenue Sufficiency | 2030 | 2 | 10.5 | 63
3 Revenue Sufficiency | 2030 | 2 | 10.6 | 55
3 Revenue Sufficiency | 2030 | 2 | 10.7 | 58
3 Revenue Sufficiency | 2030 | 2 | 10.8 | 53
3 Revenue Sufficiency | 2030 | 2 | 10.9 | 56
3 Revenue Sufficiency | 2030 | 2 | 11 | 66
3 Revenue Sufficiency | 2030 | 2 | 11.1 | 61
3 Revenue Sufficiency | 2030 | 2 | 11.2 | 63
3 Revenue Sufficiency | 2030 | 2 | 11.3 | 63
3 Revenue Sufficiency | 2030 | 2 | 11.4 | 51
3 Revenue Sufficiency | 2030 | 2 | 11.5 | 56
3 Revenue Sufficiency | 2030 | 2 | 11.6 | 47
3 Revenue Sufficiency | 2030 | 2 | 11.7 | 79
3 Revenue Sufficiency | 2030 | 2 | 11.8 | 46
3 Revenue Sufficiency | 2030 | 2 | 11.9 | 57
3 Revenue Sufficiency | 2030 | 2 | 12 | 56
3 Revenue Sufficiency | 2030 | 2 | 12.1 | 49
3 Revenue Sufficiency | 2030 | 2 | 12.2 | 65
3 Revenue Sufficiency | 2030 | 2 | 12.3 | 58
3 Revenue Sufficiency | 2030 | 2 | 12.4 | 56
3 Revenue Sufficiency | 2030 | 2 | 12.5 | 37
3 Revenue Sufficiency | 2030 | 2 | 12.6 | 52
3 Revenue Sufficiency | 2030 | 2 | 12.7 | 56
3 Revenue Sufficiency | 2030 | 2 | 12.8 | 46
3 Revenue Sufficiency | 2030 | 2 | 12.9 | 50
3 Revenue Sufficiency | 2030 | 2 | 13 | 57
3 Revenue Sufficiency | 2030 | 2 | 13.1 | 54
3 Revenue Sufficiency | 2030 | 2 | 13.2 | 49
3 Revenue Sufficiency | 2030 | 2 | 13.3 | 54
3 Revenue Sufficiency | 2030 | 2 | 13.4 | 42
3 Revenue Sufficiency | 2030 | 2 | 13.5 | 54
3 Revenue Sufficiency | 2030 | 2 | 13.6 | 38
3 Revenue Sufficiency | 2030 | 2 | 13.7 | 49
3 Revenue Sufficiency | 2030 | 2 | 13.8 | 54
3 Revenue Sufficiency | 2030 | 2 | 13.9 | 58
3 Revenue Sufficiency | 2030 | 2 | 14 | 49
3 Revenue Sufficiency | 2030 | 2 | 14.1 | 33
3 Revenue Sufficiency | 2030 | 2 | 14.2 | 46
3 Revenue Sufficiency | 2030 | 2 | 14.3 | 44
3 Revenue Sufficiency | 2030 | 2 | 14.4 | 36
3 Revenue Sufficiency | 2030 | 2 | 14.5 | 50
3 Revenue Sufficiency | 2030 | 2 | 14.6 | 43
3 Revenue Sufficiency | 2030 | 2 | 14.7 | 36
3 Revenue Sufficiency | 2030 | 2 | 14.8 | 38
3 Revenue Sufficiency | 2030 | 2 | 14.9 | 45
3 Revenue Sufficiency | 2030 | 2 | 15 | 34
3 Revenue Sufficiency | 2030 | 2 | 15.1 | 37
3 Revenue Sufficiency | 2030 | 2 | 15.2 | 36
3 Revenue Sufficiency | 2030 | 2 | 15.3 | 31
3 Revenue Sufficiency | 2030 | 2 | 15.4 | 36
3 Revenue Sufficiency | 2030 | 2 | 15.5 | 40
3 Revenue Sufficiency | 2030 | 2 | 15.6 | 41
3 Revenue Sufficiency | 2030 | 2 | 15.7 | 40
3 Revenue Sufficiency | 2030 | 2 | 15.8 | 41
3 Revenue Sufficiency | 2030 | 2 | 15.9 | 42
3 Revenue Sufficiency | 2030 | 2 | 16 | 40
3 Revenue Sufficiency | 2030 | 2 | 16.1 | 38
3 Revenue Sufficiency | 2030 | 2 | 16.2 | 41
3 Revenue Sufficiency | 2030 | 2 | 16.3 | 40
3 Revenue Sufficiency | 2030 | 2 | 16.4 | 44
3 Revenue Sufficiency | 2030 | 2 | 16.5 | 38
3 Revenue Sufficiency | 2030 | 2 | 16.6 | 46
3 Revenue Sufficiency | 2030 | 2 | 16.7 | 33
3 Revenue Sufficiency | 2030 | 2 | 16.8 | 34
3 Revenue Sufficiency | 2030 | 2 | 16.9 | 39
3 Revenue Sufficiency | 2030 | 2 | 17 | 37
3 Revenue Sufficiency | 2030 | 2 | 17.1 | 25
3 Revenue Sufficiency | 2030 | 2 | 17.2 | 35
3 Revenue Sufficiency | 2030 | 2 | 17.3 | 32
3 Revenue Sufficiency | 2030 | 2 | 17.4 | 38
3 Revenue Sufficiency | 2030 | 2 | 17.5 | 27
3 Revenue Sufficiency | 2030 | 2 | 17.6 | 31
3 Revenue Sufficiency | 2030 | 2 | 17.7 | 33
3 Revenue Sufficiency | 2030 | 2 | 17.8 | 27
3 Revenue Sufficiency | 2030 | 2 | 17.9 | 30
3 Revenue Sufficiency | 2030 | 2 | 18 | 39
3 Revenue Sufficiency | 2030 | 2 | 18.1 | 23
3 Revenue Sufficiency | 2030 | 2 | 18.2 | 38
3 Revenue Sufficiency | 2030 | 2 | 18.3 | 29
3 Revenue Sufficiency | 2030 | 2 | 18.4 | 41
3 Revenue Sufficiency | 2030 | 2 | 18.5 | 32
3 Revenue Sufficiency | 2030 | 2 | 18.6 | 30
3 Revenue Sufficiency | 2030 | 2 | 18.7 | 29
3 Revenue Sufficiency | 2030 | 2 | 18.8 | 39
3 Revenue Sufficiency | 2030 | 2 | 18.9 | 30
3 Revenue Sufficiency | 2030 | 2 | 19 | 20
3 Revenue Sufficiency | 2030 | 2 | 19.1 | 35
3 Revenue Sufficiency | 2030 | 2 | 19.2 | 21
3 Revenue Sufficiency | 2030 | 2 | 19.3 | 42
3 Revenue Sufficiency | 2030 | 2 | 19.4 | 26
3 Revenue Sufficiency | 2030 | 2 | 19.5 | 26
3 Revenue Sufficiency | 2030 | 2 | 19.6 | 25
3 Revenue Sufficiency | 2030 | 2 | 19.7 | 37
3 Revenue Sufficiency | 2030 | 2 | 19.8 | 42
3 Revenue Sufficiency | 2030 | 2 | 19.9 | 29
3 Revenue Sufficiency | 2030 | 2 | 20 | 29
3 Revenue Sufficiency | 2030 | 2 | 20.1 | 25
3 Revenue Sufficiency | 2030 | 2 | 20.2 | 23
3 Revenue Sufficiency | 2030 | 2 | 20.3 | 17
3 Revenue Sufficiency | 2030 | 2 | 20.4 | 23
3 Revenue Sufficiency | 2030 | 2 | 20.5 | 31
3 Revenue Sufficiency | 2030 | 2 | 20.6 | 20
3 Revenue Sufficiency | 2030 | 2 | 20.7 | 19
3 Revenue Sufficiency | 2030 | 2 | 20.8 | 20
3 Revenue Sufficiency | 2030 | 2 | 20.9 | 30
3 Revenue Sufficiency | 2030 | 2 | 21 | 19
3 Revenue Sufficiency | 2030 | 2 | 21.1 | 30
3 Revenue Sufficiency | 2030 | 2 | 21.2 | 24
3 Revenue Sufficiency | 2030 | 2 | 21.3 | 23
3 Revenue Sufficiency | 2030 | 2 | 21.4 | 30
3 Revenue Sufficiency | 2030 | 2 | 21.5 | 22
3 Revenue Sufficiency | 2030 | 2 | 21.6 | 18
3 Revenue Sufficiency | 2030 | 2 | 21.7 | 18
3 Revenue Sufficiency | 2030 | 2 | 21.8 | 18
3 Revenue Sufficiency | 2030 | 2 | 21.9 | 26
3 Revenue Sufficiency | 2030 | 2 | 22 | 19
3 Revenue Sufficiency | 2030 | 2 | 22.1 | 23
3 Revenue Sufficiency | 2030 | 2 | 22.2 | 26
3 Revenue Sufficiency | 2030 | 2 | 22.3 | 22
3 Revenue Sufficiency | 2030 | 2 | 22.4 | 13
3 Revenue Sufficiency | 2030 | 2 | 22.5 | 24
3 Revenue Sufficiency | 2030 | 2 | 22.6 | 25
3 Revenue Sufficiency | 2030 | 2 | 22.7 | 19
3 Revenue Sufficiency | 2030 | 2 | 22.8 | 30
3 Revenue Sufficiency | 2030 | 2 | 22.9 | 17
3 Revenue Sufficiency | 2030 | 2 | 23 | 26
3 Revenue Sufficiency | 2030 | 2 | 23.1 | 12
3 Revenue Sufficiency | 2030 | 2 | 23.2 | 18
3 Revenue Sufficiency | 2030 | 2 | 23.3 | 19
3 Revenue Sufficiency | 2030 | 2 | 23.4 | 14
3 Revenue Sufficiency | 2030 | 2 | 23.5 | 15
3 Revenue Sufficiency | 2030 | 2 | 23.6 | 16
3 Revenue Sufficiency | 2030 | 2 | 23.7 | 9
3 Revenue Sufficiency | 2030 | 2 | 23.8 | 15
3 Revenue Sufficiency | 2030 | 2 | 23.9 | 15
3 Revenue Sufficiency | 2030 | 2 | 24 | 23
3 Revenue Sufficiency | 2030 | 2 | 24.1 | 19
3 Revenue Sufficiency | 2030 | 2 | 24.2 | 22
3 Revenue Sufficiency | 2030 | 2 | 24.3 | 13
3 Revenue Sufficiency | 2030 | 2 | 24.4 | 11
3 Revenue Sufficiency | 2030 | 2 | 24.5 | 23
3 Revenue Sufficiency | 2030 | 2 | 24.6 | 17
3 Revenue Sufficiency | 2030 | 2 | 24.7 | 18
3 Revenue Sufficiency | 2030 | 2 | 24.8 | 16
3 Revenue Sufficiency | 2030 | 2 | 24.9 | 11
3 Revenue Sufficiency | 2030 | 2 | 25 | 22
3 Revenue Sufficiency | 2030 | 2 | 25.1 | 16
3 Revenue Sufficiency | 2030 | 2 | 25.2 | 11
3 Revenue Sufficiency | 2030 | 2 | 25.3 | 16
3 Revenue Sufficiency | 2030 | 2 | 25.4 | 18
3 Revenue Sufficiency | 2030 | 2 | 25.5 | 12
3 Revenue Sufficiency | 2030 | 2 | 25.6 | 22
3 Revenue Sufficiency | 2030 | 2 | 25.7 | 15
3 Revenue Sufficiency | 2030 | 2 | 25.8 | 11
3 Revenue Sufficiency | 2030 | 2 | 25.9 | 18
3 Revenue Sufficiency | 2030 | 2 | 26 | 6
3 Revenue Sufficiency | 2030 | 2 | 26.1 | 15
3 Revenue Sufficiency | 2030 | 2 | 26.2 | 13
3 Revenue Sufficiency | 2030 | 2 | 26.3 | 15
3 Revenue Sufficiency | 2030 | 2 | 26.4 | 12
3 Revenue Sufficiency | 2030 | 2 | 26.5 | 18
3 Revenue Sufficiency | 2030 | 2 | 26.6 | 14
3 Revenue Sufficiency | 2030 | 2 | 26.7 | 13
3 Revenue Sufficiency | 2030 | 2 | 26.8 | 12
3 Revenue Sufficiency | 2030 | 2 | 26.9 | 11
3 Revenue Sufficiency | 2030 | 2 | 27 | 15
3 Revenue Sufficiency | 2030 | 2 | 27.1 | 15
3 Revenue Sufficiency | 2030 | 2 | 27.2 | 3
3 Revenue Sufficiency | 2030 | 2 | 27.3 | 6
3 Revenue Sufficiency | 2030 | 2 | 27.4 | 14
3 Revenue Sufficiency | 2030 | 2 | 27.5 | 12
3 Revenue Sufficiency | 2030 | 2 | 27.6 | 16
3 Revenue Sufficiency | 2030 | 2 | 27.7 | 15
3 Revenue Sufficiency | 2030 | 2 | 27.8 | 12
3 Revenue Sufficiency | 2030 | 2 | 27.9 | 6
3 Revenue Sufficiency | 2030 | 2 | 28 | 14
3 Revenue Sufficiency | 2030 | 2 | 28.1 | 16
3 Revenue Sufficiency | 2030 | 2 | 28.2 | 15
3 Revenue Sufficiency | 2030 | 2 | 28.3 | 12
3 Revenue Sufficiency | 2030 | 2 | 28.4 | 11
3 Revenue Sufficiency | 2030 | 2 | 28.5 | 7
3 Revenue Sufficiency | 2030 | 2 | 28.6 | 13
3 Revenue Sufficiency | 2030 | 2 | 28.7 | 8
3 Revenue Sufficiency | 2030 | 2 | 28.8 | 10
3 Revenue Sufficiency | 2030 | 2 | 28.9 | 9
3 Revenue Sufficiency | 2030 | 2 | 29 | 5
3 Revenue Sufficiency | 2030 | 2 | 29.1 | 8
3 Revenue Sufficiency | 2030 | 2 | 29.2 | 9
3 Revenue Sufficiency | 2030 | 2 | 29.3 | 9
3 Revenue Sufficiency | 2030 | 2 | 29.4 | 11
3 Revenue Sufficiency | 2030 | 2 | 29.5 | 9
3 Revenue Sufficiency | 2030 | 2 | 29.6 | 8
3 Revenue Sufficiency | 2030 | 2 | 29.7 | 2
3 Revenue Sufficiency | 2030 | 2 | 29.8 | 6
3 Revenue Sufficiency | 2030 | 2 | 29.9 | 12
3 Revenue Sufficiency | 2030 | 2 | 30 | 14
3 Revenue Sufficiency | 2030 | 2 | 30.1 | 7
3 Revenue Sufficiency | 2030 | 2 | 30.2 | 16
3 Revenue Sufficiency | 2030 | 2 | 30.3 | 8
3 Revenue Sufficiency | 2030 | 2 | 30.4 | 13
3 Revenue Sufficiency | 2030 | 2 | 30.5 | 11
3 Revenue Sufficiency | 2030 | 2 | 30.6 | 5
3 Revenue Sufficiency | 2030 | 2 | 30.7 | 7
3 Revenue Sufficiency | 2030 | 2 | 30.8 | 6
3 Revenue Sufficiency | 2030 | 2 | 30.9 | 4
3 Revenue Sufficiency | 2030 | 2 | 31 | 6
3 Revenue Sufficiency | 2030 | 2 | 31.1 | 6
3 Revenue Sufficiency | 2030 | 2 | 31.2 | 11
3 Revenue Sufficiency | 2030 | 2 | 31.3 | 7
3 Revenue Sufficiency | 2030 | 2 | 31.4 | 6
3 Revenue Sufficiency | 2030 | 2 | 31.5 | 8
3 Revenue Sufficiency | 2030 | 2 | 31.6 | 8
3 Revenue Sufficiency | 2030 | 2 | 31.7 | 4
3 Revenue Sufficiency | 2030 | 2 | 31.8 | 7
3 Revenue Sufficiency | 2030 | 2 | 31.9 | 7
3 Revenue Sufficiency | 2030 | 2 | 32 | 3
3 Revenue Sufficiency | 2030 | 2 | 32.1 | 8
3 Revenue Sufficiency | 2030 | 2 | 32.2 | 5
3 Revenue Sufficiency | 2030 | 2 | 32.3 | 9
3 Revenue Sufficiency | 2030 | 2 | 32.4 | 9
3 Revenue Sufficiency | 2030 | 2 | 32.5 | 10
3 Revenue Sufficiency | 2030 | 2 | 32.6 | 6
3 Revenue Sufficiency | 2030 | 2 | 32.7 | 4
3 Revenue Sufficiency | 2030 | 2 | 32.8 | 5
3 Revenue Sufficiency | 2030 | 2 | 32.9 | 6
3 Revenue Sufficiency | 2030 | 2 | 33 | 11
3 Revenue Sufficiency | 2030 | 2 | 33.1 | 10
3 Revenue Sufficiency | 2030 | 2 | 33.2 | 6
3 Revenue Sufficiency | 2030 | 2 | 33.3 | 3
3 Revenue Sufficiency | 2030 | 2 | 33.4 | 10
3 Revenue Sufficiency | 2030 | 2 | 33.5 | 5
3 Revenue Sufficiency | 2030 | 2 | 33.6 | 4
3 Revenue Sufficiency | 2030 | 2 | 33.7 | 4
3 Revenue Sufficiency | 2030 | 2 | 33.8 | 4
3 Revenue Sufficiency | 2030 | 2 | 33.9 | 3
3 Revenue Sufficiency | 2030 | 2 | 34 | 5
3 Revenue Sufficiency | 2030 | 2 | 34.1 | 4
3 Revenue Sufficiency | 2030 | 2 | 34.2 | 5
3 Revenue Sufficiency | 2030 | 2 | 34.3 | 7
3 Revenue Sufficiency | 2030 | 2 | 34.4 | 8
3 Revenue Sufficiency | 2030 | 2 | 34.5 | 5
3 Revenue Sufficiency | 2030 | 2 | 34.6 | 6
3 Revenue Sufficiency | 2030 | 2 | 34.7 | 5
3 Revenue Sufficiency | 2030 | 2 | 34.8 | 5
3 Revenue Sufficiency | 2030 | 2 | 34.9 | 2
3 Revenue Sufficiency | 2030 | 2 | 35 | 7
3 Revenue Sufficiency | 2030 | 2 | 35.2 | 4
3 Revenue Sufficiency | 2030 | 2 | 35.3 | 7
3 Revenue Sufficiency | 2030 | 2 | 35.4 | 4
3 Revenue Sufficiency | 2030 | 2 | 35.5 | 1
3 Revenue Sufficiency | 2030 | 2 | 35.6 | 4
3 Revenue Sufficiency | 2030 | 2 | 35.7 | 9
3 Revenue Sufficiency | 2030 | 2 | 35.8 | 4
3 Revenue Sufficiency | 2030 | 2 | 35.9 | 7
3 Revenue Sufficiency | 2030 | 2 | 36 | 1
3 Revenue Sufficiency | 2030 | 2 | 36.1 | 8
3 Revenue Sufficiency | 2030 | 2 | 36.2 | 4
3 Revenue Sufficiency | 2030 | 2 | 36.3 | 2
3 Revenue Sufficiency | 2030 | 2 | 36.4 | 7
3 Revenue Sufficiency | 2030 | 2 | 36.5 | 6
3 Revenue Sufficiency | 2030 | 2 | 36.6 | 5
3 Revenue Sufficiency | 2030 | 2 | 36.7 | 4
3 Revenue Sufficiency | 2030 | 2 | 36.8 | 7
3 Revenue Sufficiency | 2030 | 2 | 36.9 | 6
3 Revenue Sufficiency | 2030 | 2 | 37 | 2
3 Revenue Sufficiency | 2030 | 2 | 37.1 | 3
3 Revenue Sufficiency | 2030 | 2 | 37.2 | 2
3 Revenue Sufficiency | 2030 | 2 | 37.3 | 5
3 Revenue Sufficiency | 2030 | 2 | 37.4 | 4
3 Revenue Sufficiency | 2030 | 2 | 37.5 | 3
3 Revenue Sufficiency | 2030 | 2 | 37.6 | 5
3 Revenue Sufficiency | 2030 | 2 | 37.7 | 9
3 Revenue Sufficiency | 2030 | 2 | 37.8 | 5
3 Revenue Sufficiency | 2030 | 2 | 37.9 | 3
3 Revenue Sufficiency | 2030 | 2 | 38 | 2
3 Revenue Sufficiency | 2030 | 2 | 38.1 | 4
3 Revenue Sufficiency | 2030 | 2 | 38.2 | 8
3 Revenue Sufficiency | 2030 | 2 | 38.3 | 4
3 Revenue Sufficiency | 2030 | 2 | 38.4 | 3
3 Revenue Sufficiency | 2030 | 2 | 38.5 | 1
3 Revenue Sufficiency | 2030 | 2 | 38.6 | 5
3 Revenue Sufficiency | 2030 | 2 | 38.7 | 5
3 Revenue Sufficiency | 2030 | 2 | 38.8 | 3
3 Revenue Sufficiency | 2030 | 2 | 38.9 | 2
3 Revenue Sufficiency | 2030 | 2 | 39 | 5
3 Revenue Sufficiency | 2030 | 2 | 39.1 | 3
3 Revenue Sufficiency | 2030 | 2 | 39.2 | 1
3 Revenue Sufficiency | 2030 | 2 | 39.3 | 2
3 Revenue Sufficiency | 2030 | 2 | 39.4 | 3
3 Revenue Sufficiency | 2030 | 2 | 39.5 | 4
3 Revenue Sufficiency | 2030 | 2 | 39.6 | 3
3 Revenue Sufficiency | 2030 | 2 | 39.7 | 3
3 Revenue Sufficiency | 2030 | 2 | 39.8 | 4
3 Revenue Sufficiency | 2030 | 2 | 39.9 | 3
3 Revenue Sufficiency | 2030 | 2 | 40 | 4
3 Revenue Sufficiency | 2030 | 2 | 40.1 | 4
3 Revenue Sufficiency | 2030 | 2 | 40.2 | 4
3 Revenue Sufficiency | 2030 | 2 | 40.3 | 1
3 Revenue Sufficiency | 2030 | 2 | 40.4 | 3
3 Revenue Sufficiency | 2030 | 2 | 40.5 | 1
3 Revenue Sufficiency | 2030 | 2 | 40.6 | 2
3 Revenue Sufficiency | 2030 | 2 | 40.7 | 5
3 Revenue Sufficiency | 2030 | 2 | 40.8 | 5
3 Revenue Sufficiency | 2030 | 2 | 40.9 | 4
3 Revenue Sufficiency | 2030 | 2 | 41 | 2
3 Revenue Sufficiency | 2030 | 2 | 41.1 | 1
3 Revenue Sufficiency | 2030 | 2 | 41.2 | 3
3 Revenue Sufficiency | 2030 | 2 | 41.3 | 5
3 Revenue Sufficiency | 2030 | 2 | 41.4 | 3
3 Revenue Sufficiency | 2030 | 2 | 41.5 | 1
3 Revenue Sufficiency | 2030 | 2 | 41.6 | 2
3 Revenue Sufficiency | 2030 | 2 | 41.7 | 4
3 Revenue Sufficiency | 2030 | 2 | 41.8 | 5
3 Revenue Sufficiency | 2030 | 2 | 41.9 | 2
3 Revenue Sufficiency | 2030 | 2 | 42 | 4
3 Revenue Sufficiency | 2030 | 2 | 42.1 | 3
3 Revenue Sufficiency | 2030 | 2 | 42.2 | 3
3 Revenue Sufficiency | 2030 | 2 | 42.3 | 1
3 Revenue Sufficiency | 2030 | 2 | 42.4 | 7
3 Revenue Sufficiency | 2030 | 2 | 42.5 | 2
3 Revenue Sufficiency | 2030 | 2 | 42.6 | 4
3 Revenue Sufficiency | 2030 | 2 | 42.7 | 1
3 Revenue Sufficiency | 2030 | 2 | 42.8 | 1
3 Revenue Sufficiency | 2030 | 2 | 42.9 | 3
3 Revenue Sufficiency | 2030 | 2 | 43 | 3
3 Revenue Sufficiency | 2030 | 2 | 43.1 | 2
3 Revenue Sufficiency | 2030 | 2 | 43.2 | 3
3 Revenue Sufficiency | 2030 | 2 | 43.3 | 2
3 Revenue Sufficiency | 2030 | 2 | 43.4 | 4
3 Revenue Sufficiency | 2030 | 2 | 43.5 | 2
3 Revenue Sufficiency | 2030 | 2 | 43.6 | 1
3 Revenue Sufficiency | 2030 | 2 | 43.8 | 4
3 Revenue Sufficiency | 2030 | 2 | 43.9 | 6
3 Revenue Sufficiency | 2030 | 2 | 44 | 5
3 Revenue Sufficiency | 2030 | 2 | 44.1 | 1
3 Revenue Sufficiency | 2030 | 2 | 44.2 | 3
3 Revenue Sufficiency | 2030 | 2 | 44.3 | 2
3 Revenue Sufficiency | 2030 | 2 | 44.4 | 3
3 Revenue Sufficiency | 2030 | 2 | 44.5 | 2
3 Revenue Sufficiency | 2030 | 2 | 44.6 | 1
3 Revenue Sufficiency | 2030 | 2 | 44.7 | 3
3 Revenue Sufficiency | 2030 | 2 | 44.8 | 3
3 Revenue Sufficiency | 2030 | 2 | 44.9 | 6
3 Revenue Sufficiency | 2030 | 2 | 45 | 1
3 Revenue Sufficiency | 2030 | 2 | 45.2 | 2
3 Revenue Sufficiency | 2030 | 2 | 45.4 | 1
3 Revenue Sufficiency | 2030 | 2 | 45.5 | 3
3 Revenue Sufficiency | 2030 | 2 | 45.6 | 1
3 Revenue Sufficiency | 2030 | 2 | 45.7 | 2
3 Revenue Sufficiency | 2030 | 2 | 45.8 | 1
3 Revenue Sufficiency | 2030 | 2 | 46 | 2
3 Revenue Sufficiency | 2030 | 2 | 46.1 | 1
3 Revenue Sufficiency | 2030 | 2 | 46.3 | 1
3 Revenue Sufficiency | 2030 | 2 | 46.5 | 2
3 Revenue Sufficiency | 2030 | 2 | 46.7 | 3
3 Revenue Sufficiency | 2030 | 2 | 46.8 | 3
3 Revenue Sufficiency | 2030 | 2 | 46.9 | 2
3 Revenue Sufficiency | 2030 | 2 | 47 | 2
3 Revenue Sufficiency | 2030 | 2 | 47.2 | 1
3 Revenue Sufficiency | 2030 | 2 | 47.4 | 3
3 Revenue Sufficiency | 2030 | 2 | 47.7 | 1
3 Revenue Sufficiency | 2030 | 2 | 47.8 | 1
3 Revenue Sufficiency | 2030 | 2 | 47.9 | 1
3 Revenue Sufficiency | 2030 | 2 | 48.1 | 1
3 Revenue Sufficiency | 2030 | 2 | 48.2 | 2
3 Revenue Sufficiency | 2030 | 2 | 48.4 | 3
3 Revenue Sufficiency | 2030 | 2 | 48.5 | 1
3 Revenue Sufficiency | 2030 | 2 | 48.7 | 2
3 Revenue Sufficiency | 2030 | 2 | 48.8 | 1
3 Revenue Sufficiency | 2030 | 2 | 48.9 | 1
3 Revenue Sufficiency | 2030 | 2 | 49 | 3
3 Revenue Sufficiency | 2030 | 2 | 49.1 | 1
3 Revenue Sufficiency | 2030 | 2 | 49.2 | 2
3 Revenue Sufficiency | 2030 | 2 | 49.4 | 2
3 Revenue Sufficiency | 2030 | 2 | 49.5 | 1
3 Revenue Sufficiency | 2030 | 2 | 49.9 | 2
3 Revenue Sufficiency | 2030 | 2 | 50 | 2
3 Revenue Sufficiency | 2030 | 2 | 50.1 | 1
3 Revenue Sufficiency | 2030 | 2 | 50.2 | 2
3 Revenue Sufficiency | 2030 | 2 | 50.4 | 3
3 Revenue Sufficiency | 2030 | 2 | 50.6 | 1
3 Revenue Sufficiency | 2030 | 2 | 50.7 | 1
3 Revenue Sufficiency | 2030 | 2 | 50.8 | 2
3 Revenue Sufficiency | 2030 | 2 | 51 | 3
3 Revenue Sufficiency | 2030 | 2 | 51.2 | 1
3 Revenue Sufficiency | 2030 | 2 | 51.4 | 1
3 Revenue Sufficiency | 2030 | 2 | 51.5 | 1
3 Revenue Sufficiency | 2030 | 2 | 51.6 | 1
3 Revenue Sufficiency | 2030 | 2 | 51.8 | 1
3 Revenue Sufficiency | 2030 | 2 | 51.9 | 1
3 Revenue Sufficiency | 2030 | 2 | 52 | 1
3 Revenue Sufficiency | 2030 | 2 | 52.1 | 1
3 Revenue Sufficiency | 2030 | 2 | 52.2 | 1
3 Revenue Sufficiency | 2030 | 2 | 52.3 | 1
3 Revenue Sufficiency | 2030 | 2 | 52.5 | 1
3 Revenue Sufficiency | 2030 | 2 | 52.8 | 2
3 Revenue Sufficiency | 2030 | 2 | 52.9 | 1
3 Revenue Sufficiency | 2030 | 2 | 53 | 1
3 Revenue Sufficiency | 2030 | 2 | 53.2 | 2
3 Revenue Sufficiency | 2030 | 2 | 53.4 | 1
3 Revenue Sufficiency | 2030 | 2 | 53.5 | 1
3 Revenue Sufficiency | 2030 | 2 | 54 | 2
3 Revenue Sufficiency | 2030 | 2 | 54.1 | 2
3 Revenue Sufficiency | 2030 | 2 | 54.5 | 1
3 Revenue Sufficiency | 2030 | 2 | 54.7 | 2
3 Revenue Sufficiency | 2030 | 2 | 54.8 | 1
3 Revenue Sufficiency | 2030 | 2 | 54.9 | 2
3 Revenue Sufficiency | 2030 | 2 | 55.3 | 1
3 Revenue Sufficiency | 2030 | 2 | 55.5 | 2
3 Revenue Sufficiency | 2030 | 2 | 55.6 | 1
3 Revenue Sufficiency | 2030 | 2 | 55.7 | 2
3 Revenue Sufficiency | 2030 | 2 | 55.8 | 1
3 Revenue Sufficiency | 2030 | 2 | 56.2 | 1
3 Revenue Sufficiency | 2030 | 2 | 56.8 | 1
3 Revenue Sufficiency | 2030 | 2 | 57 | 1
3 Revenue Sufficiency | 2030 | 2 | 57.3 | 2
3 Revenue Sufficiency | 2030 | 2 | 57.4 | 1
3 Revenue Sufficiency | 2030 | 2 | 58 | 1
3 Revenue Sufficiency | 2030 | 2 | 58.1 | 1
3 Revenue Sufficiency | 2030 | 2 | 59 | 1
3 Revenue Sufficiency | 2030 | 2 | 59.2 | 2
3 Revenue Sufficiency | 2030 | 2 | 59.3 | 1
3 Revenue Sufficiency | 2030 | 2 | 59.4 | 2
3 Revenue Sufficiency | 2030 | 2 | 59.5 | 1
3 Revenue Sufficiency | 2030 | 2 | 60.5 | 1
3 Revenue Sufficiency | 2030 | 2 | 61 | 1
3 Revenue Sufficiency | 2030 | 2 | 61.2 | 1
3 Revenue Sufficiency | 2030 | 2 | 61.3 | 1
3 Revenue Sufficiency | 2030 | 2 | 61.8 | 2
3 Revenue Sufficiency | 2030 | 2 | 62 | 1
3 Revenue Sufficiency | 2030 | 2 | 63.1 | 1
3 Revenue Sufficiency | 2030 | 2 | 64.2 | 1
3 Revenue Sufficiency | 2030 | 2 | 64.9 | 1
3 Revenue Sufficiency | 2030 | 2 | 67.3 | 1
3 Revenue Sufficiency | 2030 | 2 | 68.1 | 1
3 Revenue Sufficiency | 2030 | 2 | 68.8 | 1
3 Revenue Sufficiency | 2030 | 2 | 69.5 | 1
3 Revenue Sufficiency | 2030 | 2 | 70.6 | 1
3 Revenue Sufficiency | 2030 | 2 | 71.4 | 1
3 Revenue Sufficiency | 2030 | 2 | 72.4 | 1
3 Revenue Sufficiency | 2030 | 2 | 74.5 | 1
3 Revenue Sufficiency | 2030 | 2 | 77.9 | 1
3 Revenue Sufficiency | 2030 | 2 | 78 | 1
3 Revenue Sufficiency | 2030 | 2 | 79.2 | 1
3 Revenue Sufficiency | 2030 | 2 | 87.1 | 1
3 Revenue Sufficiency | 2030 | 2 | 89.6 | 1
3 Revenue Sufficiency | 2030 | 2 | 120.5 | 1
3 Revenue Sufficiency | 2030 | 2 | 216.8 | 1
3 Revenue Sufficiency | 2030 | 2 | 319.6 | 1
3 Revenue Sufficiency | 2030 | 3 | -78.5 | 1
3 Revenue Sufficiency | 2030 | 3 | -68.8 | 1
3 Revenue Sufficiency | 2030 | 3 | -63.2 | 1
3 Revenue Sufficiency | 2030 | 3 | -62.7 | 1
3 Revenue Sufficiency | 2030 | 3 | -60.6 | 1
3 Revenue Sufficiency | 2030 | 3 | -54.7 | 1
3 Revenue Sufficiency | 2030 | 3 | -54.6 | 1
3 Revenue Sufficiency | 2030 | 3 | -52.3 | 1
3 Revenue Sufficiency | 2030 | 3 | -52 | 1
3 Revenue Sufficiency | 2030 | 3 | -51.3 | 1
3 Revenue Sufficiency | 2030 | 3 | -50.4 | 1
3 Revenue Sufficiency | 2030 | 3 | -50.3 | 2
3 Revenue Sufficiency | 2030 | 3 | -50.1 | 2
3 Revenue Sufficiency | 2030 | 3 | -49.9 | 1
3 Revenue Sufficiency | 2030 | 3 | -49.2 | 1
3 Revenue Sufficiency | 2030 | 3 | -47.8 | 1
3 Revenue Sufficiency | 2030 | 3 | -47.7 | 1
3 Revenue Sufficiency | 2030 | 3 | -47.6 | 1
3 Revenue Sufficiency | 2030 | 3 | -47.2 | 2
3 Revenue Sufficiency | 2030 | 3 | -46.9 | 1
3 Revenue Sufficiency | 2030 | 3 | -46.5 | 1
3 Revenue Sufficiency | 2030 | 3 | -45.5 | 2
3 Revenue Sufficiency | 2030 | 3 | -45.4 | 1
3 Revenue Sufficiency | 2030 | 3 | -45.3 | 1
3 Revenue Sufficiency | 2030 | 3 | -44.7 | 1
3 Revenue Sufficiency | 2030 | 3 | -44.6 | 1
3 Revenue Sufficiency | 2030 | 3 | -44.4 | 1
3 Revenue Sufficiency | 2030 | 3 | -44.3 | 1
3 Revenue Sufficiency | 2030 | 3 | -44.1 | 1
3 Revenue Sufficiency | 2030 | 3 | -43.6 | 2
3 Revenue Sufficiency | 2030 | 3 | -43.5 | 3
3 Revenue Sufficiency | 2030 | 3 | -43.4 | 2
3 Revenue Sufficiency | 2030 | 3 | -43.3 | 1
3 Revenue Sufficiency | 2030 | 3 | -42.9 | 1
3 Revenue Sufficiency | 2030 | 3 | -42.8 | 3
3 Revenue Sufficiency | 2030 | 3 | -42.6 | 3
3 Revenue Sufficiency | 2030 | 3 | -42.4 | 1
3 Revenue Sufficiency | 2030 | 3 | -42.2 | 1
3 Revenue Sufficiency | 2030 | 3 | -42.1 | 2
3 Revenue Sufficiency | 2030 | 3 | -42 | 1
3 Revenue Sufficiency | 2030 | 3 | -41.8 | 1
3 Revenue Sufficiency | 2030 | 3 | -41.7 | 3
3 Revenue Sufficiency | 2030 | 3 | -41.6 | 1
3 Revenue Sufficiency | 2030 | 3 | -41.4 | 1
3 Revenue Sufficiency | 2030 | 3 | -41.3 | 2
3 Revenue Sufficiency | 2030 | 3 | -41.2 | 1
3 Revenue Sufficiency | 2030 | 3 | -41.1 | 1
3 Revenue Sufficiency | 2030 | 3 | -41 | 2
3 Revenue Sufficiency | 2030 | 3 | -40.7 | 1
3 Revenue Sufficiency | 2030 | 3 | -40.6 | 1
3 Revenue Sufficiency | 2030 | 3 | -40.5 | 2
3 Revenue Sufficiency | 2030 | 3 | -40.3 | 1
3 Revenue Sufficiency | 2030 | 3 | -40.2 | 2
3 Revenue Sufficiency | 2030 | 3 | -40.1 | 1
3 Revenue Sufficiency | 2030 | 3 | -39.4 | 1
3 Revenue Sufficiency | 2030 | 3 | -39.3 | 1
3 Revenue Sufficiency | 2030 | 3 | -39.1 | 1
3 Revenue Sufficiency | 2030 | 3 | -39 | 1
3 Revenue Sufficiency | 2030 | 3 | -38.9 | 5
3 Revenue Sufficiency | 2030 | 3 | -38.8 | 2
3 Revenue Sufficiency | 2030 | 3 | -38.6 | 2
3 Revenue Sufficiency | 2030 | 3 | -38.5 | 2
3 Revenue Sufficiency | 2030 | 3 | -38.4 | 1
3 Revenue Sufficiency | 2030 | 3 | -38.3 | 2
3 Revenue Sufficiency | 2030 | 3 | -38.2 | 1
3 Revenue Sufficiency | 2030 | 3 | -38.1 | 2
3 Revenue Sufficiency | 2030 | 3 | -38 | 1
3 Revenue Sufficiency | 2030 | 3 | -37.9 | 4
3 Revenue Sufficiency | 2030 | 3 | -37.8 | 1
3 Revenue Sufficiency | 2030 | 3 | -37.7 | 2
3 Revenue Sufficiency | 2030 | 3 | -37.6 | 1
3 Revenue Sufficiency | 2030 | 3 | -37.4 | 2
3 Revenue Sufficiency | 2030 | 3 | -37.3 | 5
3 Revenue Sufficiency | 2030 | 3 | -37.2 | 1
3 Revenue Sufficiency | 2030 | 3 | -37.1 | 1
3 Revenue Sufficiency | 2030 | 3 | -36.9 | 1
3 Revenue Sufficiency | 2030 | 3 | -36.8 | 4
3 Revenue Sufficiency | 2030 | 3 | -36.7 | 3
3 Revenue Sufficiency | 2030 | 3 | -36.6 | 1
3 Revenue Sufficiency | 2030 | 3 | -36.5 | 5
3 Revenue Sufficiency | 2030 | 3 | -36.3 | 1
3 Revenue Sufficiency | 2030 | 3 | -36.2 | 2
3 Revenue Sufficiency | 2030 | 3 | -36.1 | 3
3 Revenue Sufficiency | 2030 | 3 | -36 | 2
3 Revenue Sufficiency | 2030 | 3 | -35.9 | 1
3 Revenue Sufficiency | 2030 | 3 | -35.8 | 2
3 Revenue Sufficiency | 2030 | 3 | -35.7 | 2
3 Revenue Sufficiency | 2030 | 3 | -35.6 | 2
3 Revenue Sufficiency | 2030 | 3 | -35.5 | 1
3 Revenue Sufficiency | 2030 | 3 | -35.4 | 4
3 Revenue Sufficiency | 2030 | 3 | -35.3 | 1
3 Revenue Sufficiency | 2030 | 3 | -35.1 | 2
3 Revenue Sufficiency | 2030 | 3 | -35 | 3
3 Revenue Sufficiency | 2030 | 3 | -34.9 | 1
3 Revenue Sufficiency | 2030 | 3 | -34.8 | 3
3 Revenue Sufficiency | 2030 | 3 | -34.7 | 2
3 Revenue Sufficiency | 2030 | 3 | -34.6 | 2
3 Revenue Sufficiency | 2030 | 3 | -34.4 | 2
3 Revenue Sufficiency | 2030 | 3 | -34.3 | 2
3 Revenue Sufficiency | 2030 | 3 | -34.2 | 1
3 Revenue Sufficiency | 2030 | 3 | -34.1 | 1
3 Revenue Sufficiency | 2030 | 3 | -34 | 2
3 Revenue Sufficiency | 2030 | 3 | -33.7 | 3
3 Revenue Sufficiency | 2030 | 3 | -33.6 | 5
3 Revenue Sufficiency | 2030 | 3 | -33.5 | 3
3 Revenue Sufficiency | 2030 | 3 | -33.4 | 1
3 Revenue Sufficiency | 2030 | 3 | -33.3 | 1
3 Revenue Sufficiency | 2030 | 3 | -33.2 | 4
3 Revenue Sufficiency | 2030 | 3 | -33.1 | 3
3 Revenue Sufficiency | 2030 | 3 | -33 | 2
3 Revenue Sufficiency | 2030 | 3 | -32.9 | 3
3 Revenue Sufficiency | 2030 | 3 | -32.8 | 1
3 Revenue Sufficiency | 2030 | 3 | -32.7 | 1
3 Revenue Sufficiency | 2030 | 3 | -32.6 | 4
3 Revenue Sufficiency | 2030 | 3 | -32.4 | 2
3 Revenue Sufficiency | 2030 | 3 | -32.3 | 4
3 Revenue Sufficiency | 2030 | 3 | -32.2 | 1
3 Revenue Sufficiency | 2030 | 3 | -32.1 | 2
3 Revenue Sufficiency | 2030 | 3 | -32 | 4
3 Revenue Sufficiency | 2030 | 3 | -31.9 | 2
3 Revenue Sufficiency | 2030 | 3 | -31.8 | 6
3 Revenue Sufficiency | 2030 | 3 | -31.7 | 4
3 Revenue Sufficiency | 2030 | 3 | -31.6 | 5
3 Revenue Sufficiency | 2030 | 3 | -31.5 | 4
3 Revenue Sufficiency | 2030 | 3 | -31.4 | 6
3 Revenue Sufficiency | 2030 | 3 | -31.3 | 2
3 Revenue Sufficiency | 2030 | 3 | -31.2 | 5
3 Revenue Sufficiency | 2030 | 3 | -31.1 | 5
3 Revenue Sufficiency | 2030 | 3 | -31 | 1
3 Revenue Sufficiency | 2030 | 3 | -30.9 | 6
3 Revenue Sufficiency | 2030 | 3 | -30.8 | 3
3 Revenue Sufficiency | 2030 | 3 | -30.7 | 3
3 Revenue Sufficiency | 2030 | 3 | -30.6 | 2
3 Revenue Sufficiency | 2030 | 3 | -30.5 | 3
3 Revenue Sufficiency | 2030 | 3 | -30.4 | 3
3 Revenue Sufficiency | 2030 | 3 | -30.3 | 7
3 Revenue Sufficiency | 2030 | 3 | -30.2 | 2
3 Revenue Sufficiency | 2030 | 3 | -30.1 | 2
3 Revenue Sufficiency | 2030 | 3 | -30 | 1
3 Revenue Sufficiency | 2030 | 3 | -29.9 | 4
3 Revenue Sufficiency | 2030 | 3 | -29.8 | 3
3 Revenue Sufficiency | 2030 | 3 | -29.7 | 4
3 Revenue Sufficiency | 2030 | 3 | -29.6 | 7
3 Revenue Sufficiency | 2030 | 3 | -29.5 | 5
3 Revenue Sufficiency | 2030 | 3 | -29.4 | 2
3 Revenue Sufficiency | 2030 | 3 | -29.3 | 4
3 Revenue Sufficiency | 2030 | 3 | -29.2 | 3
3 Revenue Sufficiency | 2030 | 3 | -29.1 | 2
3 Revenue Sufficiency | 2030 | 3 | -29 | 5
3 Revenue Sufficiency | 2030 | 3 | -28.9 | 3
3 Revenue Sufficiency | 2030 | 3 | -28.8 | 2
3 Revenue Sufficiency | 2030 | 3 | -28.7 | 5
3 Revenue Sufficiency | 2030 | 3 | -28.6 | 5
3 Revenue Sufficiency | 2030 | 3 | -28.5 | 4
3 Revenue Sufficiency | 2030 | 3 | -28.4 | 8
3 Revenue Sufficiency | 2030 | 3 | -28.3 | 4
3 Revenue Sufficiency | 2030 | 3 | -28.2 | 10
3 Revenue Sufficiency | 2030 | 3 | -28.1 | 4
3 Revenue Sufficiency | 2030 | 3 | -28 | 3
3 Revenue Sufficiency | 2030 | 3 | -27.9 | 8
3 Revenue Sufficiency | 2030 | 3 | -27.8 | 7
3 Revenue Sufficiency | 2030 | 3 | -27.7 | 6
3 Revenue Sufficiency | 2030 | 3 | -27.6 | 9
3 Revenue Sufficiency | 2030 | 3 | -27.5 | 11
3 Revenue Sufficiency | 2030 | 3 | -27.4 | 6
3 Revenue Sufficiency | 2030 | 3 | -27.3 | 4
3 Revenue Sufficiency | 2030 | 3 | -27.2 | 4
3 Revenue Sufficiency | 2030 | 3 | -27.1 | 8
3 Revenue Sufficiency | 2030 | 3 | -27 | 4
3 Revenue Sufficiency | 2030 | 3 | -26.9 | 5
3 Revenue Sufficiency | 2030 | 3 | -26.8 | 5
3 Revenue Sufficiency | 2030 | 3 | -26.7 | 6
3 Revenue Sufficiency | 2030 | 3 | -26.5 | 5
3 Revenue Sufficiency | 2030 | 3 | -26.4 | 6
3 Revenue Sufficiency | 2030 | 3 | -26.3 | 8
3 Revenue Sufficiency | 2030 | 3 | -26.2 | 8
3 Revenue Sufficiency | 2030 | 3 | -26.1 | 9
3 Revenue Sufficiency | 2030 | 3 | -26 | 6
3 Revenue Sufficiency | 2030 | 3 | -25.9 | 4
3 Revenue Sufficiency | 2030 | 3 | -25.8 | 8
3 Revenue Sufficiency | 2030 | 3 | -25.7 | 8
3 Revenue Sufficiency | 2030 | 3 | -25.6 | 5
3 Revenue Sufficiency | 2030 | 3 | -25.5 | 8
3 Revenue Sufficiency | 2030 | 3 | -25.4 | 4
3 Revenue Sufficiency | 2030 | 3 | -25.3 | 5
3 Revenue Sufficiency | 2030 | 3 | -25.2 | 8
3 Revenue Sufficiency | 2030 | 3 | -25.1 | 9
3 Revenue Sufficiency | 2030 | 3 | -25 | 9
3 Revenue Sufficiency | 2030 | 3 | -24.9 | 8
3 Revenue Sufficiency | 2030 | 3 | -24.8 | 4
3 Revenue Sufficiency | 2030 | 3 | -24.7 | 4
3 Revenue Sufficiency | 2030 | 3 | -24.6 | 7
3 Revenue Sufficiency | 2030 | 3 | -24.5 | 10
3 Revenue Sufficiency | 2030 | 3 | -24.4 | 9
3 Revenue Sufficiency | 2030 | 3 | -24.3 | 9
3 Revenue Sufficiency | 2030 | 3 | -24.2 | 6
3 Revenue Sufficiency | 2030 | 3 | -24.1 | 6
3 Revenue Sufficiency | 2030 | 3 | -24 | 12
3 Revenue Sufficiency | 2030 | 3 | -23.9 | 8
3 Revenue Sufficiency | 2030 | 3 | -23.8 | 8
3 Revenue Sufficiency | 2030 | 3 | -23.7 | 12
3 Revenue Sufficiency | 2030 | 3 | -23.6 | 6
3 Revenue Sufficiency | 2030 | 3 | -23.5 | 9
3 Revenue Sufficiency | 2030 | 3 | -23.4 | 6
3 Revenue Sufficiency | 2030 | 3 | -23.3 | 14
3 Revenue Sufficiency | 2030 | 3 | -23.2 | 9
3 Revenue Sufficiency | 2030 | 3 | -23.1 | 6
3 Revenue Sufficiency | 2030 | 3 | -23 | 9
3 Revenue Sufficiency | 2030 | 3 | -22.9 | 9
3 Revenue Sufficiency | 2030 | 3 | -22.8 | 11
3 Revenue Sufficiency | 2030 | 3 | -22.7 | 13
3 Revenue Sufficiency | 2030 | 3 | -22.6 | 10
3 Revenue Sufficiency | 2030 | 3 | -22.5 | 8
3 Revenue Sufficiency | 2030 | 3 | -22.4 | 17
3 Revenue Sufficiency | 2030 | 3 | -22.3 | 6
3 Revenue Sufficiency | 2030 | 3 | -22.2 | 10
3 Revenue Sufficiency | 2030 | 3 | -22.1 | 9
3 Revenue Sufficiency | 2030 | 3 | -22 | 12
3 Revenue Sufficiency | 2030 | 3 | -21.9 | 12
3 Revenue Sufficiency | 2030 | 3 | -21.8 | 12
3 Revenue Sufficiency | 2030 | 3 | -21.7 | 12
3 Revenue Sufficiency | 2030 | 3 | -21.6 | 10
3 Revenue Sufficiency | 2030 | 3 | -21.5 | 6
3 Revenue Sufficiency | 2030 | 3 | -21.4 | 13
3 Revenue Sufficiency | 2030 | 3 | -21.3 | 11
3 Revenue Sufficiency | 2030 | 3 | -21.2 | 16
3 Revenue Sufficiency | 2030 | 3 | -21.1 | 9
3 Revenue Sufficiency | 2030 | 3 | -21 | 17
3 Revenue Sufficiency | 2030 | 3 | -20.9 | 13
3 Revenue Sufficiency | 2030 | 3 | -20.8 | 14
3 Revenue Sufficiency | 2030 | 3 | -20.7 | 13
3 Revenue Sufficiency | 2030 | 3 | -20.6 | 20
3 Revenue Sufficiency | 2030 | 3 | -20.5 | 11
3 Revenue Sufficiency | 2030 | 3 | -20.4 | 8
3 Revenue Sufficiency | 2030 | 3 | -20.3 | 15
3 Revenue Sufficiency | 2030 | 3 | -20.2 | 10
3 Revenue Sufficiency | 2030 | 3 | -20.1 | 22
3 Revenue Sufficiency | 2030 | 3 | -20 | 10
3 Revenue Sufficiency | 2030 | 3 | -19.9 | 12
3 Revenue Sufficiency | 2030 | 3 | -19.8 | 16
3 Revenue Sufficiency | 2030 | 3 | -19.7 | 10
3 Revenue Sufficiency | 2030 | 3 | -19.6 | 14
3 Revenue Sufficiency | 2030 | 3 | -19.5 | 12
3 Revenue Sufficiency | 2030 | 3 | -19.4 | 12
3 Revenue Sufficiency | 2030 | 3 | -19.3 | 9
3 Revenue Sufficiency | 2030 | 3 | -19.2 | 20
3 Revenue Sufficiency | 2030 | 3 | -19.1 | 13
3 Revenue Sufficiency | 2030 | 3 | -19 | 18
3 Revenue Sufficiency | 2030 | 3 | -18.9 | 17
3 Revenue Sufficiency | 2030 | 3 | -18.8 | 20
3 Revenue Sufficiency | 2030 | 3 | -18.7 | 18
3 Revenue Sufficiency | 2030 | 3 | -18.6 | 17
3 Revenue Sufficiency | 2030 | 3 | -18.5 | 14
3 Revenue Sufficiency | 2030 | 3 | -18.4 | 16
3 Revenue Sufficiency | 2030 | 3 | -18.3 | 14
3 Revenue Sufficiency | 2030 | 3 | -18.2 | 12
3 Revenue Sufficiency | 2030 | 3 | -18.1 | 18
3 Revenue Sufficiency | 2030 | 3 | -18 | 20
3 Revenue Sufficiency | 2030 | 3 | -17.9 | 17
3 Revenue Sufficiency | 2030 | 3 | -17.8 | 11
3 Revenue Sufficiency | 2030 | 3 | -17.7 | 12
3 Revenue Sufficiency | 2030 | 3 | -17.6 | 20
3 Revenue Sufficiency | 2030 | 3 | -17.5 | 11
3 Revenue Sufficiency | 2030 | 3 | -17.4 | 12
3 Revenue Sufficiency | 2030 | 3 | -17.3 | 17
3 Revenue Sufficiency | 2030 | 3 | -17.2 | 9
3 Revenue Sufficiency | 2030 | 3 | -17.1 | 17
3 Revenue Sufficiency | 2030 | 3 | -17 | 21
3 Revenue Sufficiency | 2030 | 3 | -16.9 | 13
3 Revenue Sufficiency | 2030 | 3 | -16.8 | 15
3 Revenue Sufficiency | 2030 | 3 | -16.7 | 19
3 Revenue Sufficiency | 2030 | 3 | -16.6 | 17
3 Revenue Sufficiency | 2030 | 3 | -16.5 | 20
3 Revenue Sufficiency | 2030 | 3 | -16.4 | 17
3 Revenue Sufficiency | 2030 | 3 | -16.3 | 18
3 Revenue Sufficiency | 2030 | 3 | -16.2 | 22
3 Revenue Sufficiency | 2030 | 3 | -16.1 | 20
3 Revenue Sufficiency | 2030 | 3 | -16 | 23
3 Revenue Sufficiency | 2030 | 3 | -15.9 | 21
3 Revenue Sufficiency | 2030 | 3 | -15.8 | 23
3 Revenue Sufficiency | 2030 | 3 | -15.7 | 20
3 Revenue Sufficiency | 2030 | 3 | -15.6 | 22
3 Revenue Sufficiency | 2030 | 3 | -15.5 | 18
3 Revenue Sufficiency | 2030 | 3 | -15.4 | 13
3 Revenue Sufficiency | 2030 | 3 | -15.3 | 24
3 Revenue Sufficiency | 2030 | 3 | -15.2 | 15
3 Revenue Sufficiency | 2030 | 3 | -15.1 | 17
3 Revenue Sufficiency | 2030 | 3 | -15 | 20
3 Revenue Sufficiency | 2030 | 3 | -14.9 | 28
3 Revenue Sufficiency | 2030 | 3 | -14.8 | 20
3 Revenue Sufficiency | 2030 | 3 | -14.7 | 17
3 Revenue Sufficiency | 2030 | 3 | -14.6 | 15
3 Revenue Sufficiency | 2030 | 3 | -14.5 | 22
3 Revenue Sufficiency | 2030 | 3 | -14.4 | 15
3 Revenue Sufficiency | 2030 | 3 | -14.3 | 19
3 Revenue Sufficiency | 2030 | 3 | -14.2 | 21
3 Revenue Sufficiency | 2030 | 3 | -14.1 | 25
3 Revenue Sufficiency | 2030 | 3 | -14 | 27
3 Revenue Sufficiency | 2030 | 3 | -13.9 | 18
3 Revenue Sufficiency | 2030 | 3 | -13.8 | 22
3 Revenue Sufficiency | 2030 | 3 | -13.7 | 18
3 Revenue Sufficiency | 2030 | 3 | -13.6 | 26
3 Revenue Sufficiency | 2030 | 3 | -13.5 | 35
3 Revenue Sufficiency | 2030 | 3 | -13.4 | 20
3 Revenue Sufficiency | 2030 | 3 | -13.3 | 20
3 Revenue Sufficiency | 2030 | 3 | -13.2 | 20
3 Revenue Sufficiency | 2030 | 3 | -13.1 | 30
3 Revenue Sufficiency | 2030 | 3 | -13 | 24
3 Revenue Sufficiency | 2030 | 3 | -12.9 | 31
3 Revenue Sufficiency | 2030 | 3 | -12.8 | 27
3 Revenue Sufficiency | 2030 | 3 | -12.7 | 25
3 Revenue Sufficiency | 2030 | 3 | -12.6 | 26
3 Revenue Sufficiency | 2030 | 3 | -12.5 | 17
3 Revenue Sufficiency | 2030 | 3 | -12.4 | 34
3 Revenue Sufficiency | 2030 | 3 | -12.3 | 27
3 Revenue Sufficiency | 2030 | 3 | -12.2 | 28
3 Revenue Sufficiency | 2030 | 3 | -12.1 | 29
3 Revenue Sufficiency | 2030 | 3 | -12 | 25
3 Revenue Sufficiency | 2030 | 3 | -11.9 | 24
3 Revenue Sufficiency | 2030 | 3 | -11.8 | 21
3 Revenue Sufficiency | 2030 | 3 | -11.7 | 21
3 Revenue Sufficiency | 2030 | 3 | -11.6 | 20
3 Revenue Sufficiency | 2030 | 3 | -11.5 | 23
3 Revenue Sufficiency | 2030 | 3 | -11.4 | 26
3 Revenue Sufficiency | 2030 | 3 | -11.3 | 26
3 Revenue Sufficiency | 2030 | 3 | -11.2 | 23
3 Revenue Sufficiency | 2030 | 3 | -11.1 | 24
3 Revenue Sufficiency | 2030 | 3 | -11 | 26
3 Revenue Sufficiency | 2030 | 3 | -10.9 | 23
3 Revenue Sufficiency | 2030 | 3 | -10.8 | 26
3 Revenue Sufficiency | 2030 | 3 | -10.7 | 30
3 Revenue Sufficiency | 2030 | 3 | -10.6 | 36
3 Revenue Sufficiency | 2030 | 3 | -10.5 | 33
3 Revenue Sufficiency | 2030 | 3 | -10.4 | 32
3 Revenue Sufficiency | 2030 | 3 | -10.3 | 30
3 Revenue Sufficiency | 2030 | 3 | -10.2 | 20
3 Revenue Sufficiency | 2030 | 3 | -10.1 | 26
3 Revenue Sufficiency | 2030 | 3 | -10 | 23
3 Revenue Sufficiency | 2030 | 3 | -9.9 | 16
3 Revenue Sufficiency | 2030 | 3 | -9.8 | 30
3 Revenue Sufficiency | 2030 | 3 | -9.7 | 24
3 Revenue Sufficiency | 2030 | 3 | -9.6 | 21
3 Revenue Sufficiency | 2030 | 3 | -9.5 | 33
3 Revenue Sufficiency | 2030 | 3 | -9.4 | 25
3 Revenue Sufficiency | 2030 | 3 | -9.3 | 27
3 Revenue Sufficiency | 2030 | 3 | -9.2 | 18
3 Revenue Sufficiency | 2030 | 3 | -9.1 | 32
3 Revenue Sufficiency | 2030 | 3 | -9 | 21
3 Revenue Sufficiency | 2030 | 3 | -8.9 | 25
3 Revenue Sufficiency | 2030 | 3 | -8.8 | 21
3 Revenue Sufficiency | 2030 | 3 | -8.7 | 27
3 Revenue Sufficiency | 2030 | 3 | -8.6 | 19
3 Revenue Sufficiency | 2030 | 3 | -8.5 | 29
3 Revenue Sufficiency | 2030 | 3 | -8.4 | 25
3 Revenue Sufficiency | 2030 | 3 | -8.3 | 35
3 Revenue Sufficiency | 2030 | 3 | -8.2 | 22
3 Revenue Sufficiency | 2030 | 3 | -8.1 | 21
3 Revenue Sufficiency | 2030 | 3 | -8 | 30
3 Revenue Sufficiency | 2030 | 3 | -7.9 | 25
3 Revenue Sufficiency | 2030 | 3 | -7.8 | 15
3 Revenue Sufficiency | 2030 | 3 | -7.7 | 22
3 Revenue Sufficiency | 2030 | 3 | -7.6 | 27
3 Revenue Sufficiency | 2030 | 3 | -7.5 | 24
3 Revenue Sufficiency | 2030 | 3 | -7.4 | 18
3 Revenue Sufficiency | 2030 | 3 | -7.3 | 37
3 Revenue Sufficiency | 2030 | 3 | -7.2 | 21
3 Revenue Sufficiency | 2030 | 3 | -7.1 | 26
3 Revenue Sufficiency | 2030 | 3 | -7 | 18
3 Revenue Sufficiency | 2030 | 3 | -6.9 | 21
3 Revenue Sufficiency | 2030 | 3 | -6.8 | 18
3 Revenue Sufficiency | 2030 | 3 | -6.7 | 30
3 Revenue Sufficiency | 2030 | 3 | -6.6 | 16
3 Revenue Sufficiency | 2030 | 3 | -6.5 | 32
3 Revenue Sufficiency | 2030 | 3 | -6.4 | 30
3 Revenue Sufficiency | 2030 | 3 | -6.3 | 22
3 Revenue Sufficiency | 2030 | 3 | -6.2 | 21
3 Revenue Sufficiency | 2030 | 3 | -6.1 | 32
3 Revenue Sufficiency | 2030 | 3 | -6 | 23
3 Revenue Sufficiency | 2030 | 3 | -5.9 | 16
3 Revenue Sufficiency | 2030 | 3 | -5.8 | 22
3 Revenue Sufficiency | 2030 | 3 | -5.7 | 25
3 Revenue Sufficiency | 2030 | 3 | -5.6 | 28
3 Revenue Sufficiency | 2030 | 3 | -5.5 | 28
3 Revenue Sufficiency | 2030 | 3 | -5.4 | 17
3 Revenue Sufficiency | 2030 | 3 | -5.3 | 27
3 Revenue Sufficiency | 2030 | 3 | -5.2 | 20
3 Revenue Sufficiency | 2030 | 3 | -5.1 | 24
3 Revenue Sufficiency | 2030 | 3 | -5 | 19
3 Revenue Sufficiency | 2030 | 3 | -4.9 | 21
3 Revenue Sufficiency | 2030 | 3 | -4.8 | 25
3 Revenue Sufficiency | 2030 | 3 | -4.7 | 18
3 Revenue Sufficiency | 2030 | 3 | -4.6 | 23
3 Revenue Sufficiency | 2030 | 3 | -4.5 | 17
3 Revenue Sufficiency | 2030 | 3 | -4.4 | 15
3 Revenue Sufficiency | 2030 | 3 | -4.3 | 14
3 Revenue Sufficiency | 2030 | 3 | -4.2 | 17
3 Revenue Sufficiency | 2030 | 3 | -4.1 | 26
3 Revenue Sufficiency | 2030 | 3 | -4 | 32
3 Revenue Sufficiency | 2030 | 3 | -3.9 | 16
3 Revenue Sufficiency | 2030 | 3 | -3.8 | 20
3 Revenue Sufficiency | 2030 | 3 | -3.7 | 17
3 Revenue Sufficiency | 2030 | 3 | -3.6 | 18
3 Revenue Sufficiency | 2030 | 3 | -3.5 | 20
3 Revenue Sufficiency | 2030 | 3 | -3.4 | 10
3 Revenue Sufficiency | 2030 | 3 | -3.3 | 15
3 Revenue Sufficiency | 2030 | 3 | -3.2 | 15
3 Revenue Sufficiency | 2030 | 3 | -3.1 | 17
3 Revenue Sufficiency | 2030 | 3 | -3 | 21
3 Revenue Sufficiency | 2030 | 3 | -2.9 | 19
3 Revenue Sufficiency | 2030 | 3 | -2.8 | 9
3 Revenue Sufficiency | 2030 | 3 | -2.7 | 19
3 Revenue Sufficiency | 2030 | 3 | -2.6 | 16
3 Revenue Sufficiency | 2030 | 3 | -2.5 | 16
3 Revenue Sufficiency | 2030 | 3 | -2.4 | 12
3 Revenue Sufficiency | 2030 | 3 | -2.3 | 17
3 Revenue Sufficiency | 2030 | 3 | -2.2 | 15
3 Revenue Sufficiency | 2030 | 3 | -2.1 | 11
3 Revenue Sufficiency | 2030 | 3 | -2 | 19
3 Revenue Sufficiency | 2030 | 3 | -1.9 | 10
3 Revenue Sufficiency | 2030 | 3 | -1.8 | 13
3 Revenue Sufficiency | 2030 | 3 | -1.7 | 14
3 Revenue Sufficiency | 2030 | 3 | -1.6 | 8
3 Revenue Sufficiency | 2030 | 3 | -1.5 | 13
3 Revenue Sufficiency | 2030 | 3 | -1.4 | 14
3 Revenue Sufficiency | 2030 | 3 | -1.3 | 6
3 Revenue Sufficiency | 2030 | 3 | -1.2 | 7
3 Revenue Sufficiency | 2030 | 3 | -1.1 | 7
3 Revenue Sufficiency | 2030 | 3 | -1 | 10
3 Revenue Sufficiency | 2030 | 3 | -0.9 | 9
3 Revenue Sufficiency | 2030 | 3 | -0.8 | 5
3 Revenue Sufficiency | 2030 | 3 | -0.7 | 10
3 Revenue Sufficiency | 2030 | 3 | -0.6 | 8
3 Revenue Sufficiency | 2030 | 3 | -0.5 | 6
3 Revenue Sufficiency | 2030 | 3 | -0.4 | 8
3 Revenue Sufficiency | 2030 | 3 | -0.3 | 9
3 Revenue Sufficiency | 2030 | 3 | -0.2 | 8
3 Revenue Sufficiency | 2030 | 3 | -0.1 | 8
3 Revenue Sufficiency | 2030 | 3 | 0 | 128
3 Revenue Sufficiency | 2030 | 3 | 0.1 | 9
3 Revenue Sufficiency | 2030 | 3 | 0.2 | 7
3 Revenue Sufficiency | 2030 | 3 | 0.3 | 4
3 Revenue Sufficiency | 2030 | 3 | 0.4 | 9
3 Revenue Sufficiency | 2030 | 3 | 0.5 | 5
3 Revenue Sufficiency | 2030 | 3 | 0.6 | 5
3 Revenue Sufficiency | 2030 | 3 | 0.7 | 9
3 Revenue Sufficiency | 2030 | 3 | 0.8 | 6
3 Revenue Sufficiency | 2030 | 3 | 0.9 | 8
3 Revenue Sufficiency | 2030 | 3 | 1 | 7
3 Revenue Sufficiency | 2030 | 3 | 1.1 | 6
3 Revenue Sufficiency | 2030 | 3 | 1.2 | 8
3 Revenue Sufficiency | 2030 | 3 | 1.3 | 4
3 Revenue Sufficiency | 2030 | 3 | 1.4 | 9
3 Revenue Sufficiency | 2030 | 3 | 1.5 | 11
3 Revenue Sufficiency | 2030 | 3 | 1.6 | 12
3 Revenue Sufficiency | 2030 | 3 | 1.7 | 13
3 Revenue Sufficiency | 2030 | 3 | 1.8 | 10
3 Revenue Sufficiency | 2030 | 3 | 1.9 | 10
3 Revenue Sufficiency | 2030 | 3 | 2 | 14
3 Revenue Sufficiency | 2030 | 3 | 2.1 | 14
3 Revenue Sufficiency | 2030 | 3 | 2.2 | 9
3 Revenue Sufficiency | 2030 | 3 | 2.3 | 11
3 Revenue Sufficiency | 2030 | 3 | 2.4 | 11
3 Revenue Sufficiency | 2030 | 3 | 2.5 | 13
3 Revenue Sufficiency | 2030 | 3 | 2.6 | 9
3 Revenue Sufficiency | 2030 | 3 | 2.7 | 15
3 Revenue Sufficiency | 2030 | 3 | 2.8 | 15
3 Revenue Sufficiency | 2030 | 3 | 2.9 | 11
3 Revenue Sufficiency | 2030 | 3 | 3 | 12
3 Revenue Sufficiency | 2030 | 3 | 3.1 | 9
3 Revenue Sufficiency | 2030 | 3 | 3.2 | 14
3 Revenue Sufficiency | 2030 | 3 | 3.3 | 12
3 Revenue Sufficiency | 2030 | 3 | 3.4 | 15
3 Revenue Sufficiency | 2030 | 3 | 3.5 | 18
3 Revenue Sufficiency | 2030 | 3 | 3.6 | 11
3 Revenue Sufficiency | 2030 | 3 | 3.7 | 18
3 Revenue Sufficiency | 2030 | 3 | 3.8 | 13
3 Revenue Sufficiency | 2030 | 3 | 3.9 | 19
3 Revenue Sufficiency | 2030 | 3 | 4 | 20
3 Revenue Sufficiency | 2030 | 3 | 4.1 | 19
3 Revenue Sufficiency | 2030 | 3 | 4.2 | 26
3 Revenue Sufficiency | 2030 | 3 | 4.3 | 19
3 Revenue Sufficiency | 2030 | 3 | 4.4 | 20
3 Revenue Sufficiency | 2030 | 3 | 4.5 | 24
3 Revenue Sufficiency | 2030 | 3 | 4.6 | 21
3 Revenue Sufficiency | 2030 | 3 | 4.7 | 18
3 Revenue Sufficiency | 2030 | 3 | 4.8 | 18
3 Revenue Sufficiency | 2030 | 3 | 4.9 | 18
3 Revenue Sufficiency | 2030 | 3 | 5 | 18
3 Revenue Sufficiency | 2030 | 3 | 5.1 | 18
3 Revenue Sufficiency | 2030 | 3 | 5.2 | 18
3 Revenue Sufficiency | 2030 | 3 | 5.3 | 20
3 Revenue Sufficiency | 2030 | 3 | 5.4 | 26
3 Revenue Sufficiency | 2030 | 3 | 5.5 | 29
3 Revenue Sufficiency | 2030 | 3 | 5.6 | 15
3 Revenue Sufficiency | 2030 | 3 | 5.7 | 13
3 Revenue Sufficiency | 2030 | 3 | 5.8 | 23
3 Revenue Sufficiency | 2030 | 3 | 5.9 | 22
3 Revenue Sufficiency | 2030 | 3 | 6 | 20
3 Revenue Sufficiency | 2030 | 3 | 6.1 | 24
3 Revenue Sufficiency | 2030 | 3 | 6.2 | 18
3 Revenue Sufficiency | 2030 | 3 | 6.3 | 27
3 Revenue Sufficiency | 2030 | 3 | 6.4 | 37
3 Revenue Sufficiency | 2030 | 3 | 6.5 | 25
3 Revenue Sufficiency | 2030 | 3 | 6.6 | 24
3 Revenue Sufficiency | 2030 | 3 | 6.7 | 27
3 Revenue Sufficiency | 2030 | 3 | 6.8 | 31
3 Revenue Sufficiency | 2030 | 3 | 6.9 | 18
3 Revenue Sufficiency | 2030 | 3 | 7 | 29
3 Revenue Sufficiency | 2030 | 3 | 7.1 | 19
3 Revenue Sufficiency | 2030 | 3 | 7.2 | 16
3 Revenue Sufficiency | 2030 | 3 | 7.3 | 20
3 Revenue Sufficiency | 2030 | 3 | 7.4 | 30
3 Revenue Sufficiency | 2030 | 3 | 7.5 | 23
3 Revenue Sufficiency | 2030 | 3 | 7.6 | 20
3 Revenue Sufficiency | 2030 | 3 | 7.7 | 25
3 Revenue Sufficiency | 2030 | 3 | 7.8 | 19
3 Revenue Sufficiency | 2030 | 3 | 7.9 | 25
3 Revenue Sufficiency | 2030 | 3 | 8 | 19
3 Revenue Sufficiency | 2030 | 3 | 8.1 | 24
3 Revenue Sufficiency | 2030 | 3 | 8.2 | 30
3 Revenue Sufficiency | 2030 | 3 | 8.3 | 24
3 Revenue Sufficiency | 2030 | 3 | 8.4 | 22
3 Revenue Sufficiency | 2030 | 3 | 8.5 | 28
3 Revenue Sufficiency | 2030 | 3 | 8.6 | 24
3 Revenue Sufficiency | 2030 | 3 | 8.7 | 19
3 Revenue Sufficiency | 2030 | 3 | 8.8 | 30
3 Revenue Sufficiency | 2030 | 3 | 8.9 | 32
3 Revenue Sufficiency | 2030 | 3 | 9 | 25
3 Revenue Sufficiency | 2030 | 3 | 9.1 | 28
3 Revenue Sufficiency | 2030 | 3 | 9.2 | 19
3 Revenue Sufficiency | 2030 | 3 | 9.3 | 28
3 Revenue Sufficiency | 2030 | 3 | 9.4 | 21
3 Revenue Sufficiency | 2030 | 3 | 9.5 | 22
3 Revenue Sufficiency | 2030 | 3 | 9.6 | 19
3 Revenue Sufficiency | 2030 | 3 | 9.7 | 21
3 Revenue Sufficiency | 2030 | 3 | 9.8 | 26
3 Revenue Sufficiency | 2030 | 3 | 9.9 | 30
3 Revenue Sufficiency | 2030 | 3 | 10 | 27
3 Revenue Sufficiency | 2030 | 3 | 10.1 | 22
3 Revenue Sufficiency | 2030 | 3 | 10.2 | 20
3 Revenue Sufficiency | 2030 | 3 | 10.3 | 26
3 Revenue Sufficiency | 2030 | 3 | 10.4 | 22
3 Revenue Sufficiency | 2030 | 3 | 10.5 | 25
3 Revenue Sufficiency | 2030 | 3 | 10.6 | 24
3 Revenue Sufficiency | 2030 | 3 | 10.7 | 25
3 Revenue Sufficiency | 2030 | 3 | 10.8 | 29
3 Revenue Sufficiency | 2030 | 3 | 10.9 | 24
3 Revenue Sufficiency | 2030 | 3 | 11 | 29
3 Revenue Sufficiency | 2030 | 3 | 11.1 | 31
3 Revenue Sufficiency | 2030 | 3 | 11.2 | 18
3 Revenue Sufficiency | 2030 | 3 | 11.3 | 17
3 Revenue Sufficiency | 2030 | 3 | 11.4 | 26
3 Revenue Sufficiency | 2030 | 3 | 11.5 | 24
3 Revenue Sufficiency | 2030 | 3 | 11.6 | 26
3 Revenue Sufficiency | 2030 | 3 | 11.7 | 25
3 Revenue Sufficiency | 2030 | 3 | 11.8 | 26
3 Revenue Sufficiency | 2030 | 3 | 11.9 | 26
3 Revenue Sufficiency | 2030 | 3 | 12 | 33
3 Revenue Sufficiency | 2030 | 3 | 12.1 | 27
3 Revenue Sufficiency | 2030 | 3 | 12.2 | 18
3 Revenue Sufficiency | 2030 | 3 | 12.3 | 28
3 Revenue Sufficiency | 2030 | 3 | 12.4 | 31
3 Revenue Sufficiency | 2030 | 3 | 12.5 | 29
3 Revenue Sufficiency | 2030 | 3 | 12.6 | 30
3 Revenue Sufficiency | 2030 | 3 | 12.7 | 18
3 Revenue Sufficiency | 2030 | 3 | 12.8 | 25
3 Revenue Sufficiency | 2030 | 3 | 12.9 | 21
3 Revenue Sufficiency | 2030 | 3 | 13 | 25
3 Revenue Sufficiency | 2030 | 3 | 13.1 | 16
3 Revenue Sufficiency | 2030 | 3 | 13.2 | 16
3 Revenue Sufficiency | 2030 | 3 | 13.3 | 21
3 Revenue Sufficiency | 2030 | 3 | 13.4 | 15
3 Revenue Sufficiency | 2030 | 3 | 13.5 | 25
3 Revenue Sufficiency | 2030 | 3 | 13.6 | 33
3 Revenue Sufficiency | 2030 | 3 | 13.7 | 25
3 Revenue Sufficiency | 2030 | 3 | 13.8 | 29
3 Revenue Sufficiency | 2030 | 3 | 13.9 | 19
3 Revenue Sufficiency | 2030 | 3 | 14 | 24
3 Revenue Sufficiency | 2030 | 3 | 14.1 | 22
3 Revenue Sufficiency | 2030 | 3 | 14.2 | 16
3 Revenue Sufficiency | 2030 | 3 | 14.3 | 23
3 Revenue Sufficiency | 2030 | 3 | 14.4 | 25
3 Revenue Sufficiency | 2030 | 3 | 14.5 | 19
3 Revenue Sufficiency | 2030 | 3 | 14.6 | 13
3 Revenue Sufficiency | 2030 | 3 | 14.7 | 27
3 Revenue Sufficiency | 2030 | 3 | 14.8 | 19
3 Revenue Sufficiency | 2030 | 3 | 14.9 | 19
3 Revenue Sufficiency | 2030 | 3 | 15 | 23
3 Revenue Sufficiency | 2030 | 3 | 15.1 | 15
3 Revenue Sufficiency | 2030 | 3 | 15.2 | 17
3 Revenue Sufficiency | 2030 | 3 | 15.3 | 22
3 Revenue Sufficiency | 2030 | 3 | 15.4 | 22
3 Revenue Sufficiency | 2030 | 3 | 15.5 | 14
3 Revenue Sufficiency | 2030 | 3 | 15.6 | 11
3 Revenue Sufficiency | 2030 | 3 | 15.7 | 23
3 Revenue Sufficiency | 2030 | 3 | 15.8 | 13
3 Revenue Sufficiency | 2030 | 3 | 15.9 | 19
3 Revenue Sufficiency | 2030 | 3 | 16 | 15
3 Revenue Sufficiency | 2030 | 3 | 16.1 | 17
3 Revenue Sufficiency | 2030 | 3 | 16.2 | 23
3 Revenue Sufficiency | 2030 | 3 | 16.3 | 25
3 Revenue Sufficiency | 2030 | 3 | 16.4 | 14
3 Revenue Sufficiency | 2030 | 3 | 16.5 | 20
3 Revenue Sufficiency | 2030 | 3 | 16.6 | 18
3 Revenue Sufficiency | 2030 | 3 | 16.7 | 16
3 Revenue Sufficiency | 2030 | 3 | 16.8 | 19
3 Revenue Sufficiency | 2030 | 3 | 16.9 | 16
3 Revenue Sufficiency | 2030 | 3 | 17 | 17
3 Revenue Sufficiency | 2030 | 3 | 17.1 | 23
3 Revenue Sufficiency | 2030 | 3 | 17.2 | 22
3 Revenue Sufficiency | 2030 | 3 | 17.3 | 16
3 Revenue Sufficiency | 2030 | 3 | 17.4 | 18
3 Revenue Sufficiency | 2030 | 3 | 17.5 | 18
3 Revenue Sufficiency | 2030 | 3 | 17.6 | 15
3 Revenue Sufficiency | 2030 | 3 | 17.7 | 23
3 Revenue Sufficiency | 2030 | 3 | 17.8 | 20
3 Revenue Sufficiency | 2030 | 3 | 17.9 | 20
3 Revenue Sufficiency | 2030 | 3 | 18 | 14
3 Revenue Sufficiency | 2030 | 3 | 18.1 | 17
3 Revenue Sufficiency | 2030 | 3 | 18.2 | 15
3 Revenue Sufficiency | 2030 | 3 | 18.3 | 9
3 Revenue Sufficiency | 2030 | 3 | 18.4 | 14
3 Revenue Sufficiency | 2030 | 3 | 18.5 | 11
3 Revenue Sufficiency | 2030 | 3 | 18.6 | 12
3 Revenue Sufficiency | 2030 | 3 | 18.7 | 15
3 Revenue Sufficiency | 2030 | 3 | 18.8 | 21
3 Revenue Sufficiency | 2030 | 3 | 18.9 | 18
3 Revenue Sufficiency | 2030 | 3 | 19 | 12
3 Revenue Sufficiency | 2030 | 3 | 19.1 | 16
3 Revenue Sufficiency | 2030 | 3 | 19.2 | 11
3 Revenue Sufficiency | 2030 | 3 | 19.3 | 15
3 Revenue Sufficiency | 2030 | 3 | 19.4 | 20
3 Revenue Sufficiency | 2030 | 3 | 19.5 | 14
3 Revenue Sufficiency | 2030 | 3 | 19.6 | 13
3 Revenue Sufficiency | 2030 | 3 | 19.7 | 16
3 Revenue Sufficiency | 2030 | 3 | 19.8 | 13
3 Revenue Sufficiency | 2030 | 3 | 19.9 | 17
3 Revenue Sufficiency | 2030 | 3 | 20 | 14
3 Revenue Sufficiency | 2030 | 3 | 20.1 | 13
3 Revenue Sufficiency | 2030 | 3 | 20.2 | 20
3 Revenue Sufficiency | 2030 | 3 | 20.3 | 15
3 Revenue Sufficiency | 2030 | 3 | 20.4 | 14
3 Revenue Sufficiency | 2030 | 3 | 20.5 | 9
3 Revenue Sufficiency | 2030 | 3 | 20.6 | 17
3 Revenue Sufficiency | 2030 | 3 | 20.7 | 17
3 Revenue Sufficiency | 2030 | 3 | 20.8 | 11
3 Revenue Sufficiency | 2030 | 3 | 20.9 | 18
3 Revenue Sufficiency | 2030 | 3 | 21 | 16
3 Revenue Sufficiency | 2030 | 3 | 21.1 | 10
3 Revenue Sufficiency | 2030 | 3 | 21.2 | 17
3 Revenue Sufficiency | 2030 | 3 | 21.3 | 21
3 Revenue Sufficiency | 2030 | 3 | 21.4 | 9
3 Revenue Sufficiency | 2030 | 3 | 21.5 | 16
3 Revenue Sufficiency | 2030 | 3 | 21.6 | 15
3 Revenue Sufficiency | 2030 | 3 | 21.7 | 10
3 Revenue Sufficiency | 2030 | 3 | 21.8 | 7
3 Revenue Sufficiency | 2030 | 3 | 21.9 | 16
3 Revenue Sufficiency | 2030 | 3 | 22 | 14
3 Revenue Sufficiency | 2030 | 3 | 22.1 | 13
3 Revenue Sufficiency | 2030 | 3 | 22.2 | 23
3 Revenue Sufficiency | 2030 | 3 | 22.3 | 13
3 Revenue Sufficiency | 2030 | 3 | 22.4 | 11
3 Revenue Sufficiency | 2030 | 3 | 22.5 | 9
3 Revenue Sufficiency | 2030 | 3 | 22.6 | 8
3 Revenue Sufficiency | 2030 | 3 | 22.7 | 10
3 Revenue Sufficiency | 2030 | 3 | 22.8 | 9
3 Revenue Sufficiency | 2030 | 3 | 22.9 | 15
3 Revenue Sufficiency | 2030 | 3 | 23 | 7
3 Revenue Sufficiency | 2030 | 3 | 23.1 | 9
3 Revenue Sufficiency | 2030 | 3 | 23.2 | 11
3 Revenue Sufficiency | 2030 | 3 | 23.3 | 18
3 Revenue Sufficiency | 2030 | 3 | 23.4 | 13
3 Revenue Sufficiency | 2030 | 3 | 23.5 | 9
3 Revenue Sufficiency | 2030 | 3 | 23.6 | 6
3 Revenue Sufficiency | 2030 | 3 | 23.7 | 9
3 Revenue Sufficiency | 2030 | 3 | 23.8 | 15
3 Revenue Sufficiency | 2030 | 3 | 23.9 | 13
3 Revenue Sufficiency | 2030 | 3 | 24 | 6
3 Revenue Sufficiency | 2030 | 3 | 24.1 | 4
3 Revenue Sufficiency | 2030 | 3 | 24.2 | 10
3 Revenue Sufficiency | 2030 | 3 | 24.3 | 8
3 Revenue Sufficiency | 2030 | 3 | 24.4 | 15
3 Revenue Sufficiency | 2030 | 3 | 24.5 | 6
3 Revenue Sufficiency | 2030 | 3 | 24.6 | 7
3 Revenue Sufficiency | 2030 | 3 | 24.7 | 10
3 Revenue Sufficiency | 2030 | 3 | 24.8 | 7
3 Revenue Sufficiency | 2030 | 3 | 24.9 | 9
3 Revenue Sufficiency | 2030 | 3 | 25 | 10
3 Revenue Sufficiency | 2030 | 3 | 25.1 | 11
3 Revenue Sufficiency | 2030 | 3 | 25.2 | 9
3 Revenue Sufficiency | 2030 | 3 | 25.3 | 8
3 Revenue Sufficiency | 2030 | 3 | 25.4 | 10
3 Revenue Sufficiency | 2030 | 3 | 25.5 | 9
3 Revenue Sufficiency | 2030 | 3 | 25.6 | 7
3 Revenue Sufficiency | 2030 | 3 | 25.7 | 11
3 Revenue Sufficiency | 2030 | 3 | 25.8 | 8
3 Revenue Sufficiency | 2030 | 3 | 25.9 | 9
3 Revenue Sufficiency | 2030 | 3 | 26 | 9
3 Revenue Sufficiency | 2030 | 3 | 26.1 | 7
3 Revenue Sufficiency | 2030 | 3 | 26.2 | 6
3 Revenue Sufficiency | 2030 | 3 | 26.3 | 5
3 Revenue Sufficiency | 2030 | 3 | 26.4 | 13
3 Revenue Sufficiency | 2030 | 3 | 26.5 | 12
3 Revenue Sufficiency | 2030 | 3 | 26.6 | 8
3 Revenue Sufficiency | 2030 | 3 | 26.7 | 6
3 Revenue Sufficiency | 2030 | 3 | 26.8 | 5
3 Revenue Sufficiency | 2030 | 3 | 26.9 | 7
3 Revenue Sufficiency | 2030 | 3 | 27 | 5
3 Revenue Sufficiency | 2030 | 3 | 27.1 | 10
3 Revenue Sufficiency | 2030 | 3 | 27.2 | 14
3 Revenue Sufficiency | 2030 | 3 | 27.3 | 11
3 Revenue Sufficiency | 2030 | 3 | 27.4 | 7
3 Revenue Sufficiency | 2030 | 3 | 27.5 | 9
3 Revenue Sufficiency | 2030 | 3 | 27.6 | 14
3 Revenue Sufficiency | 2030 | 3 | 27.7 | 13
3 Revenue Sufficiency | 2030 | 3 | 27.8 | 8
3 Revenue Sufficiency | 2030 | 3 | 27.9 | 9
3 Revenue Sufficiency | 2030 | 3 | 28 | 9
3 Revenue Sufficiency | 2030 | 3 | 28.1 | 6
3 Revenue Sufficiency | 2030 | 3 | 28.2 | 8
3 Revenue Sufficiency | 2030 | 3 | 28.3 | 10
3 Revenue Sufficiency | 2030 | 3 | 28.4 | 8
3 Revenue Sufficiency | 2030 | 3 | 28.5 | 3
3 Revenue Sufficiency | 2030 | 3 | 28.6 | 3
3 Revenue Sufficiency | 2030 | 3 | 28.7 | 9
3 Revenue Sufficiency | 2030 | 3 | 28.8 | 13
3 Revenue Sufficiency | 2030 | 3 | 28.9 | 6
3 Revenue Sufficiency | 2030 | 3 | 29 | 6
3 Revenue Sufficiency | 2030 | 3 | 29.1 | 7
3 Revenue Sufficiency | 2030 | 3 | 29.2 | 6
3 Revenue Sufficiency | 2030 | 3 | 29.3 | 3
3 Revenue Sufficiency | 2030 | 3 | 29.4 | 5
3 Revenue Sufficiency | 2030 | 3 | 29.5 | 6
3 Revenue Sufficiency | 2030 | 3 | 29.6 | 6
3 Revenue Sufficiency | 2030 | 3 | 29.7 | 3
3 Revenue Sufficiency | 2030 | 3 | 29.8 | 9
3 Revenue Sufficiency | 2030 | 3 | 29.9 | 9
3 Revenue Sufficiency | 2030 | 3 | 30 | 7
3 Revenue Sufficiency | 2030 | 3 | 30.1 | 2
3 Revenue Sufficiency | 2030 | 3 | 30.2 | 3
3 Revenue Sufficiency | 2030 | 3 | 30.3 | 8
3 Revenue Sufficiency | 2030 | 3 | 30.4 | 9
3 Revenue Sufficiency | 2030 | 3 | 30.5 | 5
3 Revenue Sufficiency | 2030 | 3 | 30.6 | 5
3 Revenue Sufficiency | 2030 | 3 | 30.7 | 7
3 Revenue Sufficiency | 2030 | 3 | 30.8 | 4
3 Revenue Sufficiency | 2030 | 3 | 30.9 | 8
3 Revenue Sufficiency | 2030 | 3 | 31 | 7
3 Revenue Sufficiency | 2030 | 3 | 31.1 | 2
3 Revenue Sufficiency | 2030 | 3 | 31.2 | 5
3 Revenue Sufficiency | 2030 | 3 | 31.3 | 6
3 Revenue Sufficiency | 2030 | 3 | 31.4 | 3
3 Revenue Sufficiency | 2030 | 3 | 31.5 | 7
3 Revenue Sufficiency | 2030 | 3 | 31.6 | 5
3 Revenue Sufficiency | 2030 | 3 | 31.7 | 7
3 Revenue Sufficiency | 2030 | 3 | 31.8 | 7
3 Revenue Sufficiency | 2030 | 3 | 31.9 | 2
3 Revenue Sufficiency | 2030 | 3 | 32 | 2
3 Revenue Sufficiency | 2030 | 3 | 32.1 | 10
3 Revenue Sufficiency | 2030 | 3 | 32.2 | 9
3 Revenue Sufficiency | 2030 | 3 | 32.3 | 6
3 Revenue Sufficiency | 2030 | 3 | 32.4 | 5
3 Revenue Sufficiency | 2030 | 3 | 32.5 | 4
3 Revenue Sufficiency | 2030 | 3 | 32.6 | 5
3 Revenue Sufficiency | 2030 | 3 | 32.7 | 2
3 Revenue Sufficiency | 2030 | 3 | 32.8 | 3
3 Revenue Sufficiency | 2030 | 3 | 32.9 | 1
3 Revenue Sufficiency | 2030 | 3 | 33.1 | 6
3 Revenue Sufficiency | 2030 | 3 | 33.2 | 4
3 Revenue Sufficiency | 2030 | 3 | 33.3 | 5
3 Revenue Sufficiency | 2030 | 3 | 33.4 | 12
3 Revenue Sufficiency | 2030 | 3 | 33.5 | 2
3 Revenue Sufficiency | 2030 | 3 | 33.6 | 5
3 Revenue Sufficiency | 2030 | 3 | 33.7 | 2
3 Revenue Sufficiency | 2030 | 3 | 33.8 | 5
3 Revenue Sufficiency | 2030 | 3 | 33.9 | 4
3 Revenue Sufficiency | 2030 | 3 | 34 | 9
3 Revenue Sufficiency | 2030 | 3 | 34.2 | 3
3 Revenue Sufficiency | 2030 | 3 | 34.3 | 3
3 Revenue Sufficiency | 2030 | 3 | 34.4 | 4
3 Revenue Sufficiency | 2030 | 3 | 34.5 | 2
3 Revenue Sufficiency | 2030 | 3 | 34.6 | 3
3 Revenue Sufficiency | 2030 | 3 | 34.7 | 4
3 Revenue Sufficiency | 2030 | 3 | 34.8 | 4
3 Revenue Sufficiency | 2030 | 3 | 34.9 | 4
3 Revenue Sufficiency | 2030 | 3 | 35 | 2
3 Revenue Sufficiency | 2030 | 3 | 35.1 | 4
3 Revenue Sufficiency | 2030 | 3 | 35.2 | 3
3 Revenue Sufficiency | 2030 | 3 | 35.3 | 4
3 Revenue Sufficiency | 2030 | 3 | 35.4 | 5
3 Revenue Sufficiency | 2030 | 3 | 35.5 | 4
3 Revenue Sufficiency | 2030 | 3 | 35.6 | 2
3 Revenue Sufficiency | 2030 | 3 | 35.7 | 3
3 Revenue Sufficiency | 2030 | 3 | 35.8 | 5
3 Revenue Sufficiency | 2030 | 3 | 35.9 | 4
3 Revenue Sufficiency | 2030 | 3 | 36 | 4
3 Revenue Sufficiency | 2030 | 3 | 36.1 | 3
3 Revenue Sufficiency | 2030 | 3 | 36.2 | 2
3 Revenue Sufficiency | 2030 | 3 | 36.3 | 8
3 Revenue Sufficiency | 2030 | 3 | 36.4 | 6
3 Revenue Sufficiency | 2030 | 3 | 36.5 | 4
3 Revenue Sufficiency | 2030 | 3 | 36.6 | 5
3 Revenue Sufficiency | 2030 | 3 | 36.7 | 2
3 Revenue Sufficiency | 2030 | 3 | 36.8 | 2
3 Revenue Sufficiency | 2030 | 3 | 36.9 | 4
3 Revenue Sufficiency | 2030 | 3 | 37 | 1
3 Revenue Sufficiency | 2030 | 3 | 37.1 | 1
3 Revenue Sufficiency | 2030 | 3 | 37.2 | 2
3 Revenue Sufficiency | 2030 | 3 | 37.3 | 3
3 Revenue Sufficiency | 2030 | 3 | 37.4 | 2
3 Revenue Sufficiency | 2030 | 3 | 37.6 | 4
3 Revenue Sufficiency | 2030 | 3 | 37.7 | 4
3 Revenue Sufficiency | 2030 | 3 | 37.8 | 2
3 Revenue Sufficiency | 2030 | 3 | 37.9 | 2
3 Revenue Sufficiency | 2030 | 3 | 38 | 1
3 Revenue Sufficiency | 2030 | 3 | 38.1 | 2
3 Revenue Sufficiency | 2030 | 3 | 38.2 | 1
3 Revenue Sufficiency | 2030 | 3 | 38.3 | 1
3 Revenue Sufficiency | 2030 | 3 | 38.4 | 1
3 Revenue Sufficiency | 2030 | 3 | 38.5 | 4
3 Revenue Sufficiency | 2030 | 3 | 38.6 | 8
3 Revenue Sufficiency | 2030 | 3 | 38.7 | 2
3 Revenue Sufficiency | 2030 | 3 | 38.8 | 4
3 Revenue Sufficiency | 2030 | 3 | 38.9 | 1
3 Revenue Sufficiency | 2030 | 3 | 39 | 5
3 Revenue Sufficiency | 2030 | 3 | 39.1 | 1
3 Revenue Sufficiency | 2030 | 3 | 39.2 | 1
3 Revenue Sufficiency | 2030 | 3 | 39.3 | 1
3 Revenue Sufficiency | 2030 | 3 | 39.4 | 5
3 Revenue Sufficiency | 2030 | 3 | 39.5 | 3
3 Revenue Sufficiency | 2030 | 3 | 39.6 | 3
3 Revenue Sufficiency | 2030 | 3 | 39.7 | 1
3 Revenue Sufficiency | 2030 | 3 | 39.8 | 4
3 Revenue Sufficiency | 2030 | 3 | 39.9 | 2
3 Revenue Sufficiency | 2030 | 3 | 40 | 2
3 Revenue Sufficiency | 2030 | 3 | 40.1 | 3
3 Revenue Sufficiency | 2030 | 3 | 40.2 | 1
3 Revenue Sufficiency | 2030 | 3 | 40.3 | 5
3 Revenue Sufficiency | 2030 | 3 | 40.4 | 4
3 Revenue Sufficiency | 2030 | 3 | 40.5 | 2
3 Revenue Sufficiency | 2030 | 3 | 40.6 | 1
3 Revenue Sufficiency | 2030 | 3 | 40.7 | 2
3 Revenue Sufficiency | 2030 | 3 | 40.8 | 2
3 Revenue Sufficiency | 2030 | 3 | 40.9 | 2
3 Revenue Sufficiency | 2030 | 3 | 41 | 4
3 Revenue Sufficiency | 2030 | 3 | 41.1 | 2
3 Revenue Sufficiency | 2030 | 3 | 41.3 | 5
3 Revenue Sufficiency | 2030 | 3 | 41.4 | 3
3 Revenue Sufficiency | 2030 | 3 | 41.5 | 1
3 Revenue Sufficiency | 2030 | 3 | 41.7 | 1
3 Revenue Sufficiency | 2030 | 3 | 41.8 | 2
3 Revenue Sufficiency | 2030 | 3 | 41.9 | 1
3 Revenue Sufficiency | 2030 | 3 | 42 | 3
3 Revenue Sufficiency | 2030 | 3 | 42.4 | 3
3 Revenue Sufficiency | 2030 | 3 | 42.5 | 2
3 Revenue Sufficiency | 2030 | 3 | 42.7 | 3
3 Revenue Sufficiency | 2030 | 3 | 42.8 | 2
3 Revenue Sufficiency | 2030 | 3 | 42.9 | 2
3 Revenue Sufficiency | 2030 | 3 | 43 | 3
3 Revenue Sufficiency | 2030 | 3 | 43.2 | 3
3 Revenue Sufficiency | 2030 | 3 | 43.3 | 1
3 Revenue Sufficiency | 2030 | 3 | 43.4 | 1
3 Revenue Sufficiency | 2030 | 3 | 43.5 | 2
3 Revenue Sufficiency | 2030 | 3 | 43.6 | 1
3 Revenue Sufficiency | 2030 | 3 | 43.7 | 2
3 Revenue Sufficiency | 2030 | 3 | 44 | 1
3 Revenue Sufficiency | 2030 | 3 | 44.1 | 4
3 Revenue Sufficiency | 2030 | 3 | 44.2 | 2
3 Revenue Sufficiency | 2030 | 3 | 44.4 | 1
3 Revenue Sufficiency | 2030 | 3 | 44.5 | 2
3 Revenue Sufficiency | 2030 | 3 | 44.6 | 2
3 Revenue Sufficiency | 2030 | 3 | 44.7 | 2
3 Revenue Sufficiency | 2030 | 3 | 44.8 | 1
3 Revenue Sufficiency | 2030 | 3 | 44.9 | 2
3 Revenue Sufficiency | 2030 | 3 | 45.1 | 1
3 Revenue Sufficiency | 2030 | 3 | 45.2 | 2
3 Revenue Sufficiency | 2030 | 3 | 45.3 | 2
3 Revenue Sufficiency | 2030 | 3 | 45.6 | 1
3 Revenue Sufficiency | 2030 | 3 | 45.7 | 1
3 Revenue Sufficiency | 2030 | 3 | 45.8 | 1
3 Revenue Sufficiency | 2030 | 3 | 46 | 1
3 Revenue Sufficiency | 2030 | 3 | 46.1 | 2
3 Revenue Sufficiency | 2030 | 3 | 46.4 | 4
3 Revenue Sufficiency | 2030 | 3 | 46.5 | 2
3 Revenue Sufficiency | 2030 | 3 | 46.6 | 3
3 Revenue Sufficiency | 2030 | 3 | 46.7 | 2
3 Revenue Sufficiency | 2030 | 3 | 46.8 | 1
3 Revenue Sufficiency | 2030 | 3 | 47 | 1
3 Revenue Sufficiency | 2030 | 3 | 47.1 | 2
3 Revenue Sufficiency | 2030 | 3 | 47.2 | 4
3 Revenue Sufficiency | 2030 | 3 | 47.3 | 1
3 Revenue Sufficiency | 2030 | 3 | 47.4 | 1
3 Revenue Sufficiency | 2030 | 3 | 47.5 | 3
3 Revenue Sufficiency | 2030 | 3 | 47.6 | 1
3 Revenue Sufficiency | 2030 | 3 | 47.7 | 1
3 Revenue Sufficiency | 2030 | 3 | 47.8 | 1
3 Revenue Sufficiency | 2030 | 3 | 47.9 | 1
3 Revenue Sufficiency | 2030 | 3 | 48 | 1
3 Revenue Sufficiency | 2030 | 3 | 48.1 | 1
3 Revenue Sufficiency | 2030 | 3 | 48.3 | 1
3 Revenue Sufficiency | 2030 | 3 | 48.6 | 1
3 Revenue Sufficiency | 2030 | 3 | 48.7 | 3
3 Revenue Sufficiency | 2030 | 3 | 48.9 | 1
3 Revenue Sufficiency | 2030 | 3 | 49 | 1
3 Revenue Sufficiency | 2030 | 3 | 49.2 | 1
3 Revenue Sufficiency | 2030 | 3 | 49.3 | 1
3 Revenue Sufficiency | 2030 | 3 | 49.4 | 2
3 Revenue Sufficiency | 2030 | 3 | 49.6 | 1
3 Revenue Sufficiency | 2030 | 3 | 49.7 | 1
3 Revenue Sufficiency | 2030 | 3 | 49.8 | 1
3 Revenue Sufficiency | 2030 | 3 | 49.9 | 2
3 Revenue Sufficiency | 2030 | 3 | 50.4 | 1
3 Revenue Sufficiency | 2030 | 3 | 50.6 | 1
3 Revenue Sufficiency | 2030 | 3 | 50.8 | 1
3 Revenue Sufficiency | 2030 | 3 | 51 | 1
3 Revenue Sufficiency | 2030 | 3 | 51.1 | 2
3 Revenue Sufficiency | 2030 | 3 | 51.5 | 1
3 Revenue Sufficiency | 2030 | 3 | 51.6 | 1
3 Revenue Sufficiency | 2030 | 3 | 51.7 | 1
3 Revenue Sufficiency | 2030 | 3 | 51.9 | 1
3 Revenue Sufficiency | 2030 | 3 | 52 | 1
3 Revenue Sufficiency | 2030 | 3 | 52.1 | 1
3 Revenue Sufficiency | 2030 | 3 | 52.3 | 1
3 Revenue Sufficiency | 2030 | 3 | 52.4 | 1
3 Revenue Sufficiency | 2030 | 3 | 52.5 | 1
3 Revenue Sufficiency | 2030 | 3 | 52.7 | 1
3 Revenue Sufficiency | 2030 | 3 | 52.9 | 1
3 Revenue Sufficiency | 2030 | 3 | 53 | 1
3 Revenue Sufficiency | 2030 | 3 | 53.1 | 2
3 Revenue Sufficiency | 2030 | 3 | 53.4 | 1
3 Revenue Sufficiency | 2030 | 3 | 53.6 | 1
3 Revenue Sufficiency | 2030 | 3 | 53.7 | 1
3 Revenue Sufficiency | 2030 | 3 | 53.8 | 1
3 Revenue Sufficiency | 2030 | 3 | 54 | 1
3 Revenue Sufficiency | 2030 | 3 | 54.2 | 1
3 Revenue Sufficiency | 2030 | 3 | 54.3 | 1
3 Revenue Sufficiency | 2030 | 3 | 54.4 | 1
3 Revenue Sufficiency | 2030 | 3 | 54.8 | 1
3 Revenue Sufficiency | 2030 | 3 | 54.9 | 2
3 Revenue Sufficiency | 2030 | 3 | 55 | 1
3 Revenue Sufficiency | 2030 | 3 | 55.2 | 2
3 Revenue Sufficiency | 2030 | 3 | 55.4 | 1
3 Revenue Sufficiency | 2030 | 3 | 55.5 | 1
3 Revenue Sufficiency | 2030 | 3 | 55.8 | 1
3 Revenue Sufficiency | 2030 | 3 | 56.1 | 1
3 Revenue Sufficiency | 2030 | 3 | 56.6 | 1
3 Revenue Sufficiency | 2030 | 3 | 56.7 | 1
3 Revenue Sufficiency | 2030 | 3 | 57.2 | 1
3 Revenue Sufficiency | 2030 | 3 | 57.3 | 1
3 Revenue Sufficiency | 2030 | 3 | 57.4 | 1
3 Revenue Sufficiency | 2030 | 3 | 57.9 | 1
3 Revenue Sufficiency | 2030 | 3 | 58 | 1
3 Revenue Sufficiency | 2030 | 3 | 58.2 | 1
3 Revenue Sufficiency | 2030 | 3 | 58.4 | 1
3 Revenue Sufficiency | 2030 | 3 | 58.9 | 1
3 Revenue Sufficiency | 2030 | 3 | 59 | 1
3 Revenue Sufficiency | 2030 | 3 | 59.8 | 1
3 Revenue Sufficiency | 2030 | 3 | 60 | 1
3 Revenue Sufficiency | 2030 | 3 | 60.2 | 2
3 Revenue Sufficiency | 2030 | 3 | 61 | 1
3 Revenue Sufficiency | 2030 | 3 | 61.5 | 1
3 Revenue Sufficiency | 2030 | 3 | 62.5 | 1
3 Revenue Sufficiency | 2030 | 3 | 64.5 | 1
3 Revenue Sufficiency | 2030 | 3 | 64.6 | 1
3 Revenue Sufficiency | 2030 | 3 | 65.1 | 1
3 Revenue Sufficiency | 2030 | 3 | 66.2 | 1
3 Revenue Sufficiency | 2030 | 3 | 66.3 | 1
3 Revenue Sufficiency | 2030 | 3 | 67.1 | 1
3 Revenue Sufficiency | 2030 | 3 | 68.1 | 1
3 Revenue Sufficiency | 2030 | 3 | 72 | 1
3 Revenue Sufficiency | 2030 | 3 | 73 | 1
3 Revenue Sufficiency | 2030 | 3 | 76.7 | 1
3 Revenue Sufficiency | 2030 | 3 | 77.4 | 1
3 Revenue Sufficiency | 2030 | 3 | 78.6 | 1
3 Revenue Sufficiency | 2030 | 4 | -216.9 | 1
3 Revenue Sufficiency | 2030 | 4 | -74.6 | 1
3 Revenue Sufficiency | 2030 | 4 | -72.1 | 1
3 Revenue Sufficiency | 2030 | 4 | -70.3 | 1
3 Revenue Sufficiency | 2030 | 4 | -58.5 | 1
3 Revenue Sufficiency | 2030 | 4 | -56.1 | 1
3 Revenue Sufficiency | 2030 | 4 | -55.3 | 1
3 Revenue Sufficiency | 2030 | 4 | -55.2 | 1
3 Revenue Sufficiency | 2030 | 4 | -54.8 | 1
3 Revenue Sufficiency | 2030 | 4 | -52.8 | 1
3 Revenue Sufficiency | 2030 | 4 | -52 | 1
3 Revenue Sufficiency | 2030 | 4 | -51.6 | 1
3 Revenue Sufficiency | 2030 | 4 | -50.2 | 1
3 Revenue Sufficiency | 2030 | 4 | -50.1 | 1
3 Revenue Sufficiency | 2030 | 4 | -48.7 | 1
3 Revenue Sufficiency | 2030 | 4 | -48.1 | 1
3 Revenue Sufficiency | 2030 | 4 | -47.7 | 2
3 Revenue Sufficiency | 2030 | 4 | -47.6 | 1
3 Revenue Sufficiency | 2030 | 4 | -47.2 | 1
3 Revenue Sufficiency | 2030 | 4 | -46.9 | 1
3 Revenue Sufficiency | 2030 | 4 | -46.8 | 1
3 Revenue Sufficiency | 2030 | 4 | -46.6 | 1
3 Revenue Sufficiency | 2030 | 4 | -46.4 | 1
3 Revenue Sufficiency | 2030 | 4 | -46.2 | 2
3 Revenue Sufficiency | 2030 | 4 | -45.9 | 1
3 Revenue Sufficiency | 2030 | 4 | -45.7 | 1
3 Revenue Sufficiency | 2030 | 4 | -45.6 | 1
3 Revenue Sufficiency | 2030 | 4 | -45.5 | 1
3 Revenue Sufficiency | 2030 | 4 | -45 | 1
3 Revenue Sufficiency | 2030 | 4 | -44.8 | 1
3 Revenue Sufficiency | 2030 | 4 | -44.7 | 1
3 Revenue Sufficiency | 2030 | 4 | -44.5 | 2
3 Revenue Sufficiency | 2030 | 4 | -44.4 | 1
3 Revenue Sufficiency | 2030 | 4 | -43.9 | 1
3 Revenue Sufficiency | 2030 | 4 | -43.8 | 1
3 Revenue Sufficiency | 2030 | 4 | -43.7 | 1
3 Revenue Sufficiency | 2030 | 4 | -43.3 | 1
3 Revenue Sufficiency | 2030 | 4 | -42.7 | 2
3 Revenue Sufficiency | 2030 | 4 | -42.4 | 1
3 Revenue Sufficiency | 2030 | 4 | -42.3 | 2
3 Revenue Sufficiency | 2030 | 4 | -42.2 | 1
3 Revenue Sufficiency | 2030 | 4 | -42.1 | 1
3 Revenue Sufficiency | 2030 | 4 | -41.6 | 1
3 Revenue Sufficiency | 2030 | 4 | -40.9 | 1
3 Revenue Sufficiency | 2030 | 4 | -40.8 | 2
3 Revenue Sufficiency | 2030 | 4 | -40.6 | 1
3 Revenue Sufficiency | 2030 | 4 | -40.3 | 2
3 Revenue Sufficiency | 2030 | 4 | -40.1 | 2
3 Revenue Sufficiency | 2030 | 4 | -40 | 1
3 Revenue Sufficiency | 2030 | 4 | -39.9 | 1
3 Revenue Sufficiency | 2030 | 4 | -39.7 | 1
3 Revenue Sufficiency | 2030 | 4 | -39.5 | 1
3 Revenue Sufficiency | 2030 | 4 | -39.4 | 1
3 Revenue Sufficiency | 2030 | 4 | -39.3 | 1
3 Revenue Sufficiency | 2030 | 4 | -39.2 | 1
3 Revenue Sufficiency | 2030 | 4 | -39.1 | 2
3 Revenue Sufficiency | 2030 | 4 | -39 | 1
3 Revenue Sufficiency | 2030 | 4 | -38.9 | 2
3 Revenue Sufficiency | 2030 | 4 | -38.8 | 1
3 Revenue Sufficiency | 2030 | 4 | -38.6 | 1
3 Revenue Sufficiency | 2030 | 4 | -38.5 | 1
3 Revenue Sufficiency | 2030 | 4 | -38.4 | 2
3 Revenue Sufficiency | 2030 | 4 | -38.3 | 1
3 Revenue Sufficiency | 2030 | 4 | -37.7 | 1
3 Revenue Sufficiency | 2030 | 4 | -37.6 | 2
3 Revenue Sufficiency | 2030 | 4 | -37.5 | 1
3 Revenue Sufficiency | 2030 | 4 | -37.4 | 2
3 Revenue Sufficiency | 2030 | 4 | -37.3 | 2
3 Revenue Sufficiency | 2030 | 4 | -37.2 | 3
3 Revenue Sufficiency | 2030 | 4 | -37.1 | 1
3 Revenue Sufficiency | 2030 | 4 | -37 | 3
3 Revenue Sufficiency | 2030 | 4 | -36.8 | 2
3 Revenue Sufficiency | 2030 | 4 | -36.7 | 2
3 Revenue Sufficiency | 2030 | 4 | -36.6 | 2
3 Revenue Sufficiency | 2030 | 4 | -36.5 | 1
3 Revenue Sufficiency | 2030 | 4 | -36.3 | 2
3 Revenue Sufficiency | 2030 | 4 | -36.1 | 2
3 Revenue Sufficiency | 2030 | 4 | -36 | 4
3 Revenue Sufficiency | 2030 | 4 | -35.9 | 2
3 Revenue Sufficiency | 2030 | 4 | -35.6 | 2
3 Revenue Sufficiency | 2030 | 4 | -35.5 | 1
3 Revenue Sufficiency | 2030 | 4 | -35.4 | 4
3 Revenue Sufficiency | 2030 | 4 | -35.3 | 2
3 Revenue Sufficiency | 2030 | 4 | -35.1 | 3
3 Revenue Sufficiency | 2030 | 4 | -35 | 3
3 Revenue Sufficiency | 2030 | 4 | -34.9 | 1
3 Revenue Sufficiency | 2030 | 4 | -34.6 | 2
3 Revenue Sufficiency | 2030 | 4 | -34.5 | 3
3 Revenue Sufficiency | 2030 | 4 | -34.4 | 3
3 Revenue Sufficiency | 2030 | 4 | -34.3 | 4
3 Revenue Sufficiency | 2030 | 4 | -34.2 | 2
3 Revenue Sufficiency | 2030 | 4 | -34.1 | 1
3 Revenue Sufficiency | 2030 | 4 | -34 | 1
3 Revenue Sufficiency | 2030 | 4 | -33.8 | 1
3 Revenue Sufficiency | 2030 | 4 | -33.7 | 3
3 Revenue Sufficiency | 2030 | 4 | -33.6 | 2
3 Revenue Sufficiency | 2030 | 4 | -33.4 | 3
3 Revenue Sufficiency | 2030 | 4 | -33.3 | 2
3 Revenue Sufficiency | 2030 | 4 | -33.2 | 2
3 Revenue Sufficiency | 2030 | 4 | -33.1 | 2
3 Revenue Sufficiency | 2030 | 4 | -33 | 1
3 Revenue Sufficiency | 2030 | 4 | -32.9 | 4
3 Revenue Sufficiency | 2030 | 4 | -32.8 | 2
3 Revenue Sufficiency | 2030 | 4 | -32.6 | 3
3 Revenue Sufficiency | 2030 | 4 | -32.5 | 3
3 Revenue Sufficiency | 2030 | 4 | -32.3 | 3
3 Revenue Sufficiency | 2030 | 4 | -32.2 | 2
3 Revenue Sufficiency | 2030 | 4 | -32.1 | 2
3 Revenue Sufficiency | 2030 | 4 | -32 | 6
3 Revenue Sufficiency | 2030 | 4 | -31.9 | 1
3 Revenue Sufficiency | 2030 | 4 | -31.8 | 4
3 Revenue Sufficiency | 2030 | 4 | -31.7 | 1
3 Revenue Sufficiency | 2030 | 4 | -31.6 | 5
3 Revenue Sufficiency | 2030 | 4 | -31.4 | 1
3 Revenue Sufficiency | 2030 | 4 | -31.3 | 2
3 Revenue Sufficiency | 2030 | 4 | -31.2 | 2
3 Revenue Sufficiency | 2030 | 4 | -31.1 | 1
3 Revenue Sufficiency | 2030 | 4 | -31 | 3
3 Revenue Sufficiency | 2030 | 4 | -30.9 | 4
3 Revenue Sufficiency | 2030 | 4 | -30.8 | 5
3 Revenue Sufficiency | 2030 | 4 | -30.7 | 3
3 Revenue Sufficiency | 2030 | 4 | -30.6 | 2
3 Revenue Sufficiency | 2030 | 4 | -30.5 | 4
3 Revenue Sufficiency | 2030 | 4 | -30.4 | 1
3 Revenue Sufficiency | 2030 | 4 | -30.2 | 3
3 Revenue Sufficiency | 2030 | 4 | -30.1 | 3
3 Revenue Sufficiency | 2030 | 4 | -30 | 2
3 Revenue Sufficiency | 2030 | 4 | -29.9 | 2
3 Revenue Sufficiency | 2030 | 4 | -29.8 | 3
3 Revenue Sufficiency | 2030 | 4 | -29.7 | 1
3 Revenue Sufficiency | 2030 | 4 | -29.6 | 4
3 Revenue Sufficiency | 2030 | 4 | -29.5 | 3
3 Revenue Sufficiency | 2030 | 4 | -29.4 | 3
3 Revenue Sufficiency | 2030 | 4 | -29.3 | 1
3 Revenue Sufficiency | 2030 | 4 | -29.2 | 1
3 Revenue Sufficiency | 2030 | 4 | -29 | 5
3 Revenue Sufficiency | 2030 | 4 | -28.9 | 3
3 Revenue Sufficiency | 2030 | 4 | -28.8 | 6
3 Revenue Sufficiency | 2030 | 4 | -28.7 | 3
3 Revenue Sufficiency | 2030 | 4 | -28.6 | 4
3 Revenue Sufficiency | 2030 | 4 | -28.5 | 6
3 Revenue Sufficiency | 2030 | 4 | -28.4 | 4
3 Revenue Sufficiency | 2030 | 4 | -28.3 | 5
3 Revenue Sufficiency | 2030 | 4 | -28.1 | 4
3 Revenue Sufficiency | 2030 | 4 | -28 | 2
3 Revenue Sufficiency | 2030 | 4 | -27.9 | 3
3 Revenue Sufficiency | 2030 | 4 | -27.8 | 1
3 Revenue Sufficiency | 2030 | 4 | -27.7 | 5
3 Revenue Sufficiency | 2030 | 4 | -27.6 | 3
3 Revenue Sufficiency | 2030 | 4 | -27.5 | 2
3 Revenue Sufficiency | 2030 | 4 | -27.4 | 4
3 Revenue Sufficiency | 2030 | 4 | -27.3 | 3
3 Revenue Sufficiency | 2030 | 4 | -27.2 | 3
3 Revenue Sufficiency | 2030 | 4 | -27.1 | 3
3 Revenue Sufficiency | 2030 | 4 | -27 | 4
3 Revenue Sufficiency | 2030 | 4 | -26.9 | 2
3 Revenue Sufficiency | 2030 | 4 | -26.8 | 2
3 Revenue Sufficiency | 2030 | 4 | -26.7 | 3
3 Revenue Sufficiency | 2030 | 4 | -26.6 | 2
3 Revenue Sufficiency | 2030 | 4 | -26.5 | 3
3 Revenue Sufficiency | 2030 | 4 | -26.4 | 2
3 Revenue Sufficiency | 2030 | 4 | -26.3 | 5
3 Revenue Sufficiency | 2030 | 4 | -26.2 | 7
3 Revenue Sufficiency | 2030 | 4 | -26.1 | 4
3 Revenue Sufficiency | 2030 | 4 | -26 | 4
3 Revenue Sufficiency | 2030 | 4 | -25.9 | 8
3 Revenue Sufficiency | 2030 | 4 | -25.8 | 4
3 Revenue Sufficiency | 2030 | 4 | -25.7 | 3
3 Revenue Sufficiency | 2030 | 4 | -25.6 | 3
3 Revenue Sufficiency | 2030 | 4 | -25.5 | 8
3 Revenue Sufficiency | 2030 | 4 | -25.4 | 1
3 Revenue Sufficiency | 2030 | 4 | -25.3 | 2
3 Revenue Sufficiency | 2030 | 4 | -25.2 | 3
3 Revenue Sufficiency | 2030 | 4 | -25.1 | 6
3 Revenue Sufficiency | 2030 | 4 | -25 | 2
3 Revenue Sufficiency | 2030 | 4 | -24.9 | 6
3 Revenue Sufficiency | 2030 | 4 | -24.8 | 2
3 Revenue Sufficiency | 2030 | 4 | -24.7 | 8
3 Revenue Sufficiency | 2030 | 4 | -24.6 | 4
3 Revenue Sufficiency | 2030 | 4 | -24.5 | 12
3 Revenue Sufficiency | 2030 | 4 | -24.4 | 5
3 Revenue Sufficiency | 2030 | 4 | -24.3 | 7
3 Revenue Sufficiency | 2030 | 4 | -24.2 | 5
3 Revenue Sufficiency | 2030 | 4 | -24.1 | 5
3 Revenue Sufficiency | 2030 | 4 | -24 | 4
3 Revenue Sufficiency | 2030 | 4 | -23.9 | 3
3 Revenue Sufficiency | 2030 | 4 | -23.8 | 5
3 Revenue Sufficiency | 2030 | 4 | -23.7 | 5
3 Revenue Sufficiency | 2030 | 4 | -23.6 | 8
3 Revenue Sufficiency | 2030 | 4 | -23.5 | 6
3 Revenue Sufficiency | 2030 | 4 | -23.4 | 3
3 Revenue Sufficiency | 2030 | 4 | -23.3 | 4
3 Revenue Sufficiency | 2030 | 4 | -23.2 | 5
3 Revenue Sufficiency | 2030 | 4 | -23.1 | 3
3 Revenue Sufficiency | 2030 | 4 | -23 | 7
3 Revenue Sufficiency | 2030 | 4 | -22.9 | 6
3 Revenue Sufficiency | 2030 | 4 | -22.8 | 8
3 Revenue Sufficiency | 2030 | 4 | -22.7 | 5
3 Revenue Sufficiency | 2030 | 4 | -22.6 | 8
3 Revenue Sufficiency | 2030 | 4 | -22.5 | 5
3 Revenue Sufficiency | 2030 | 4 | -22.4 | 5
3 Revenue Sufficiency | 2030 | 4 | -22.3 | 4
3 Revenue Sufficiency | 2030 | 4 | -22.2 | 6
3 Revenue Sufficiency | 2030 | 4 | -22.1 | 3
3 Revenue Sufficiency | 2030 | 4 | -22 | 6
3 Revenue Sufficiency | 2030 | 4 | -21.9 | 7
3 Revenue Sufficiency | 2030 | 4 | -21.8 | 5
3 Revenue Sufficiency | 2030 | 4 | -21.7 | 2
3 Revenue Sufficiency | 2030 | 4 | -21.6 | 7
3 Revenue Sufficiency | 2030 | 4 | -21.5 | 5
3 Revenue Sufficiency | 2030 | 4 | -21.4 | 4
3 Revenue Sufficiency | 2030 | 4 | -21.3 | 6
3 Revenue Sufficiency | 2030 | 4 | -21.2 | 4
3 Revenue Sufficiency | 2030 | 4 | -21.1 | 7
3 Revenue Sufficiency | 2030 | 4 | -21 | 7
3 Revenue Sufficiency | 2030 | 4 | -20.9 | 5
3 Revenue Sufficiency | 2030 | 4 | -20.8 | 3
3 Revenue Sufficiency | 2030 | 4 | -20.7 | 8
3 Revenue Sufficiency | 2030 | 4 | -20.6 | 13
3 Revenue Sufficiency | 2030 | 4 | -20.5 | 8
3 Revenue Sufficiency | 2030 | 4 | -20.4 | 6
3 Revenue Sufficiency | 2030 | 4 | -20.3 | 9
3 Revenue Sufficiency | 2030 | 4 | -20.2 | 8
3 Revenue Sufficiency | 2030 | 4 | -20.1 | 6
3 Revenue Sufficiency | 2030 | 4 | -20 | 8
3 Revenue Sufficiency | 2030 | 4 | -19.9 | 7
3 Revenue Sufficiency | 2030 | 4 | -19.8 | 11
3 Revenue Sufficiency | 2030 | 4 | -19.7 | 7
3 Revenue Sufficiency | 2030 | 4 | -19.6 | 9
3 Revenue Sufficiency | 2030 | 4 | -19.5 | 11
3 Revenue Sufficiency | 2030 | 4 | -19.4 | 16
3 Revenue Sufficiency | 2030 | 4 | -19.3 | 9
3 Revenue Sufficiency | 2030 | 4 | -19.2 | 3
3 Revenue Sufficiency | 2030 | 4 | -19.1 | 2
3 Revenue Sufficiency | 2030 | 4 | -19 | 14
3 Revenue Sufficiency | 2030 | 4 | -18.9 | 12
3 Revenue Sufficiency | 2030 | 4 | -18.8 | 11
3 Revenue Sufficiency | 2030 | 4 | -18.7 | 13
3 Revenue Sufficiency | 2030 | 4 | -18.6 | 8
3 Revenue Sufficiency | 2030 | 4 | -18.5 | 10
3 Revenue Sufficiency | 2030 | 4 | -18.4 | 7
3 Revenue Sufficiency | 2030 | 4 | -18.3 | 9
3 Revenue Sufficiency | 2030 | 4 | -18.2 | 15
3 Revenue Sufficiency | 2030 | 4 | -18.1 | 9
3 Revenue Sufficiency | 2030 | 4 | -18 | 13
3 Revenue Sufficiency | 2030 | 4 | -17.9 | 12
3 Revenue Sufficiency | 2030 | 4 | -17.8 | 13
3 Revenue Sufficiency | 2030 | 4 | -17.7 | 11
3 Revenue Sufficiency | 2030 | 4 | -17.6 | 6
3 Revenue Sufficiency | 2030 | 4 | -17.5 | 10
3 Revenue Sufficiency | 2030 | 4 | -17.4 | 11
3 Revenue Sufficiency | 2030 | 4 | -17.3 | 9
3 Revenue Sufficiency | 2030 | 4 | -17.2 | 10
3 Revenue Sufficiency | 2030 | 4 | -17.1 | 5
3 Revenue Sufficiency | 2030 | 4 | -17 | 15
3 Revenue Sufficiency | 2030 | 4 | -16.9 | 12
3 Revenue Sufficiency | 2030 | 4 | -16.8 | 5
3 Revenue Sufficiency | 2030 | 4 | -16.7 | 9
3 Revenue Sufficiency | 2030 | 4 | -16.6 | 10
3 Revenue Sufficiency | 2030 | 4 | -16.5 | 5
3 Revenue Sufficiency | 2030 | 4 | -16.4 | 9
3 Revenue Sufficiency | 2030 | 4 | -16.3 | 16
3 Revenue Sufficiency | 2030 | 4 | -16.2 | 10
3 Revenue Sufficiency | 2030 | 4 | -16.1 | 14
3 Revenue Sufficiency | 2030 | 4 | -16 | 11
3 Revenue Sufficiency | 2030 | 4 | -15.9 | 10
3 Revenue Sufficiency | 2030 | 4 | -15.8 | 12
3 Revenue Sufficiency | 2030 | 4 | -15.7 | 12
3 Revenue Sufficiency | 2030 | 4 | -15.6 | 13
3 Revenue Sufficiency | 2030 | 4 | -15.5 | 15
3 Revenue Sufficiency | 2030 | 4 | -15.4 | 5
3 Revenue Sufficiency | 2030 | 4 | -15.3 | 11
3 Revenue Sufficiency | 2030 | 4 | -15.2 | 9
3 Revenue Sufficiency | 2030 | 4 | -15.1 | 6
3 Revenue Sufficiency | 2030 | 4 | -15 | 8
3 Revenue Sufficiency | 2030 | 4 | -14.9 | 6
3 Revenue Sufficiency | 2030 | 4 | -14.8 | 24
3 Revenue Sufficiency | 2030 | 4 | -14.7 | 15
3 Revenue Sufficiency | 2030 | 4 | -14.6 | 12
3 Revenue Sufficiency | 2030 | 4 | -14.5 | 10
3 Revenue Sufficiency | 2030 | 4 | -14.4 | 6
3 Revenue Sufficiency | 2030 | 4 | -14.3 | 13
3 Revenue Sufficiency | 2030 | 4 | -14.2 | 11
3 Revenue Sufficiency | 2030 | 4 | -14.1 | 13
3 Revenue Sufficiency | 2030 | 4 | -14 | 12
3 Revenue Sufficiency | 2030 | 4 | -13.9 | 10
3 Revenue Sufficiency | 2030 | 4 | -13.8 | 15
3 Revenue Sufficiency | 2030 | 4 | -13.7 | 11
3 Revenue Sufficiency | 2030 | 4 | -13.6 | 15
3 Revenue Sufficiency | 2030 | 4 | -13.5 | 13
3 Revenue Sufficiency | 2030 | 4 | -13.4 | 6
3 Revenue Sufficiency | 2030 | 4 | -13.3 | 7
3 Revenue Sufficiency | 2030 | 4 | -13.2 | 12
3 Revenue Sufficiency | 2030 | 4 | -13.1 | 7
3 Revenue Sufficiency | 2030 | 4 | -13 | 12
3 Revenue Sufficiency | 2030 | 4 | -12.9 | 20
3 Revenue Sufficiency | 2030 | 4 | -12.8 | 9
3 Revenue Sufficiency | 2030 | 4 | -12.7 | 12
3 Revenue Sufficiency | 2030 | 4 | -12.6 | 14
3 Revenue Sufficiency | 2030 | 4 | -12.5 | 13
3 Revenue Sufficiency | 2030 | 4 | -12.4 | 7
3 Revenue Sufficiency | 2030 | 4 | -12.3 | 13
3 Revenue Sufficiency | 2030 | 4 | -12.2 | 12
3 Revenue Sufficiency | 2030 | 4 | -12.1 | 8
3 Revenue Sufficiency | 2030 | 4 | -12 | 7
3 Revenue Sufficiency | 2030 | 4 | -11.9 | 7
3 Revenue Sufficiency | 2030 | 4 | -11.8 | 13
3 Revenue Sufficiency | 2030 | 4 | -11.7 | 7
3 Revenue Sufficiency | 2030 | 4 | -11.6 | 11
3 Revenue Sufficiency | 2030 | 4 | -11.5 | 13
3 Revenue Sufficiency | 2030 | 4 | -11.4 | 15
3 Revenue Sufficiency | 2030 | 4 | -11.3 | 10
3 Revenue Sufficiency | 2030 | 4 | -11.2 | 9
3 Revenue Sufficiency | 2030 | 4 | -11.1 | 14
3 Revenue Sufficiency | 2030 | 4 | -11 | 14
3 Revenue Sufficiency | 2030 | 4 | -10.9 | 9
3 Revenue Sufficiency | 2030 | 4 | -10.8 | 12
3 Revenue Sufficiency | 2030 | 4 | -10.7 | 14
3 Revenue Sufficiency | 2030 | 4 | -10.6 | 12
3 Revenue Sufficiency | 2030 | 4 | -10.5 | 14
3 Revenue Sufficiency | 2030 | 4 | -10.4 | 10
3 Revenue Sufficiency | 2030 | 4 | -10.3 | 17
3 Revenue Sufficiency | 2030 | 4 | -10.2 | 13
3 Revenue Sufficiency | 2030 | 4 | -10.1 | 10
3 Revenue Sufficiency | 2030 | 4 | -10 | 15
3 Revenue Sufficiency | 2030 | 4 | -9.9 | 13
3 Revenue Sufficiency | 2030 | 4 | -9.8 | 10
3 Revenue Sufficiency | 2030 | 4 | -9.7 | 15
3 Revenue Sufficiency | 2030 | 4 | -9.6 | 10
3 Revenue Sufficiency | 2030 | 4 | -9.5 | 8
3 Revenue Sufficiency | 2030 | 4 | -9.4 | 13
3 Revenue Sufficiency | 2030 | 4 | -9.3 | 11
3 Revenue Sufficiency | 2030 | 4 | -9.2 | 12
3 Revenue Sufficiency | 2030 | 4 | -9.1 | 9
3 Revenue Sufficiency | 2030 | 4 | -9 | 12
3 Revenue Sufficiency | 2030 | 4 | -8.9 | 11
3 Revenue Sufficiency | 2030 | 4 | -8.8 | 7
3 Revenue Sufficiency | 2030 | 4 | -8.7 | 13
3 Revenue Sufficiency | 2030 | 4 | -8.6 | 16
3 Revenue Sufficiency | 2030 | 4 | -8.5 | 11
3 Revenue Sufficiency | 2030 | 4 | -8.4 | 12
3 Revenue Sufficiency | 2030 | 4 | -8.3 | 13
3 Revenue Sufficiency | 2030 | 4 | -8.2 | 11
3 Revenue Sufficiency | 2030 | 4 | -8.1 | 14
3 Revenue Sufficiency | 2030 | 4 | -8 | 14
3 Revenue Sufficiency | 2030 | 4 | -7.9 | 18
3 Revenue Sufficiency | 2030 | 4 | -7.8 | 7
3 Revenue Sufficiency | 2030 | 4 | -7.7 | 12
3 Revenue Sufficiency | 2030 | 4 | -7.6 | 10
3 Revenue Sufficiency | 2030 | 4 | -7.5 | 7
3 Revenue Sufficiency | 2030 | 4 | -7.4 | 11
3 Revenue Sufficiency | 2030 | 4 | -7.3 | 11
3 Revenue Sufficiency | 2030 | 4 | -7.2 | 7
3 Revenue Sufficiency | 2030 | 4 | -7.1 | 14
3 Revenue Sufficiency | 2030 | 4 | -7 | 7
3 Revenue Sufficiency | 2030 | 4 | -6.9 | 10
3 Revenue Sufficiency | 2030 | 4 | -6.8 | 8
3 Revenue Sufficiency | 2030 | 4 | -6.7 | 12
3 Revenue Sufficiency | 2030 | 4 | -6.6 | 15
3 Revenue Sufficiency | 2030 | 4 | -6.5 | 8
3 Revenue Sufficiency | 2030 | 4 | -6.4 | 3
3 Revenue Sufficiency | 2030 | 4 | -6.3 | 11
3 Revenue Sufficiency | 2030 | 4 | -6.2 | 8
3 Revenue Sufficiency | 2030 | 4 | -6.1 | 4
3 Revenue Sufficiency | 2030 | 4 | -6 | 8
3 Revenue Sufficiency | 2030 | 4 | -5.9 | 6
3 Revenue Sufficiency | 2030 | 4 | -5.8 | 14
3 Revenue Sufficiency | 2030 | 4 | -5.7 | 7
3 Revenue Sufficiency | 2030 | 4 | -5.6 | 9
3 Revenue Sufficiency | 2030 | 4 | -5.5 | 4
3 Revenue Sufficiency | 2030 | 4 | -5.4 | 12
3 Revenue Sufficiency | 2030 | 4 | -5.3 | 12
3 Revenue Sufficiency | 2030 | 4 | -5.2 | 12
3 Revenue Sufficiency | 2030 | 4 | -5.1 | 10
3 Revenue Sufficiency | 2030 | 4 | -5 | 8
3 Revenue Sufficiency | 2030 | 4 | -4.9 | 2
3 Revenue Sufficiency | 2030 | 4 | -4.8 | 6
3 Revenue Sufficiency | 2030 | 4 | -4.7 | 10
3 Revenue Sufficiency | 2030 | 4 | -4.6 | 7
3 Revenue Sufficiency | 2030 | 4 | -4.5 | 5
3 Revenue Sufficiency | 2030 | 4 | -4.4 | 5
3 Revenue Sufficiency | 2030 | 4 | -4.3 | 7
3 Revenue Sufficiency | 2030 | 4 | -4.2 | 5
3 Revenue Sufficiency | 2030 | 4 | -4.1 | 5
3 Revenue Sufficiency | 2030 | 4 | -4 | 4
3 Revenue Sufficiency | 2030 | 4 | -3.9 | 6
3 Revenue Sufficiency | 2030 | 4 | -3.8 | 4
3 Revenue Sufficiency | 2030 | 4 | -3.7 | 3
3 Revenue Sufficiency | 2030 | 4 | -3.6 | 4
3 Revenue Sufficiency | 2030 | 4 | -3.5 | 3
3 Revenue Sufficiency | 2030 | 4 | -3.4 | 4
3 Revenue Sufficiency | 2030 | 4 | -3.3 | 9
3 Revenue Sufficiency | 2030 | 4 | -3.2 | 4
3 Revenue Sufficiency | 2030 | 4 | -3.1 | 3
3 Revenue Sufficiency | 2030 | 4 | -3 | 2
3 Revenue Sufficiency | 2030 | 4 | -2.9 | 2
3 Revenue Sufficiency | 2030 | 4 | -2.8 | 5
3 Revenue Sufficiency | 2030 | 4 | -2.7 | 6
3 Revenue Sufficiency | 2030 | 4 | -2.6 | 2
3 Revenue Sufficiency | 2030 | 4 | -2.5 | 4
3 Revenue Sufficiency | 2030 | 4 | -2.4 | 2
3 Revenue Sufficiency | 2030 | 4 | -2.3 | 6
3 Revenue Sufficiency | 2030 | 4 | -2.2 | 4
3 Revenue Sufficiency | 2030 | 4 | -2.1 | 3
3 Revenue Sufficiency | 2030 | 4 | -2 | 1
3 Revenue Sufficiency | 2030 | 4 | -1.9 | 3
3 Revenue Sufficiency | 2030 | 4 | -1.8 | 4
3 Revenue Sufficiency | 2030 | 4 | -1.7 | 4
3 Revenue Sufficiency | 2030 | 4 | -1.6 | 6
3 Revenue Sufficiency | 2030 | 4 | -1.4 | 1
3 Revenue Sufficiency | 2030 | 4 | -1.3 | 2
3 Revenue Sufficiency | 2030 | 4 | -1.2 | 4
3 Revenue Sufficiency | 2030 | 4 | -1.1 | 2
3 Revenue Sufficiency | 2030 | 4 | -1 | 1
3 Revenue Sufficiency | 2030 | 4 | -0.9 | 2
3 Revenue Sufficiency | 2030 | 4 | -0.8 | 1
3 Revenue Sufficiency | 2030 | 4 | -0.7 | 2
3 Revenue Sufficiency | 2030 | 4 | -0.6 | 5
3 Revenue Sufficiency | 2030 | 4 | -0.5 | 2
3 Revenue Sufficiency | 2030 | 4 | -0.3 | 2
3 Revenue Sufficiency | 2030 | 4 | -0.2 | 1
3 Revenue Sufficiency | 2030 | 4 | -0.1 | 2
3 Revenue Sufficiency | 2030 | 4 | 0 | 26
3 Revenue Sufficiency | 2030 | 4 | 0.1 | 2
3 Revenue Sufficiency | 2030 | 4 | 0.2 | 2
3 Revenue Sufficiency | 2030 | 4 | 0.3 | 1
3 Revenue Sufficiency | 2030 | 4 | 0.4 | 1
3 Revenue Sufficiency | 2030 | 4 | 0.7 | 3
3 Revenue Sufficiency | 2030 | 4 | 0.8 | 3
3 Revenue Sufficiency | 2030 | 4 | 0.9 | 1
3 Revenue Sufficiency | 2030 | 4 | 1 | 3
3 Revenue Sufficiency | 2030 | 4 | 1.1 | 4
3 Revenue Sufficiency | 2030 | 4 | 1.2 | 4
3 Revenue Sufficiency | 2030 | 4 | 1.3 | 2
3 Revenue Sufficiency | 2030 | 4 | 1.4 | 1
3 Revenue Sufficiency | 2030 | 4 | 1.5 | 4
3 Revenue Sufficiency | 2030 | 4 | 1.6 | 2
3 Revenue Sufficiency | 2030 | 4 | 1.8 | 5
3 Revenue Sufficiency | 2030 | 4 | 1.9 | 1
3 Revenue Sufficiency | 2030 | 4 | 2 | 5
3 Revenue Sufficiency | 2030 | 4 | 2.1 | 1
3 Revenue Sufficiency | 2030 | 4 | 2.2 | 4
3 Revenue Sufficiency | 2030 | 4 | 2.3 | 2
3 Revenue Sufficiency | 2030 | 4 | 2.4 | 3
3 Revenue Sufficiency | 2030 | 4 | 2.5 | 1
3 Revenue Sufficiency | 2030 | 4 | 2.6 | 6
3 Revenue Sufficiency | 2030 | 4 | 2.7 | 2
3 Revenue Sufficiency | 2030 | 4 | 2.8 | 1
3 Revenue Sufficiency | 2030 | 4 | 2.9 | 6
3 Revenue Sufficiency | 2030 | 4 | 3 | 4
3 Revenue Sufficiency | 2030 | 4 | 3.1 | 1
3 Revenue Sufficiency | 2030 | 4 | 3.2 | 3
3 Revenue Sufficiency | 2030 | 4 | 3.3 | 2
3 Revenue Sufficiency | 2030 | 4 | 3.4 | 3
3 Revenue Sufficiency | 2030 | 4 | 3.5 | 5
3 Revenue Sufficiency | 2030 | 4 | 3.6 | 2
3 Revenue Sufficiency | 2030 | 4 | 3.7 | 5
3 Revenue Sufficiency | 2030 | 4 | 3.8 | 7
3 Revenue Sufficiency | 2030 | 4 | 3.9 | 5
3 Revenue Sufficiency | 2030 | 4 | 4 | 8
3 Revenue Sufficiency | 2030 | 4 | 4.1 | 4
3 Revenue Sufficiency | 2030 | 4 | 4.2 | 5
3 Revenue Sufficiency | 2030 | 4 | 4.3 | 5
3 Revenue Sufficiency | 2030 | 4 | 4.4 | 3
3 Revenue Sufficiency | 2030 | 4 | 4.5 | 2
3 Revenue Sufficiency | 2030 | 4 | 4.6 | 4
3 Revenue Sufficiency | 2030 | 4 | 4.7 | 7
3 Revenue Sufficiency | 2030 | 4 | 4.8 | 2
3 Revenue Sufficiency | 2030 | 4 | 4.9 | 1
3 Revenue Sufficiency | 2030 | 4 | 5 | 7
3 Revenue Sufficiency | 2030 | 4 | 5.1 | 12
3 Revenue Sufficiency | 2030 | 4 | 5.2 | 4
3 Revenue Sufficiency | 2030 | 4 | 5.3 | 4
3 Revenue Sufficiency | 2030 | 4 | 5.4 | 5
3 Revenue Sufficiency | 2030 | 4 | 5.5 | 7
3 Revenue Sufficiency | 2030 | 4 | 5.6 | 4
3 Revenue Sufficiency | 2030 | 4 | 5.7 | 5
3 Revenue Sufficiency | 2030 | 4 | 5.8 | 9
3 Revenue Sufficiency | 2030 | 4 | 5.9 | 10
3 Revenue Sufficiency | 2030 | 4 | 6 | 5
3 Revenue Sufficiency | 2030 | 4 | 6.1 | 8
3 Revenue Sufficiency | 2030 | 4 | 6.2 | 8
3 Revenue Sufficiency | 2030 | 4 | 6.3 | 7
3 Revenue Sufficiency | 2030 | 4 | 6.4 | 4
3 Revenue Sufficiency | 2030 | 4 | 6.5 | 9
3 Revenue Sufficiency | 2030 | 4 | 6.6 | 15
3 Revenue Sufficiency | 2030 | 4 | 6.7 | 11
3 Revenue Sufficiency | 2030 | 4 | 6.8 | 11
3 Revenue Sufficiency | 2030 | 4 | 6.9 | 10
3 Revenue Sufficiency | 2030 | 4 | 7 | 9
3 Revenue Sufficiency | 2030 | 4 | 7.1 | 4
3 Revenue Sufficiency | 2030 | 4 | 7.2 | 11
3 Revenue Sufficiency | 2030 | 4 | 7.3 | 7
3 Revenue Sufficiency | 2030 | 4 | 7.4 | 7
3 Revenue Sufficiency | 2030 | 4 | 7.5 | 9
3 Revenue Sufficiency | 2030 | 4 | 7.6 | 8
3 Revenue Sufficiency | 2030 | 4 | 7.7 | 9
3 Revenue Sufficiency | 2030 | 4 | 7.8 | 11
3 Revenue Sufficiency | 2030 | 4 | 7.9 | 8
3 Revenue Sufficiency | 2030 | 4 | 8 | 10
3 Revenue Sufficiency | 2030 | 4 | 8.1 | 11
3 Revenue Sufficiency | 2030 | 4 | 8.2 | 12
3 Revenue Sufficiency | 2030 | 4 | 8.3 | 7
3 Revenue Sufficiency | 2030 | 4 | 8.4 | 9
3 Revenue Sufficiency | 2030 | 4 | 8.5 | 10
3 Revenue Sufficiency | 2030 | 4 | 8.6 | 8
3 Revenue Sufficiency | 2030 | 4 | 8.7 | 9
3 Revenue Sufficiency | 2030 | 4 | 8.8 | 9
3 Revenue Sufficiency | 2030 | 4 | 8.9 | 13
3 Revenue Sufficiency | 2030 | 4 | 9 | 5
3 Revenue Sufficiency | 2030 | 4 | 9.1 | 7
3 Revenue Sufficiency | 2030 | 4 | 9.2 | 9
3 Revenue Sufficiency | 2030 | 4 | 9.3 | 6
3 Revenue Sufficiency | 2030 | 4 | 9.4 | 11
3 Revenue Sufficiency | 2030 | 4 | 9.5 | 17
3 Revenue Sufficiency | 2030 | 4 | 9.6 | 7
3 Revenue Sufficiency | 2030 | 4 | 9.7 | 12
3 Revenue Sufficiency | 2030 | 4 | 9.8 | 17
3 Revenue Sufficiency | 2030 | 4 | 9.9 | 23
3 Revenue Sufficiency | 2030 | 4 | 10 | 10
3 Revenue Sufficiency | 2030 | 4 | 10.1 | 11
3 Revenue Sufficiency | 2030 | 4 | 10.2 | 17
3 Revenue Sufficiency | 2030 | 4 | 10.3 | 11
3 Revenue Sufficiency | 2030 | 4 | 10.4 | 12
3 Revenue Sufficiency | 2030 | 4 | 10.5 | 9
3 Revenue Sufficiency | 2030 | 4 | 10.6 | 4
3 Revenue Sufficiency | 2030 | 4 | 10.7 | 19
3 Revenue Sufficiency | 2030 | 4 | 10.8 | 8
3 Revenue Sufficiency | 2030 | 4 | 10.9 | 8
3 Revenue Sufficiency | 2030 | 4 | 11 | 10
3 Revenue Sufficiency | 2030 | 4 | 11.1 | 10
3 Revenue Sufficiency | 2030 | 4 | 11.2 | 13
3 Revenue Sufficiency | 2030 | 4 | 11.3 | 8
3 Revenue Sufficiency | 2030 | 4 | 11.4 | 11
3 Revenue Sufficiency | 2030 | 4 | 11.5 | 12
3 Revenue Sufficiency | 2030 | 4 | 11.6 | 15
3 Revenue Sufficiency | 2030 | 4 | 11.7 | 11
3 Revenue Sufficiency | 2030 | 4 | 11.8 | 10
3 Revenue Sufficiency | 2030 | 4 | 11.9 | 20
3 Revenue Sufficiency | 2030 | 4 | 12 | 17
3 Revenue Sufficiency | 2030 | 4 | 12.1 | 17
3 Revenue Sufficiency | 2030 | 4 | 12.2 | 15
3 Revenue Sufficiency | 2030 | 4 | 12.3 | 11
3 Revenue Sufficiency | 2030 | 4 | 12.4 | 11
3 Revenue Sufficiency | 2030 | 4 | 12.5 | 6
3 Revenue Sufficiency | 2030 | 4 | 12.6 | 13
3 Revenue Sufficiency | 2030 | 4 | 12.7 | 14
3 Revenue Sufficiency | 2030 | 4 | 12.8 | 18
3 Revenue Sufficiency | 2030 | 4 | 12.9 | 11
3 Revenue Sufficiency | 2030 | 4 | 13 | 13
3 Revenue Sufficiency | 2030 | 4 | 13.1 | 6
3 Revenue Sufficiency | 2030 | 4 | 13.2 | 9
3 Revenue Sufficiency | 2030 | 4 | 13.3 | 11
3 Revenue Sufficiency | 2030 | 4 | 13.4 | 16
3 Revenue Sufficiency | 2030 | 4 | 13.5 | 10
3 Revenue Sufficiency | 2030 | 4 | 13.6 | 8
3 Revenue Sufficiency | 2030 | 4 | 13.7 | 3
3 Revenue Sufficiency | 2030 | 4 | 13.8 | 8
3 Revenue Sufficiency | 2030 | 4 | 13.9 | 11
3 Revenue Sufficiency | 2030 | 4 | 14 | 14
3 Revenue Sufficiency | 2030 | 4 | 14.1 | 12
3 Revenue Sufficiency | 2030 | 4 | 14.2 | 12
3 Revenue Sufficiency | 2030 | 4 | 14.3 | 10
3 Revenue Sufficiency | 2030 | 4 | 14.4 | 10
3 Revenue Sufficiency | 2030 | 4 | 14.5 | 8
3 Revenue Sufficiency | 2030 | 4 | 14.6 | 10
3 Revenue Sufficiency | 2030 | 4 | 14.7 | 15
3 Revenue Sufficiency | 2030 | 4 | 14.8 | 18
3 Revenue Sufficiency | 2030 | 4 | 14.9 | 9
3 Revenue Sufficiency | 2030 | 4 | 15 | 10
3 Revenue Sufficiency | 2030 | 4 | 15.1 | 10
3 Revenue Sufficiency | 2030 | 4 | 15.2 | 9
3 Revenue Sufficiency | 2030 | 4 | 15.3 | 14
3 Revenue Sufficiency | 2030 | 4 | 15.4 | 9
3 Revenue Sufficiency | 2030 | 4 | 15.5 | 14
3 Revenue Sufficiency | 2030 | 4 | 15.6 | 5
3 Revenue Sufficiency | 2030 | 4 | 15.7 | 9
3 Revenue Sufficiency | 2030 | 4 | 15.8 | 7
3 Revenue Sufficiency | 2030 | 4 | 15.9 | 11
3 Revenue Sufficiency | 2030 | 4 | 16 | 12
3 Revenue Sufficiency | 2030 | 4 | 16.1 | 9
3 Revenue Sufficiency | 2030 | 4 | 16.2 | 10
3 Revenue Sufficiency | 2030 | 4 | 16.3 | 3
3 Revenue Sufficiency | 2030 | 4 | 16.4 | 9
3 Revenue Sufficiency | 2030 | 4 | 16.5 | 11
3 Revenue Sufficiency | 2030 | 4 | 16.6 | 10
3 Revenue Sufficiency | 2030 | 4 | 16.7 | 11
3 Revenue Sufficiency | 2030 | 4 | 16.8 | 12
3 Revenue Sufficiency | 2030 | 4 | 16.9 | 11
3 Revenue Sufficiency | 2030 | 4 | 17 | 11
3 Revenue Sufficiency | 2030 | 4 | 17.1 | 6
3 Revenue Sufficiency | 2030 | 4 | 17.2 | 6
3 Revenue Sufficiency | 2030 | 4 | 17.3 | 9
3 Revenue Sufficiency | 2030 | 4 | 17.4 | 9
3 Revenue Sufficiency | 2030 | 4 | 17.5 | 12
3 Revenue Sufficiency | 2030 | 4 | 17.6 | 16
3 Revenue Sufficiency | 2030 | 4 | 17.7 | 9
3 Revenue Sufficiency | 2030 | 4 | 17.8 | 8
3 Revenue Sufficiency | 2030 | 4 | 17.9 | 11
3 Revenue Sufficiency | 2030 | 4 | 18 | 9
3 Revenue Sufficiency | 2030 | 4 | 18.1 | 6
3 Revenue Sufficiency | 2030 | 4 | 18.2 | 7
3 Revenue Sufficiency | 2030 | 4 | 18.3 | 7
3 Revenue Sufficiency | 2030 | 4 | 18.4 | 8
3 Revenue Sufficiency | 2030 | 4 | 18.5 | 8
3 Revenue Sufficiency | 2030 | 4 | 18.6 | 12
3 Revenue Sufficiency | 2030 | 4 | 18.7 | 12
3 Revenue Sufficiency | 2030 | 4 | 18.8 | 6
3 Revenue Sufficiency | 2030 | 4 | 18.9 | 7
3 Revenue Sufficiency | 2030 | 4 | 19 | 8
3 Revenue Sufficiency | 2030 | 4 | 19.1 | 6
3 Revenue Sufficiency | 2030 | 4 | 19.2 | 11
3 Revenue Sufficiency | 2030 | 4 | 19.3 | 7
3 Revenue Sufficiency | 2030 | 4 | 19.4 | 12
3 Revenue Sufficiency | 2030 | 4 | 19.5 | 10
3 Revenue Sufficiency | 2030 | 4 | 19.6 | 10
3 Revenue Sufficiency | 2030 | 4 | 19.7 | 9
3 Revenue Sufficiency | 2030 | 4 | 19.8 | 15
3 Revenue Sufficiency | 2030 | 4 | 19.9 | 12
3 Revenue Sufficiency | 2030 | 4 | 20 | 7
3 Revenue Sufficiency | 2030 | 4 | 20.1 | 6
3 Revenue Sufficiency | 2030 | 4 | 20.2 | 7
3 Revenue Sufficiency | 2030 | 4 | 20.3 | 5
3 Revenue Sufficiency | 2030 | 4 | 20.4 | 8
3 Revenue Sufficiency | 2030 | 4 | 20.5 | 6
3 Revenue Sufficiency | 2030 | 4 | 20.6 | 11
3 Revenue Sufficiency | 2030 | 4 | 20.7 | 6
3 Revenue Sufficiency | 2030 | 4 | 20.8 | 10
3 Revenue Sufficiency | 2030 | 4 | 20.9 | 8
3 Revenue Sufficiency | 2030 | 4 | 21 | 9
3 Revenue Sufficiency | 2030 | 4 | 21.1 | 11
3 Revenue Sufficiency | 2030 | 4 | 21.2 | 8
3 Revenue Sufficiency | 2030 | 4 | 21.3 | 7
3 Revenue Sufficiency | 2030 | 4 | 21.4 | 6
3 Revenue Sufficiency | 2030 | 4 | 21.5 | 12
3 Revenue Sufficiency | 2030 | 4 | 21.6 | 12
3 Revenue Sufficiency | 2030 | 4 | 21.7 | 6
3 Revenue Sufficiency | 2030 | 4 | 21.8 | 6
3 Revenue Sufficiency | 2030 | 4 | 21.9 | 5
3 Revenue Sufficiency | 2030 | 4 | 22 | 7
3 Revenue Sufficiency | 2030 | 4 | 22.1 | 7
3 Revenue Sufficiency | 2030 | 4 | 22.2 | 6
3 Revenue Sufficiency | 2030 | 4 | 22.3 | 2
3 Revenue Sufficiency | 2030 | 4 | 22.4 | 3
3 Revenue Sufficiency | 2030 | 4 | 22.5 | 7
3 Revenue Sufficiency | 2030 | 4 | 22.6 | 11
3 Revenue Sufficiency | 2030 | 4 | 22.7 | 6
3 Revenue Sufficiency | 2030 | 4 | 22.8 | 8
3 Revenue Sufficiency | 2030 | 4 | 22.9 | 11
3 Revenue Sufficiency | 2030 | 4 | 23 | 7
3 Revenue Sufficiency | 2030 | 4 | 23.1 | 10
3 Revenue Sufficiency | 2030 | 4 | 23.2 | 10
3 Revenue Sufficiency | 2030 | 4 | 23.3 | 12
3 Revenue Sufficiency | 2030 | 4 | 23.4 | 7
3 Revenue Sufficiency | 2030 | 4 | 23.5 | 5
3 Revenue Sufficiency | 2030 | 4 | 23.6 | 3
3 Revenue Sufficiency | 2030 | 4 | 23.7 | 6
3 Revenue Sufficiency | 2030 | 4 | 23.8 | 6
3 Revenue Sufficiency | 2030 | 4 | 23.9 | 6
3 Revenue Sufficiency | 2030 | 4 | 24 | 8
3 Revenue Sufficiency | 2030 | 4 | 24.1 | 7
3 Revenue Sufficiency | 2030 | 4 | 24.2 | 7
3 Revenue Sufficiency | 2030 | 4 | 24.3 | 7
3 Revenue Sufficiency | 2030 | 4 | 24.4 | 6
3 Revenue Sufficiency | 2030 | 4 | 24.5 | 2
3 Revenue Sufficiency | 2030 | 4 | 24.6 | 6
3 Revenue Sufficiency | 2030 | 4 | 24.7 | 5
3 Revenue Sufficiency | 2030 | 4 | 24.8 | 4
3 Revenue Sufficiency | 2030 | 4 | 24.9 | 5
3 Revenue Sufficiency | 2030 | 4 | 25 | 5
3 Revenue Sufficiency | 2030 | 4 | 25.1 | 3
3 Revenue Sufficiency | 2030 | 4 | 25.2 | 4
3 Revenue Sufficiency | 2030 | 4 | 25.3 | 4
3 Revenue Sufficiency | 2030 | 4 | 25.4 | 6
3 Revenue Sufficiency | 2030 | 4 | 25.5 | 9
3 Revenue Sufficiency | 2030 | 4 | 25.6 | 6
3 Revenue Sufficiency | 2030 | 4 | 25.7 | 1
3 Revenue Sufficiency | 2030 | 4 | 25.8 | 3
3 Revenue Sufficiency | 2030 | 4 | 25.9 | 4
3 Revenue Sufficiency | 2030 | 4 | 26 | 5
3 Revenue Sufficiency | 2030 | 4 | 26.1 | 7
3 Revenue Sufficiency | 2030 | 4 | 26.2 | 10
3 Revenue Sufficiency | 2030 | 4 | 26.3 | 7
3 Revenue Sufficiency | 2030 | 4 | 26.4 | 5
3 Revenue Sufficiency | 2030 | 4 | 26.6 | 1
3 Revenue Sufficiency | 2030 | 4 | 26.7 | 7
3 Revenue Sufficiency | 2030 | 4 | 26.8 | 7
3 Revenue Sufficiency | 2030 | 4 | 26.9 | 3
3 Revenue Sufficiency | 2030 | 4 | 27 | 4
3 Revenue Sufficiency | 2030 | 4 | 27.1 | 9
3 Revenue Sufficiency | 2030 | 4 | 27.2 | 3
3 Revenue Sufficiency | 2030 | 4 | 27.3 | 5
3 Revenue Sufficiency | 2030 | 4 | 27.4 | 3
3 Revenue Sufficiency | 2030 | 4 | 27.5 | 5
3 Revenue Sufficiency | 2030 | 4 | 27.6 | 6
3 Revenue Sufficiency | 2030 | 4 | 27.7 | 5
3 Revenue Sufficiency | 2030 | 4 | 27.8 | 6
3 Revenue Sufficiency | 2030 | 4 | 27.9 | 3
3 Revenue Sufficiency | 2030 | 4 | 28 | 6
3 Revenue Sufficiency | 2030 | 4 | 28.1 | 3
3 Revenue Sufficiency | 2030 | 4 | 28.2 | 8
3 Revenue Sufficiency | 2030 | 4 | 28.3 | 3
3 Revenue Sufficiency | 2030 | 4 | 28.4 | 4
3 Revenue Sufficiency | 2030 | 4 | 28.5 | 3
3 Revenue Sufficiency | 2030 | 4 | 28.6 | 6
3 Revenue Sufficiency | 2030 | 4 | 28.7 | 4
3 Revenue Sufficiency | 2030 | 4 | 28.8 | 5
3 Revenue Sufficiency | 2030 | 4 | 28.9 | 9
3 Revenue Sufficiency | 2030 | 4 | 29 | 2
3 Revenue Sufficiency | 2030 | 4 | 29.1 | 5
3 Revenue Sufficiency | 2030 | 4 | 29.2 | 4
3 Revenue Sufficiency | 2030 | 4 | 29.3 | 3
3 Revenue Sufficiency | 2030 | 4 | 29.4 | 3
3 Revenue Sufficiency | 2030 | 4 | 29.5 | 6
3 Revenue Sufficiency | 2030 | 4 | 29.6 | 2
3 Revenue Sufficiency | 2030 | 4 | 29.7 | 4
3 Revenue Sufficiency | 2030 | 4 | 29.8 | 1
3 Revenue Sufficiency | 2030 | 4 | 29.9 | 3
3 Revenue Sufficiency | 2030 | 4 | 30 | 5
3 Revenue Sufficiency | 2030 | 4 | 30.1 | 2
3 Revenue Sufficiency | 2030 | 4 | 30.2 | 5
3 Revenue Sufficiency | 2030 | 4 | 30.3 | 6
3 Revenue Sufficiency | 2030 | 4 | 30.4 | 2
3 Revenue Sufficiency | 2030 | 4 | 30.5 | 5
3 Revenue Sufficiency | 2030 | 4 | 30.6 | 1
3 Revenue Sufficiency | 2030 | 4 | 30.7 | 7
3 Revenue Sufficiency | 2030 | 4 | 30.8 | 2
3 Revenue Sufficiency | 2030 | 4 | 30.9 | 4
3 Revenue Sufficiency | 2030 | 4 | 31 | 1
3 Revenue Sufficiency | 2030 | 4 | 31.1 | 1
3 Revenue Sufficiency | 2030 | 4 | 31.2 | 2
3 Revenue Sufficiency | 2030 | 4 | 31.3 | 4
3 Revenue Sufficiency | 2030 | 4 | 31.4 | 2
3 Revenue Sufficiency | 2030 | 4 | 31.5 | 2
3 Revenue Sufficiency | 2030 | 4 | 31.6 | 4
3 Revenue Sufficiency | 2030 | 4 | 31.7 | 3
3 Revenue Sufficiency | 2030 | 4 | 31.8 | 2
3 Revenue Sufficiency | 2030 | 4 | 31.9 | 3
3 Revenue Sufficiency | 2030 | 4 | 32 | 2
3 Revenue Sufficiency | 2030 | 4 | 32.1 | 5
3 Revenue Sufficiency | 2030 | 4 | 32.2 | 1
3 Revenue Sufficiency | 2030 | 4 | 32.3 | 4
3 Revenue Sufficiency | 2030 | 4 | 32.5 | 3
3 Revenue Sufficiency | 2030 | 4 | 32.6 | 3
3 Revenue Sufficiency | 2030 | 4 | 32.7 | 5
3 Revenue Sufficiency | 2030 | 4 | 32.8 | 5
3 Revenue Sufficiency | 2030 | 4 | 32.9 | 3
3 Revenue Sufficiency | 2030 | 4 | 33 | 1
3 Revenue Sufficiency | 2030 | 4 | 33.1 | 2
3 Revenue Sufficiency | 2030 | 4 | 33.2 | 5
3 Revenue Sufficiency | 2030 | 4 | 33.3 | 3
3 Revenue Sufficiency | 2030 | 4 | 33.4 | 3
3 Revenue Sufficiency | 2030 | 4 | 33.5 | 1
3 Revenue Sufficiency | 2030 | 4 | 33.6 | 5
3 Revenue Sufficiency | 2030 | 4 | 33.7 | 3
3 Revenue Sufficiency | 2030 | 4 | 33.8 | 5
3 Revenue Sufficiency | 2030 | 4 | 33.9 | 2
3 Revenue Sufficiency | 2030 | 4 | 34 | 5
3 Revenue Sufficiency | 2030 | 4 | 34.1 | 1
3 Revenue Sufficiency | 2030 | 4 | 34.2 | 4
3 Revenue Sufficiency | 2030 | 4 | 34.3 | 4
3 Revenue Sufficiency | 2030 | 4 | 34.4 | 4
3 Revenue Sufficiency | 2030 | 4 | 34.5 | 4
3 Revenue Sufficiency | 2030 | 4 | 34.6 | 4
3 Revenue Sufficiency | 2030 | 4 | 34.8 | 2
3 Revenue Sufficiency | 2030 | 4 | 34.9 | 1
3 Revenue Sufficiency | 2030 | 4 | 35 | 5
3 Revenue Sufficiency | 2030 | 4 | 35.1 | 3
3 Revenue Sufficiency | 2030 | 4 | 35.2 | 3
3 Revenue Sufficiency | 2030 | 4 | 35.3 | 3
3 Revenue Sufficiency | 2030 | 4 | 35.4 | 2
3 Revenue Sufficiency | 2030 | 4 | 35.5 | 2
3 Revenue Sufficiency | 2030 | 4 | 35.6 | 4
3 Revenue Sufficiency | 2030 | 4 | 35.7 | 3
3 Revenue Sufficiency | 2030 | 4 | 35.8 | 3
3 Revenue Sufficiency | 2030 | 4 | 35.9 | 2
3 Revenue Sufficiency | 2030 | 4 | 36.1 | 2
3 Revenue Sufficiency | 2030 | 4 | 36.3 | 1
3 Revenue Sufficiency | 2030 | 4 | 36.4 | 4
3 Revenue Sufficiency | 2030 | 4 | 36.5 | 2
3 Revenue Sufficiency | 2030 | 4 | 36.6 | 4
3 Revenue Sufficiency | 2030 | 4 | 36.7 | 2
3 Revenue Sufficiency | 2030 | 4 | 36.8 | 2
3 Revenue Sufficiency | 2030 | 4 | 36.9 | 3
3 Revenue Sufficiency | 2030 | 4 | 37.1 | 2
3 Revenue Sufficiency | 2030 | 4 | 37.2 | 1
3 Revenue Sufficiency | 2030 | 4 | 37.3 | 2
3 Revenue Sufficiency | 2030 | 4 | 37.4 | 2
3 Revenue Sufficiency | 2030 | 4 | 37.5 | 1
3 Revenue Sufficiency | 2030 | 4 | 37.6 | 1
3 Revenue Sufficiency | 2030 | 4 | 37.7 | 3
3 Revenue Sufficiency | 2030 | 4 | 37.8 | 1
3 Revenue Sufficiency | 2030 | 4 | 37.9 | 1
3 Revenue Sufficiency | 2030 | 4 | 38 | 1
3 Revenue Sufficiency | 2030 | 4 | 38.1 | 1
3 Revenue Sufficiency | 2030 | 4 | 38.2 | 2
3 Revenue Sufficiency | 2030 | 4 | 38.3 | 2
3 Revenue Sufficiency | 2030 | 4 | 38.8 | 1
3 Revenue Sufficiency | 2030 | 4 | 38.9 | 1
3 Revenue Sufficiency | 2030 | 4 | 39 | 3
3 Revenue Sufficiency | 2030 | 4 | 39.1 | 1
3 Revenue Sufficiency | 2030 | 4 | 39.3 | 4
3 Revenue Sufficiency | 2030 | 4 | 39.5 | 2
3 Revenue Sufficiency | 2030 | 4 | 39.6 | 1
3 Revenue Sufficiency | 2030 | 4 | 39.7 | 1
3 Revenue Sufficiency | 2030 | 4 | 39.8 | 1
3 Revenue Sufficiency | 2030 | 4 | 40 | 2
3 Revenue Sufficiency | 2030 | 4 | 40.1 | 2
3 Revenue Sufficiency | 2030 | 4 | 40.3 | 3
3 Revenue Sufficiency | 2030 | 4 | 40.4 | 2
3 Revenue Sufficiency | 2030 | 4 | 40.5 | 1
3 Revenue Sufficiency | 2030 | 4 | 40.6 | 1
3 Revenue Sufficiency | 2030 | 4 | 40.7 | 2
3 Revenue Sufficiency | 2030 | 4 | 40.8 | 5
3 Revenue Sufficiency | 2030 | 4 | 40.9 | 2
3 Revenue Sufficiency | 2030 | 4 | 41.2 | 3
3 Revenue Sufficiency | 2030 | 4 | 41.3 | 3
3 Revenue Sufficiency | 2030 | 4 | 41.4 | 2
3 Revenue Sufficiency | 2030 | 4 | 41.5 | 2
3 Revenue Sufficiency | 2030 | 4 | 41.6 | 3
3 Revenue Sufficiency | 2030 | 4 | 41.7 | 1
3 Revenue Sufficiency | 2030 | 4 | 41.8 | 2
3 Revenue Sufficiency | 2030 | 4 | 42 | 3
3 Revenue Sufficiency | 2030 | 4 | 42.1 | 1
3 Revenue Sufficiency | 2030 | 4 | 42.2 | 1
3 Revenue Sufficiency | 2030 | 4 | 42.3 | 2
3 Revenue Sufficiency | 2030 | 4 | 42.5 | 1
3 Revenue Sufficiency | 2030 | 4 | 42.6 | 1
3 Revenue Sufficiency | 2030 | 4 | 42.8 | 3
3 Revenue Sufficiency | 2030 | 4 | 42.9 | 2
3 Revenue Sufficiency | 2030 | 4 | 43 | 2
3 Revenue Sufficiency | 2030 | 4 | 43.1 | 2
3 Revenue Sufficiency | 2030 | 4 | 43.4 | 3
3 Revenue Sufficiency | 2030 | 4 | 43.5 | 1
3 Revenue Sufficiency | 2030 | 4 | 43.6 | 2
3 Revenue Sufficiency | 2030 | 4 | 43.7 | 1
3 Revenue Sufficiency | 2030 | 4 | 43.9 | 1
3 Revenue Sufficiency | 2030 | 4 | 44 | 1
3 Revenue Sufficiency | 2030 | 4 | 44.1 | 2
3 Revenue Sufficiency | 2030 | 4 | 44.2 | 2
3 Revenue Sufficiency | 2030 | 4 | 44.3 | 2
3 Revenue Sufficiency | 2030 | 4 | 44.4 | 1
3 Revenue Sufficiency | 2030 | 4 | 44.5 | 2
3 Revenue Sufficiency | 2030 | 4 | 44.7 | 2
3 Revenue Sufficiency | 2030 | 4 | 44.8 | 1
3 Revenue Sufficiency | 2030 | 4 | 44.9 | 1
3 Revenue Sufficiency | 2030 | 4 | 45 | 1
3 Revenue Sufficiency | 2030 | 4 | 45.1 | 1
3 Revenue Sufficiency | 2030 | 4 | 45.2 | 2
3 Revenue Sufficiency | 2030 | 4 | 45.3 | 3
3 Revenue Sufficiency | 2030 | 4 | 45.4 | 1
3 Revenue Sufficiency | 2030 | 4 | 45.6 | 1
3 Revenue Sufficiency | 2030 | 4 | 45.7 | 1
3 Revenue Sufficiency | 2030 | 4 | 45.9 | 1
3 Revenue Sufficiency | 2030 | 4 | 46 | 1
3 Revenue Sufficiency | 2030 | 4 | 46.1 | 1
3 Revenue Sufficiency | 2030 | 4 | 46.3 | 1
3 Revenue Sufficiency | 2030 | 4 | 46.8 | 1
3 Revenue Sufficiency | 2030 | 4 | 46.9 | 2
3 Revenue Sufficiency | 2030 | 4 | 47.1 | 1
3 Revenue Sufficiency | 2030 | 4 | 47.7 | 1
3 Revenue Sufficiency | 2030 | 4 | 48.4 | 1
3 Revenue Sufficiency | 2030 | 4 | 48.6 | 1
3 Revenue Sufficiency | 2030 | 4 | 48.7 | 1
3 Revenue Sufficiency | 2030 | 4 | 48.8 | 2
3 Revenue Sufficiency | 2030 | 4 | 48.9 | 1
3 Revenue Sufficiency | 2030 | 4 | 49 | 1
3 Revenue Sufficiency | 2030 | 4 | 49.2 | 1
3 Revenue Sufficiency | 2030 | 4 | 49.5 | 1
3 Revenue Sufficiency | 2030 | 4 | 49.8 | 1
3 Revenue Sufficiency | 2030 | 4 | 50 | 2
3 Revenue Sufficiency | 2030 | 4 | 50.3 | 1
3 Revenue Sufficiency | 2030 | 4 | 50.4 | 1
3 Revenue Sufficiency | 2030 | 4 | 50.9 | 1
3 Revenue Sufficiency | 2030 | 4 | 51.2 | 1
3 Revenue Sufficiency | 2030 | 4 | 51.3 | 1
3 Revenue Sufficiency | 2030 | 4 | 51.4 | 1
3 Revenue Sufficiency | 2030 | 4 | 51.5 | 2
3 Revenue Sufficiency | 2030 | 4 | 51.6 | 1
3 Revenue Sufficiency | 2030 | 4 | 51.7 | 1
3 Revenue Sufficiency | 2030 | 4 | 52.1 | 1
3 Revenue Sufficiency | 2030 | 4 | 52.2 | 1
3 Revenue Sufficiency | 2030 | 4 | 52.6 | 2
3 Revenue Sufficiency | 2030 | 4 | 53.7 | 1
3 Revenue Sufficiency | 2030 | 4 | 54.5 | 2
3 Revenue Sufficiency | 2030 | 4 | 54.6 | 1
3 Revenue Sufficiency | 2030 | 4 | 55 | 1
3 Revenue Sufficiency | 2030 | 4 | 55.1 | 1
3 Revenue Sufficiency | 2030 | 4 | 56.1 | 1
3 Revenue Sufficiency | 2030 | 4 | 57.2 | 1
3 Revenue Sufficiency | 2030 | 4 | 58.2 | 1
3 Revenue Sufficiency | 2030 | 4 | 58.4 | 1
3 Revenue Sufficiency | 2030 | 4 | 58.6 | 1
3 Revenue Sufficiency | 2030 | 4 | 60.4 | 1
3 Revenue Sufficiency | 2030 | 4 | 61.4 | 1
3 Revenue Sufficiency | 2030 | 4 | 61.9 | 1
3 Revenue Sufficiency | 2030 | 4 | 62.3 | 1
3 Revenue Sufficiency | 2030 | 4 | 63.2 | 1
3 Revenue Sufficiency | 2030 | 4 | 64.6 | 1
3 Revenue Sufficiency | 2030 | 4 | 65.4 | 1
3 Revenue Sufficiency | 2030 | 4 | 66.8 | 1
3 Revenue Sufficiency | 2030 | 4 | 70.7 | 1
3 Revenue Sufficiency | 2030 | 4 | 78.7 | 1
3 Revenue Sufficiency | 2030 | 4 | 79.3 | 1
3 Revenue Sufficiency | 2030 | 4 | 79.7 | 1
3 Revenue Sufficiency | 2030 | 4 | 82 | 1
3 Revenue Sufficiency | 2030 | 4 | 93 | 1
3 Revenue Sufficiency | 2030 | 4 | 105.6 | 1
3 Revenue Sufficiency | 2030 | 5 | -71.6 | 1
3 Revenue Sufficiency | 2030 | 5 | -67.1 | 1
3 Revenue Sufficiency | 2030 | 5 | -65.3 | 1
3 Revenue Sufficiency | 2030 | 5 | -63.9 | 1
3 Revenue Sufficiency | 2030 | 5 | -60 | 1
3 Revenue Sufficiency | 2030 | 5 | -57.7 | 1
3 Revenue Sufficiency | 2030 | 5 | -56 | 1
3 Revenue Sufficiency | 2030 | 5 | -55.5 | 1
3 Revenue Sufficiency | 2030 | 5 | -55.4 | 2
3 Revenue Sufficiency | 2030 | 5 | -54.8 | 1
3 Revenue Sufficiency | 2030 | 5 | -53.6 | 1
3 Revenue Sufficiency | 2030 | 5 | -53.4 | 1
3 Revenue Sufficiency | 2030 | 5 | -53.1 | 1
3 Revenue Sufficiency | 2030 | 5 | -52.4 | 1
3 Revenue Sufficiency | 2030 | 5 | -50.2 | 1
3 Revenue Sufficiency | 2030 | 5 | -50.1 | 1
3 Revenue Sufficiency | 2030 | 5 | -48 | 1
3 Revenue Sufficiency | 2030 | 5 | -46.9 | 1
3 Revenue Sufficiency | 2030 | 5 | -46.6 | 1
3 Revenue Sufficiency | 2030 | 5 | -45.9 | 1
3 Revenue Sufficiency | 2030 | 5 | -45.6 | 1
3 Revenue Sufficiency | 2030 | 5 | -45.5 | 1
3 Revenue Sufficiency | 2030 | 5 | -44.7 | 1
3 Revenue Sufficiency | 2030 | 5 | -44.5 | 2
3 Revenue Sufficiency | 2030 | 5 | -43.9 | 2
3 Revenue Sufficiency | 2030 | 5 | -43.8 | 1
3 Revenue Sufficiency | 2030 | 5 | -43.1 | 1
3 Revenue Sufficiency | 2030 | 5 | -42.4 | 1
3 Revenue Sufficiency | 2030 | 5 | -42.1 | 2
3 Revenue Sufficiency | 2030 | 5 | -41.7 | 1
3 Revenue Sufficiency | 2030 | 5 | -41.6 | 1
3 Revenue Sufficiency | 2030 | 5 | -41.5 | 1
3 Revenue Sufficiency | 2030 | 5 | -41.3 | 1
3 Revenue Sufficiency | 2030 | 5 | -41 | 2
3 Revenue Sufficiency | 2030 | 5 | -40.7 | 1
3 Revenue Sufficiency | 2030 | 5 | -40.6 | 1
3 Revenue Sufficiency | 2030 | 5 | -40.5 | 1
3 Revenue Sufficiency | 2030 | 5 | -40.4 | 1
3 Revenue Sufficiency | 2030 | 5 | -40.2 | 1
3 Revenue Sufficiency | 2030 | 5 | -40.1 | 2
3 Revenue Sufficiency | 2030 | 5 | -40 | 2
3 Revenue Sufficiency | 2030 | 5 | -39.9 | 1
3 Revenue Sufficiency | 2030 | 5 | -39.8 | 1
3 Revenue Sufficiency | 2030 | 5 | -39.7 | 1
3 Revenue Sufficiency | 2030 | 5 | -39.6 | 1
3 Revenue Sufficiency | 2030 | 5 | -39.5 | 1
3 Revenue Sufficiency | 2030 | 5 | -39.3 | 1
3 Revenue Sufficiency | 2030 | 5 | -38.9 | 3
3 Revenue Sufficiency | 2030 | 5 | -38.8 | 2
3 Revenue Sufficiency | 2030 | 5 | -38.7 | 1
3 Revenue Sufficiency | 2030 | 5 | -38.5 | 1
3 Revenue Sufficiency | 2030 | 5 | -38.4 | 1
3 Revenue Sufficiency | 2030 | 5 | -38.1 | 1
3 Revenue Sufficiency | 2030 | 5 | -38 | 2
3 Revenue Sufficiency | 2030 | 5 | -37.7 | 2
3 Revenue Sufficiency | 2030 | 5 | -37.6 | 1
3 Revenue Sufficiency | 2030 | 5 | -37.4 | 1
3 Revenue Sufficiency | 2030 | 5 | -37.3 | 1
3 Revenue Sufficiency | 2030 | 5 | -37.2 | 1
3 Revenue Sufficiency | 2030 | 5 | -37 | 1
3 Revenue Sufficiency | 2030 | 5 | -36.9 | 2
3 Revenue Sufficiency | 2030 | 5 | -36.8 | 1
3 Revenue Sufficiency | 2030 | 5 | -36.6 | 1
3 Revenue Sufficiency | 2030 | 5 | -36.4 | 2
3 Revenue Sufficiency | 2030 | 5 | -36.2 | 1
3 Revenue Sufficiency | 2030 | 5 | -36 | 1
3 Revenue Sufficiency | 2030 | 5 | -35.9 | 1
3 Revenue Sufficiency | 2030 | 5 | -35.8 | 1
3 Revenue Sufficiency | 2030 | 5 | -35.1 | 1
3 Revenue Sufficiency | 2030 | 5 | -34.9 | 1
3 Revenue Sufficiency | 2030 | 5 | -34.7 | 1
3 Revenue Sufficiency | 2030 | 5 | -34.6 | 2
3 Revenue Sufficiency | 2030 | 5 | -34.5 | 2
3 Revenue Sufficiency | 2030 | 5 | -34.4 | 2
3 Revenue Sufficiency | 2030 | 5 | -34.3 | 1
3 Revenue Sufficiency | 2030 | 5 | -34.2 | 3
3 Revenue Sufficiency | 2030 | 5 | -34 | 1
3 Revenue Sufficiency | 2030 | 5 | -33.8 | 1
3 Revenue Sufficiency | 2030 | 5 | -33.6 | 1
3 Revenue Sufficiency | 2030 | 5 | -33.5 | 2
3 Revenue Sufficiency | 2030 | 5 | -33.4 | 1
3 Revenue Sufficiency | 2030 | 5 | -33.3 | 3
3 Revenue Sufficiency | 2030 | 5 | -33.2 | 3
3 Revenue Sufficiency | 2030 | 5 | -32.9 | 1
3 Revenue Sufficiency | 2030 | 5 | -32.8 | 2
3 Revenue Sufficiency | 2030 | 5 | -32.6 | 1
3 Revenue Sufficiency | 2030 | 5 | -32.5 | 2
3 Revenue Sufficiency | 2030 | 5 | -32.4 | 1
3 Revenue Sufficiency | 2030 | 5 | -32.3 | 2
3 Revenue Sufficiency | 2030 | 5 | -32.2 | 1
3 Revenue Sufficiency | 2030 | 5 | -32.1 | 1
3 Revenue Sufficiency | 2030 | 5 | -32 | 1
3 Revenue Sufficiency | 2030 | 5 | -31.9 | 1
3 Revenue Sufficiency | 2030 | 5 | -31.8 | 2
3 Revenue Sufficiency | 2030 | 5 | -31.6 | 3
3 Revenue Sufficiency | 2030 | 5 | -31.5 | 1
3 Revenue Sufficiency | 2030 | 5 | -31.4 | 4
3 Revenue Sufficiency | 2030 | 5 | -31.3 | 3
3 Revenue Sufficiency | 2030 | 5 | -31.2 | 3
3 Revenue Sufficiency | 2030 | 5 | -31.1 | 3
3 Revenue Sufficiency | 2030 | 5 | -31 | 1
3 Revenue Sufficiency | 2030 | 5 | -30.9 | 2
3 Revenue Sufficiency | 2030 | 5 | -30.8 | 1
3 Revenue Sufficiency | 2030 | 5 | -30.7 | 2
3 Revenue Sufficiency | 2030 | 5 | -30.6 | 4
3 Revenue Sufficiency | 2030 | 5 | -30.5 | 4
3 Revenue Sufficiency | 2030 | 5 | -30.4 | 4
3 Revenue Sufficiency | 2030 | 5 | -30.3 | 2
3 Revenue Sufficiency | 2030 | 5 | -30.2 | 5
3 Revenue Sufficiency | 2030 | 5 | -30.1 | 2
3 Revenue Sufficiency | 2030 | 5 | -30 | 3
3 Revenue Sufficiency | 2030 | 5 | -29.9 | 2
3 Revenue Sufficiency | 2030 | 5 | -29.8 | 3
3 Revenue Sufficiency | 2030 | 5 | -29.6 | 1
3 Revenue Sufficiency | 2030 | 5 | -29.4 | 3
3 Revenue Sufficiency | 2030 | 5 | -29.3 | 3
3 Revenue Sufficiency | 2030 | 5 | -29.2 | 1
3 Revenue Sufficiency | 2030 | 5 | -29.1 | 3
3 Revenue Sufficiency | 2030 | 5 | -28.9 | 2
3 Revenue Sufficiency | 2030 | 5 | -28.8 | 2
3 Revenue Sufficiency | 2030 | 5 | -28.7 | 2
3 Revenue Sufficiency | 2030 | 5 | -28.6 | 3
3 Revenue Sufficiency | 2030 | 5 | -28.5 | 1
3 Revenue Sufficiency | 2030 | 5 | -28.3 | 3
3 Revenue Sufficiency | 2030 | 5 | -28.2 | 4
3 Revenue Sufficiency | 2030 | 5 | -28.1 | 4
3 Revenue Sufficiency | 2030 | 5 | -28 | 3
3 Revenue Sufficiency | 2030 | 5 | -27.9 | 4
3 Revenue Sufficiency | 2030 | 5 | -27.8 | 3
3 Revenue Sufficiency | 2030 | 5 | -27.7 | 6
3 Revenue Sufficiency | 2030 | 5 | -27.6 | 2
3 Revenue Sufficiency | 2030 | 5 | -27.5 | 7
3 Revenue Sufficiency | 2030 | 5 | -27.4 | 4
3 Revenue Sufficiency | 2030 | 5 | -27.2 | 3
3 Revenue Sufficiency | 2030 | 5 | -27.1 | 2
3 Revenue Sufficiency | 2030 | 5 | -27 | 6
3 Revenue Sufficiency | 2030 | 5 | -26.9 | 1
3 Revenue Sufficiency | 2030 | 5 | -26.8 | 2
3 Revenue Sufficiency | 2030 | 5 | -26.7 | 4
3 Revenue Sufficiency | 2030 | 5 | -26.6 | 5
3 Revenue Sufficiency | 2030 | 5 | -26.5 | 3
3 Revenue Sufficiency | 2030 | 5 | -26.4 | 4
3 Revenue Sufficiency | 2030 | 5 | -26.3 | 1
3 Revenue Sufficiency | 2030 | 5 | -26.2 | 4
3 Revenue Sufficiency | 2030 | 5 | -26.1 | 3
3 Revenue Sufficiency | 2030 | 5 | -26 | 1
3 Revenue Sufficiency | 2030 | 5 | -25.9 | 3
3 Revenue Sufficiency | 2030 | 5 | -25.8 | 3
3 Revenue Sufficiency | 2030 | 5 | -25.7 | 4
3 Revenue Sufficiency | 2030 | 5 | -25.6 | 3
3 Revenue Sufficiency | 2030 | 5 | -25.5 | 3
3 Revenue Sufficiency | 2030 | 5 | -25.4 | 1
3 Revenue Sufficiency | 2030 | 5 | -25.2 | 2
3 Revenue Sufficiency | 2030 | 5 | -25.1 | 3
3 Revenue Sufficiency | 2030 | 5 | -25 | 4
3 Revenue Sufficiency | 2030 | 5 | -24.9 | 7
3 Revenue Sufficiency | 2030 | 5 | -24.8 | 4
3 Revenue Sufficiency | 2030 | 5 | -24.7 | 5
3 Revenue Sufficiency | 2030 | 5 | -24.6 | 3
3 Revenue Sufficiency | 2030 | 5 | -24.5 | 4
3 Revenue Sufficiency | 2030 | 5 | -24.4 | 4
3 Revenue Sufficiency | 2030 | 5 | -24.3 | 5
3 Revenue Sufficiency | 2030 | 5 | -24.2 | 2
3 Revenue Sufficiency | 2030 | 5 | -24.1 | 1
3 Revenue Sufficiency | 2030 | 5 | -24 | 3
3 Revenue Sufficiency | 2030 | 5 | -23.9 | 1
3 Revenue Sufficiency | 2030 | 5 | -23.8 | 3
3 Revenue Sufficiency | 2030 | 5 | -23.7 | 6
3 Revenue Sufficiency | 2030 | 5 | -23.5 | 2
3 Revenue Sufficiency | 2030 | 5 | -23.4 | 3
3 Revenue Sufficiency | 2030 | 5 | -23.3 | 4
3 Revenue Sufficiency | 2030 | 5 | -23.2 | 4
3 Revenue Sufficiency | 2030 | 5 | -23.1 | 5
3 Revenue Sufficiency | 2030 | 5 | -23 | 2
3 Revenue Sufficiency | 2030 | 5 | -22.9 | 7
3 Revenue Sufficiency | 2030 | 5 | -22.8 | 4
3 Revenue Sufficiency | 2030 | 5 | -22.7 | 5
3 Revenue Sufficiency | 2030 | 5 | -22.6 | 3
3 Revenue Sufficiency | 2030 | 5 | -22.5 | 4
3 Revenue Sufficiency | 2030 | 5 | -22.4 | 6
3 Revenue Sufficiency | 2030 | 5 | -22.3 | 2
3 Revenue Sufficiency | 2030 | 5 | -22.2 | 4
3 Revenue Sufficiency | 2030 | 5 | -22.1 | 3
3 Revenue Sufficiency | 2030 | 5 | -22 | 5
3 Revenue Sufficiency | 2030 | 5 | -21.9 | 6
3 Revenue Sufficiency | 2030 | 5 | -21.8 | 6
3 Revenue Sufficiency | 2030 | 5 | -21.7 | 6
3 Revenue Sufficiency | 2030 | 5 | -21.6 | 5
3 Revenue Sufficiency | 2030 | 5 | -21.5 | 5
3 Revenue Sufficiency | 2030 | 5 | -21.4 | 3
3 Revenue Sufficiency | 2030 | 5 | -21.3 | 6
3 Revenue Sufficiency | 2030 | 5 | -21.2 | 8
3 Revenue Sufficiency | 2030 | 5 | -21.1 | 4
3 Revenue Sufficiency | 2030 | 5 | -21 | 5
3 Revenue Sufficiency | 2030 | 5 | -20.9 | 9
3 Revenue Sufficiency | 2030 | 5 | -20.8 | 8
3 Revenue Sufficiency | 2030 | 5 | -20.7 | 6
3 Revenue Sufficiency | 2030 | 5 | -20.6 | 9
3 Revenue Sufficiency | 2030 | 5 | -20.5 | 10
3 Revenue Sufficiency | 2030 | 5 | -20.4 | 4
3 Revenue Sufficiency | 2030 | 5 | -20.3 | 6
3 Revenue Sufficiency | 2030 | 5 | -20.2 | 3
3 Revenue Sufficiency | 2030 | 5 | -20.1 | 7
3 Revenue Sufficiency | 2030 | 5 | -20 | 6
3 Revenue Sufficiency | 2030 | 5 | -19.9 | 1
3 Revenue Sufficiency | 2030 | 5 | -19.8 | 4
3 Revenue Sufficiency | 2030 | 5 | -19.7 | 6
3 Revenue Sufficiency | 2030 | 5 | -19.6 | 7
3 Revenue Sufficiency | 2030 | 5 | -19.5 | 5
3 Revenue Sufficiency | 2030 | 5 | -19.4 | 5
3 Revenue Sufficiency | 2030 | 5 | -19.3 | 3
3 Revenue Sufficiency | 2030 | 5 | -19.2 | 4
3 Revenue Sufficiency | 2030 | 5 | -19.1 | 9
3 Revenue Sufficiency | 2030 | 5 | -19 | 4
3 Revenue Sufficiency | 2030 | 5 | -18.9 | 8
3 Revenue Sufficiency | 2030 | 5 | -18.8 | 5
3 Revenue Sufficiency | 2030 | 5 | -18.7 | 3
3 Revenue Sufficiency | 2030 | 5 | -18.6 | 5
3 Revenue Sufficiency | 2030 | 5 | -18.5 | 2
3 Revenue Sufficiency | 2030 | 5 | -18.4 | 9
3 Revenue Sufficiency | 2030 | 5 | -18.3 | 4
3 Revenue Sufficiency | 2030 | 5 | -18.2 | 4
3 Revenue Sufficiency | 2030 | 5 | -18.1 | 6
3 Revenue Sufficiency | 2030 | 5 | -18 | 5
3 Revenue Sufficiency | 2030 | 5 | -17.9 | 4
3 Revenue Sufficiency | 2030 | 5 | -17.8 | 3
3 Revenue Sufficiency | 2030 | 5 | -17.7 | 7
3 Revenue Sufficiency | 2030 | 5 | -17.6 | 4
3 Revenue Sufficiency | 2030 | 5 | -17.5 | 6
3 Revenue Sufficiency | 2030 | 5 | -17.4 | 7
3 Revenue Sufficiency | 2030 | 5 | -17.3 | 6
3 Revenue Sufficiency | 2030 | 5 | -17.2 | 6
3 Revenue Sufficiency | 2030 | 5 | -17.1 | 5
3 Revenue Sufficiency | 2030 | 5 | -17 | 6
3 Revenue Sufficiency | 2030 | 5 | -16.9 | 6
3 Revenue Sufficiency | 2030 | 5 | -16.8 | 9
3 Revenue Sufficiency | 2030 | 5 | -16.7 | 8
3 Revenue Sufficiency | 2030 | 5 | -16.6 | 4
3 Revenue Sufficiency | 2030 | 5 | -16.5 | 8
3 Revenue Sufficiency | 2030 | 5 | -16.4 | 6
3 Revenue Sufficiency | 2030 | 5 | -16.3 | 3
3 Revenue Sufficiency | 2030 | 5 | -16.2 | 7
3 Revenue Sufficiency | 2030 | 5 | -16.1 | 4
3 Revenue Sufficiency | 2030 | 5 | -16 | 6
3 Revenue Sufficiency | 2030 | 5 | -15.9 | 7
3 Revenue Sufficiency | 2030 | 5 | -15.8 | 7
3 Revenue Sufficiency | 2030 | 5 | -15.7 | 6
3 Revenue Sufficiency | 2030 | 5 | -15.6 | 7
3 Revenue Sufficiency | 2030 | 5 | -15.5 | 6
3 Revenue Sufficiency | 2030 | 5 | -15.4 | 5
3 Revenue Sufficiency | 2030 | 5 | -15.3 | 11
3 Revenue Sufficiency | 2030 | 5 | -15.2 | 3
3 Revenue Sufficiency | 2030 | 5 | -15.1 | 4
3 Revenue Sufficiency | 2030 | 5 | -15 | 10
3 Revenue Sufficiency | 2030 | 5 | -14.9 | 6
3 Revenue Sufficiency | 2030 | 5 | -14.8 | 4
3 Revenue Sufficiency | 2030 | 5 | -14.7 | 2
3 Revenue Sufficiency | 2030 | 5 | -14.6 | 6
3 Revenue Sufficiency | 2030 | 5 | -14.5 | 9
3 Revenue Sufficiency | 2030 | 5 | -14.4 | 1
3 Revenue Sufficiency | 2030 | 5 | -14.3 | 7
3 Revenue Sufficiency | 2030 | 5 | -14.2 | 10
3 Revenue Sufficiency | 2030 | 5 | -14.1 | 5
3 Revenue Sufficiency | 2030 | 5 | -14 | 10
3 Revenue Sufficiency | 2030 | 5 | -13.9 | 7
3 Revenue Sufficiency | 2030 | 5 | -13.8 | 3
3 Revenue Sufficiency | 2030 | 5 | -13.7 | 5
3 Revenue Sufficiency | 2030 | 5 | -13.6 | 2
3 Revenue Sufficiency | 2030 | 5 | -13.5 | 4
3 Revenue Sufficiency | 2030 | 5 | -13.4 | 5
3 Revenue Sufficiency | 2030 | 5 | -13.3 | 9
3 Revenue Sufficiency | 2030 | 5 | -13.2 | 4
3 Revenue Sufficiency | 2030 | 5 | -13.1 | 12
3 Revenue Sufficiency | 2030 | 5 | -13 | 3
3 Revenue Sufficiency | 2030 | 5 | -12.9 | 4
3 Revenue Sufficiency | 2030 | 5 | -12.8 | 7
3 Revenue Sufficiency | 2030 | 5 | -12.7 | 5
3 Revenue Sufficiency | 2030 | 5 | -12.6 | 1
3 Revenue Sufficiency | 2030 | 5 | -12.5 | 5
3 Revenue Sufficiency | 2030 | 5 | -12.4 | 8
3 Revenue Sufficiency | 2030 | 5 | -12.3 | 9
3 Revenue Sufficiency | 2030 | 5 | -12.2 | 9
3 Revenue Sufficiency | 2030 | 5 | -12.1 | 4
3 Revenue Sufficiency | 2030 | 5 | -12 | 6
3 Revenue Sufficiency | 2030 | 5 | -11.9 | 9
3 Revenue Sufficiency | 2030 | 5 | -11.8 | 5
3 Revenue Sufficiency | 2030 | 5 | -11.7 | 4
3 Revenue Sufficiency | 2030 | 5 | -11.6 | 6
3 Revenue Sufficiency | 2030 | 5 | -11.5 | 1
3 Revenue Sufficiency | 2030 | 5 | -11.4 | 2
3 Revenue Sufficiency | 2030 | 5 | -11.3 | 8
3 Revenue Sufficiency | 2030 | 5 | -11.2 | 5
3 Revenue Sufficiency | 2030 | 5 | -11.1 | 7
3 Revenue Sufficiency | 2030 | 5 | -11 | 2
3 Revenue Sufficiency | 2030 | 5 | -10.9 | 9
3 Revenue Sufficiency | 2030 | 5 | -10.8 | 5
3 Revenue Sufficiency | 2030 | 5 | -10.7 | 4
3 Revenue Sufficiency | 2030 | 5 | -10.6 | 2
3 Revenue Sufficiency | 2030 | 5 | -10.5 | 8
3 Revenue Sufficiency | 2030 | 5 | -10.4 | 10
3 Revenue Sufficiency | 2030 | 5 | -10.3 | 6
3 Revenue Sufficiency | 2030 | 5 | -10.2 | 1
3 Revenue Sufficiency | 2030 | 5 | -10.1 | 9
3 Revenue Sufficiency | 2030 | 5 | -10 | 6
3 Revenue Sufficiency | 2030 | 5 | -9.9 | 4
3 Revenue Sufficiency | 2030 | 5 | -9.8 | 8
3 Revenue Sufficiency | 2030 | 5 | -9.7 | 3
3 Revenue Sufficiency | 2030 | 5 | -9.6 | 5
3 Revenue Sufficiency | 2030 | 5 | -9.5 | 4
3 Revenue Sufficiency | 2030 | 5 | -9.4 | 5
3 Revenue Sufficiency | 2030 | 5 | -9.3 | 5
3 Revenue Sufficiency | 2030 | 5 | -9.2 | 8
3 Revenue Sufficiency | 2030 | 5 | -9.1 | 3
3 Revenue Sufficiency | 2030 | 5 | -9 | 8
3 Revenue Sufficiency | 2030 | 5 | -8.9 | 5
3 Revenue Sufficiency | 2030 | 5 | -8.8 | 7
3 Revenue Sufficiency | 2030 | 5 | -8.7 | 3
3 Revenue Sufficiency | 2030 | 5 | -8.6 | 2
3 Revenue Sufficiency | 2030 | 5 | -8.5 | 2
3 Revenue Sufficiency | 2030 | 5 | -8.4 | 3
3 Revenue Sufficiency | 2030 | 5 | -8.3 | 7
3 Revenue Sufficiency | 2030 | 5 | -8.2 | 7
3 Revenue Sufficiency | 2030 | 5 | -8.1 | 5
3 Revenue Sufficiency | 2030 | 5 | -8 | 3
3 Revenue Sufficiency | 2030 | 5 | -7.9 | 8
3 Revenue Sufficiency | 2030 | 5 | -7.8 | 6
3 Revenue Sufficiency | 2030 | 5 | -7.7 | 2
3 Revenue Sufficiency | 2030 | 5 | -7.6 | 6
3 Revenue Sufficiency | 2030 | 5 | -7.5 | 5
3 Revenue Sufficiency | 2030 | 5 | -7.4 | 6
3 Revenue Sufficiency | 2030 | 5 | -7.3 | 3
3 Revenue Sufficiency | 2030 | 5 | -7.2 | 3
3 Revenue Sufficiency | 2030 | 5 | -7.1 | 8
3 Revenue Sufficiency | 2030 | 5 | -7 | 5
3 Revenue Sufficiency | 2030 | 5 | -6.9 | 7
3 Revenue Sufficiency | 2030 | 5 | -6.8 | 2
3 Revenue Sufficiency | 2030 | 5 | -6.7 | 3
3 Revenue Sufficiency | 2030 | 5 | -6.6 | 2
3 Revenue Sufficiency | 2030 | 5 | -6.5 | 5
3 Revenue Sufficiency | 2030 | 5 | -6.4 | 4
3 Revenue Sufficiency | 2030 | 5 | -6.3 | 2
3 Revenue Sufficiency | 2030 | 5 | -6.2 | 2
3 Revenue Sufficiency | 2030 | 5 | -6.1 | 2
3 Revenue Sufficiency | 2030 | 5 | -6 | 1
3 Revenue Sufficiency | 2030 | 5 | -5.9 | 3
3 Revenue Sufficiency | 2030 | 5 | -5.7 | 5
3 Revenue Sufficiency | 2030 | 5 | -5.6 | 1
3 Revenue Sufficiency | 2030 | 5 | -5.5 | 1
3 Revenue Sufficiency | 2030 | 5 | -5.4 | 3
3 Revenue Sufficiency | 2030 | 5 | -5.3 | 2
3 Revenue Sufficiency | 2030 | 5 | -5.2 | 4
3 Revenue Sufficiency | 2030 | 5 | -5.1 | 2
3 Revenue Sufficiency | 2030 | 5 | -5 | 2
3 Revenue Sufficiency | 2030 | 5 | -4.9 | 3
3 Revenue Sufficiency | 2030 | 5 | -4.8 | 4
3 Revenue Sufficiency | 2030 | 5 | -4.7 | 1
3 Revenue Sufficiency | 2030 | 5 | -4.6 | 5
3 Revenue Sufficiency | 2030 | 5 | -4.5 | 1
3 Revenue Sufficiency | 2030 | 5 | -4.4 | 2
3 Revenue Sufficiency | 2030 | 5 | -4.3 | 2
3 Revenue Sufficiency | 2030 | 5 | -4.2 | 2
3 Revenue Sufficiency | 2030 | 5 | -4.1 | 2
3 Revenue Sufficiency | 2030 | 5 | -4 | 2
3 Revenue Sufficiency | 2030 | 5 | -3.9 | 1
3 Revenue Sufficiency | 2030 | 5 | -3.8 | 1
3 Revenue Sufficiency | 2030 | 5 | -3.7 | 3
3 Revenue Sufficiency | 2030 | 5 | -3.6 | 1
3 Revenue Sufficiency | 2030 | 5 | -3.5 | 1
3 Revenue Sufficiency | 2030 | 5 | -3.4 | 2
3 Revenue Sufficiency | 2030 | 5 | -3.3 | 1
3 Revenue Sufficiency | 2030 | 5 | -3.2 | 1
3 Revenue Sufficiency | 2030 | 5 | -2.9 | 1
3 Revenue Sufficiency | 2030 | 5 | -2.6 | 3
3 Revenue Sufficiency | 2030 | 5 | -2.4 | 3
3 Revenue Sufficiency | 2030 | 5 | -2.3 | 1
3 Revenue Sufficiency | 2030 | 5 | -2.2 | 2
3 Revenue Sufficiency | 2030 | 5 | -2.1 | 2
3 Revenue Sufficiency | 2030 | 5 | -2 | 1
3 Revenue Sufficiency | 2030 | 5 | -1.9 | 1
3 Revenue Sufficiency | 2030 | 5 | -1.7 | 2
3 Revenue Sufficiency | 2030 | 5 | -1.6 | 2
3 Revenue Sufficiency | 2030 | 5 | -1.3 | 3
3 Revenue Sufficiency | 2030 | 5 | -1.2 | 1
3 Revenue Sufficiency | 2030 | 5 | -0.9 | 1
3 Revenue Sufficiency | 2030 | 5 | -0.8 | 1
3 Revenue Sufficiency | 2030 | 5 | -0.6 | 1
3 Revenue Sufficiency | 2030 | 5 | -0.4 | 1
3 Revenue Sufficiency | 2030 | 5 | -0.2 | 1
3 Revenue Sufficiency | 2030 | 5 | -0.1 | 2
3 Revenue Sufficiency | 2030 | 5 | 0 | 8
3 Revenue Sufficiency | 2030 | 5 | 0.2 | 1
3 Revenue Sufficiency | 2030 | 5 | 0.3 | 1
3 Revenue Sufficiency | 2030 | 5 | 0.4 | 1
3 Revenue Sufficiency | 2030 | 5 | 1 | 1
3 Revenue Sufficiency | 2030 | 5 | 1.1 | 1
3 Revenue Sufficiency | 2030 | 5 | 1.3 | 1
3 Revenue Sufficiency | 2030 | 5 | 1.4 | 1
3 Revenue Sufficiency | 2030 | 5 | 1.6 | 1
3 Revenue Sufficiency | 2030 | 5 | 1.7 | 1
3 Revenue Sufficiency | 2030 | 5 | 1.8 | 1
3 Revenue Sufficiency | 2030 | 5 | 2 | 1
3 Revenue Sufficiency | 2030 | 5 | 2.2 | 1
3 Revenue Sufficiency | 2030 | 5 | 2.4 | 3
3 Revenue Sufficiency | 2030 | 5 | 2.6 | 1
3 Revenue Sufficiency | 2030 | 5 | 2.7 | 2
3 Revenue Sufficiency | 2030 | 5 | 2.8 | 1
3 Revenue Sufficiency | 2030 | 5 | 2.9 | 2
3 Revenue Sufficiency | 2030 | 5 | 3 | 1
3 Revenue Sufficiency | 2030 | 5 | 3.1 | 2
3 Revenue Sufficiency | 2030 | 5 | 3.2 | 2
3 Revenue Sufficiency | 2030 | 5 | 3.3 | 4
3 Revenue Sufficiency | 2030 | 5 | 3.5 | 1
3 Revenue Sufficiency | 2030 | 5 | 3.7 | 4
3 Revenue Sufficiency | 2030 | 5 | 3.8 | 2
3 Revenue Sufficiency | 2030 | 5 | 3.9 | 1
3 Revenue Sufficiency | 2030 | 5 | 4 | 4
3 Revenue Sufficiency | 2030 | 5 | 4.1 | 3
3 Revenue Sufficiency | 2030 | 5 | 4.3 | 4
3 Revenue Sufficiency | 2030 | 5 | 4.4 | 3
3 Revenue Sufficiency | 2030 | 5 | 4.5 | 5
3 Revenue Sufficiency | 2030 | 5 | 4.7 | 5
3 Revenue Sufficiency | 2030 | 5 | 4.8 | 2
3 Revenue Sufficiency | 2030 | 5 | 4.9 | 1
3 Revenue Sufficiency | 2030 | 5 | 5 | 1
3 Revenue Sufficiency | 2030 | 5 | 5.2 | 2
3 Revenue Sufficiency | 2030 | 5 | 5.3 | 4
3 Revenue Sufficiency | 2030 | 5 | 5.4 | 5
3 Revenue Sufficiency | 2030 | 5 | 5.5 | 2
3 Revenue Sufficiency | 2030 | 5 | 5.6 | 5
3 Revenue Sufficiency | 2030 | 5 | 5.7 | 2
3 Revenue Sufficiency | 2030 | 5 | 5.8 | 4
3 Revenue Sufficiency | 2030 | 5 | 5.9 | 2
3 Revenue Sufficiency | 2030 | 5 | 6 | 4
3 Revenue Sufficiency | 2030 | 5 | 6.1 | 1
3 Revenue Sufficiency | 2030 | 5 | 6.2 | 3
3 Revenue Sufficiency | 2030 | 5 | 6.3 | 3
3 Revenue Sufficiency | 2030 | 5 | 6.4 | 1
3 Revenue Sufficiency | 2030 | 5 | 6.5 | 6
3 Revenue Sufficiency | 2030 | 5 | 6.6 | 2
3 Revenue Sufficiency | 2030 | 5 | 6.7 | 3
3 Revenue Sufficiency | 2030 | 5 | 6.8 | 3
3 Revenue Sufficiency | 2030 | 5 | 6.9 | 1
3 Revenue Sufficiency | 2030 | 5 | 7 | 5
3 Revenue Sufficiency | 2030 | 5 | 7.1 | 4
3 Revenue Sufficiency | 2030 | 5 | 7.2 | 5
3 Revenue Sufficiency | 2030 | 5 | 7.3 | 4
3 Revenue Sufficiency | 2030 | 5 | 7.4 | 6
3 Revenue Sufficiency | 2030 | 5 | 7.5 | 2
3 Revenue Sufficiency | 2030 | 5 | 7.6 | 1
3 Revenue Sufficiency | 2030 | 5 | 7.7 | 5
3 Revenue Sufficiency | 2030 | 5 | 7.8 | 5
3 Revenue Sufficiency | 2030 | 5 | 7.9 | 4
3 Revenue Sufficiency | 2030 | 5 | 8 | 3
3 Revenue Sufficiency | 2030 | 5 | 8.1 | 3
3 Revenue Sufficiency | 2030 | 5 | 8.2 | 3
3 Revenue Sufficiency | 2030 | 5 | 8.3 | 4
3 Revenue Sufficiency | 2030 | 5 | 8.4 | 3
3 Revenue Sufficiency | 2030 | 5 | 8.5 | 5
3 Revenue Sufficiency | 2030 | 5 | 8.6 | 5
3 Revenue Sufficiency | 2030 | 5 | 8.7 | 4
3 Revenue Sufficiency | 2030 | 5 | 8.8 | 5
3 Revenue Sufficiency | 2030 | 5 | 8.9 | 6
3 Revenue Sufficiency | 2030 | 5 | 9 | 2
3 Revenue Sufficiency | 2030 | 5 | 9.1 | 6
3 Revenue Sufficiency | 2030 | 5 | 9.2 | 4
3 Revenue Sufficiency | 2030 | 5 | 9.3 | 5
3 Revenue Sufficiency | 2030 | 5 | 9.4 | 5
3 Revenue Sufficiency | 2030 | 5 | 9.5 | 5
3 Revenue Sufficiency | 2030 | 5 | 9.6 | 6
3 Revenue Sufficiency | 2030 | 5 | 9.7 | 9
3 Revenue Sufficiency | 2030 | 5 | 9.8 | 5
3 Revenue Sufficiency | 2030 | 5 | 9.9 | 3
3 Revenue Sufficiency | 2030 | 5 | 10 | 5
3 Revenue Sufficiency | 2030 | 5 | 10.1 | 5
3 Revenue Sufficiency | 2030 | 5 | 10.2 | 6
3 Revenue Sufficiency | 2030 | 5 | 10.3 | 3
3 Revenue Sufficiency | 2030 | 5 | 10.4 | 5
3 Revenue Sufficiency | 2030 | 5 | 10.5 | 7
3 Revenue Sufficiency | 2030 | 5 | 10.6 | 7
3 Revenue Sufficiency | 2030 | 5 | 10.7 | 6
3 Revenue Sufficiency | 2030 | 5 | 10.8 | 7
3 Revenue Sufficiency | 2030 | 5 | 10.9 | 2
3 Revenue Sufficiency | 2030 | 5 | 11 | 9
3 Revenue Sufficiency | 2030 | 5 | 11.1 | 4
3 Revenue Sufficiency | 2030 | 5 | 11.2 | 4
3 Revenue Sufficiency | 2030 | 5 | 11.3 | 5
3 Revenue Sufficiency | 2030 | 5 | 11.4 | 6
3 Revenue Sufficiency | 2030 | 5 | 11.5 | 8
3 Revenue Sufficiency | 2030 | 5 | 11.6 | 5
3 Revenue Sufficiency | 2030 | 5 | 11.7 | 3
3 Revenue Sufficiency | 2030 | 5 | 11.8 | 3
3 Revenue Sufficiency | 2030 | 5 | 11.9 | 8
3 Revenue Sufficiency | 2030 | 5 | 12 | 7
3 Revenue Sufficiency | 2030 | 5 | 12.1 | 9
3 Revenue Sufficiency | 2030 | 5 | 12.2 | 3
3 Revenue Sufficiency | 2030 | 5 | 12.3 | 8
3 Revenue Sufficiency | 2030 | 5 | 12.4 | 5
3 Revenue Sufficiency | 2030 | 5 | 12.5 | 4
3 Revenue Sufficiency | 2030 | 5 | 12.6 | 4
3 Revenue Sufficiency | 2030 | 5 | 12.7 | 6
3 Revenue Sufficiency | 2030 | 5 | 12.8 | 5
3 Revenue Sufficiency | 2030 | 5 | 12.9 | 5
3 Revenue Sufficiency | 2030 | 5 | 13 | 7
3 Revenue Sufficiency | 2030 | 5 | 13.1 | 17
3 Revenue Sufficiency | 2030 | 5 | 13.2 | 5
3 Revenue Sufficiency | 2030 | 5 | 13.3 | 8
3 Revenue Sufficiency | 2030 | 5 | 13.4 | 4
3 Revenue Sufficiency | 2030 | 5 | 13.5 | 6
3 Revenue Sufficiency | 2030 | 5 | 13.6 | 7
3 Revenue Sufficiency | 2030 | 5 | 13.7 | 3
3 Revenue Sufficiency | 2030 | 5 | 13.8 | 3
3 Revenue Sufficiency | 2030 | 5 | 13.9 | 4
3 Revenue Sufficiency | 2030 | 5 | 14 | 7
3 Revenue Sufficiency | 2030 | 5 | 14.1 | 6
3 Revenue Sufficiency | 2030 | 5 | 14.2 | 5
3 Revenue Sufficiency | 2030 | 5 | 14.3 | 9
3 Revenue Sufficiency | 2030 | 5 | 14.4 | 7
3 Revenue Sufficiency | 2030 | 5 | 14.5 | 6
3 Revenue Sufficiency | 2030 | 5 | 14.6 | 1
3 Revenue Sufficiency | 2030 | 5 | 14.7 | 5
3 Revenue Sufficiency | 2030 | 5 | 14.8 | 8
3 Revenue Sufficiency | 2030 | 5 | 14.9 | 7
3 Revenue Sufficiency | 2030 | 5 | 15 | 5
3 Revenue Sufficiency | 2030 | 5 | 15.1 | 5
3 Revenue Sufficiency | 2030 | 5 | 15.2 | 7
3 Revenue Sufficiency | 2030 | 5 | 15.3 | 7
3 Revenue Sufficiency | 2030 | 5 | 15.4 | 4
3 Revenue Sufficiency | 2030 | 5 | 15.5 | 7
3 Revenue Sufficiency | 2030 | 5 | 15.6 | 2
3 Revenue Sufficiency | 2030 | 5 | 15.7 | 4
3 Revenue Sufficiency | 2030 | 5 | 15.8 | 7
3 Revenue Sufficiency | 2030 | 5 | 15.9 | 7
3 Revenue Sufficiency | 2030 | 5 | 16 | 9
3 Revenue Sufficiency | 2030 | 5 | 16.1 | 9
3 Revenue Sufficiency | 2030 | 5 | 16.2 | 3
3 Revenue Sufficiency | 2030 | 5 | 16.3 | 9
3 Revenue Sufficiency | 2030 | 5 | 16.4 | 6
3 Revenue Sufficiency | 2030 | 5 | 16.5 | 8
3 Revenue Sufficiency | 2030 | 5 | 16.6 | 3
3 Revenue Sufficiency | 2030 | 5 | 16.7 | 3
3 Revenue Sufficiency | 2030 | 5 | 16.8 | 5
3 Revenue Sufficiency | 2030 | 5 | 16.9 | 3
3 Revenue Sufficiency | 2030 | 5 | 17 | 11
3 Revenue Sufficiency | 2030 | 5 | 17.1 | 3
3 Revenue Sufficiency | 2030 | 5 | 17.2 | 3
3 Revenue Sufficiency | 2030 | 5 | 17.3 | 9
3 Revenue Sufficiency | 2030 | 5 | 17.4 | 6
3 Revenue Sufficiency | 2030 | 5 | 17.5 | 7
3 Revenue Sufficiency | 2030 | 5 | 17.6 | 4
3 Revenue Sufficiency | 2030 | 5 | 17.7 | 3
3 Revenue Sufficiency | 2030 | 5 | 17.8 | 3
3 Revenue Sufficiency | 2030 | 5 | 17.9 | 4
3 Revenue Sufficiency | 2030 | 5 | 18 | 6
3 Revenue Sufficiency | 2030 | 5 | 18.1 | 7
3 Revenue Sufficiency | 2030 | 5 | 18.2 | 3
3 Revenue Sufficiency | 2030 | 5 | 18.3 | 9
3 Revenue Sufficiency | 2030 | 5 | 18.4 | 8
3 Revenue Sufficiency | 2030 | 5 | 18.5 | 6
3 Revenue Sufficiency | 2030 | 5 | 18.6 | 7
3 Revenue Sufficiency | 2030 | 5 | 18.7 | 4
3 Revenue Sufficiency | 2030 | 5 | 18.8 | 5
3 Revenue Sufficiency | 2030 | 5 | 18.9 | 7
3 Revenue Sufficiency | 2030 | 5 | 19 | 5
3 Revenue Sufficiency | 2030 | 5 | 19.1 | 8
3 Revenue Sufficiency | 2030 | 5 | 19.2 | 6
3 Revenue Sufficiency | 2030 | 5 | 19.3 | 8
3 Revenue Sufficiency | 2030 | 5 | 19.4 | 2
3 Revenue Sufficiency | 2030 | 5 | 19.5 | 6
3 Revenue Sufficiency | 2030 | 5 | 19.6 | 7
3 Revenue Sufficiency | 2030 | 5 | 19.7 | 6
3 Revenue Sufficiency | 2030 | 5 | 19.8 | 5
3 Revenue Sufficiency | 2030 | 5 | 19.9 | 10
3 Revenue Sufficiency | 2030 | 5 | 20 | 4
3 Revenue Sufficiency | 2030 | 5 | 20.1 | 5
3 Revenue Sufficiency | 2030 | 5 | 20.2 | 4
3 Revenue Sufficiency | 2030 | 5 | 20.3 | 1
3 Revenue Sufficiency | 2030 | 5 | 20.4 | 5
3 Revenue Sufficiency | 2030 | 5 | 20.5 | 7
3 Revenue Sufficiency | 2030 | 5 | 20.6 | 6
3 Revenue Sufficiency | 2030 | 5 | 20.7 | 4
3 Revenue Sufficiency | 2030 | 5 | 20.8 | 7
3 Revenue Sufficiency | 2030 | 5 | 20.9 | 4
3 Revenue Sufficiency | 2030 | 5 | 21 | 7
3 Revenue Sufficiency | 2030 | 5 | 21.1 | 8
3 Revenue Sufficiency | 2030 | 5 | 21.2 | 4
3 Revenue Sufficiency | 2030 | 5 | 21.3 | 5
3 Revenue Sufficiency | 2030 | 5 | 21.4 | 1
3 Revenue Sufficiency | 2030 | 5 | 21.5 | 3
3 Revenue Sufficiency | 2030 | 5 | 21.6 | 2
3 Revenue Sufficiency | 2030 | 5 | 21.7 | 4
3 Revenue Sufficiency | 2030 | 5 | 21.8 | 1
3 Revenue Sufficiency | 2030 | 5 | 21.9 | 3
3 Revenue Sufficiency | 2030 | 5 | 22 | 3
3 Revenue Sufficiency | 2030 | 5 | 22.1 | 7
3 Revenue Sufficiency | 2030 | 5 | 22.2 | 1
3 Revenue Sufficiency | 2030 | 5 | 22.3 | 10
3 Revenue Sufficiency | 2030 | 5 | 22.4 | 4
3 Revenue Sufficiency | 2030 | 5 | 22.5 | 3
3 Revenue Sufficiency | 2030 | 5 | 22.6 | 3
3 Revenue Sufficiency | 2030 | 5 | 22.7 | 4
3 Revenue Sufficiency | 2030 | 5 | 22.8 | 2
3 Revenue Sufficiency | 2030 | 5 | 22.9 | 5
3 Revenue Sufficiency | 2030 | 5 | 23 | 1
3 Revenue Sufficiency | 2030 | 5 | 23.1 | 3
3 Revenue Sufficiency | 2030 | 5 | 23.2 | 6
3 Revenue Sufficiency | 2030 | 5 | 23.3 | 5
3 Revenue Sufficiency | 2030 | 5 | 23.4 | 6
3 Revenue Sufficiency | 2030 | 5 | 23.5 | 3
3 Revenue Sufficiency | 2030 | 5 | 23.6 | 3
3 Revenue Sufficiency | 2030 | 5 | 23.7 | 4
3 Revenue Sufficiency | 2030 | 5 | 23.8 | 9
3 Revenue Sufficiency | 2030 | 5 | 23.9 | 4
3 Revenue Sufficiency | 2030 | 5 | 24 | 7
3 Revenue Sufficiency | 2030 | 5 | 24.1 | 4
3 Revenue Sufficiency | 2030 | 5 | 24.2 | 4
3 Revenue Sufficiency | 2030 | 5 | 24.3 | 3
3 Revenue Sufficiency | 2030 | 5 | 24.4 | 7
3 Revenue Sufficiency | 2030 | 5 | 24.5 | 5
3 Revenue Sufficiency | 2030 | 5 | 24.6 | 5
3 Revenue Sufficiency | 2030 | 5 | 24.7 | 4
3 Revenue Sufficiency | 2030 | 5 | 24.8 | 3
3 Revenue Sufficiency | 2030 | 5 | 24.9 | 5
3 Revenue Sufficiency | 2030 | 5 | 25 | 1
3 Revenue Sufficiency | 2030 | 5 | 25.1 | 6
3 Revenue Sufficiency | 2030 | 5 | 25.2 | 4
3 Revenue Sufficiency | 2030 | 5 | 25.3 | 4
3 Revenue Sufficiency | 2030 | 5 | 25.4 | 3
3 Revenue Sufficiency | 2030 | 5 | 25.5 | 3
3 Revenue Sufficiency | 2030 | 5 | 25.6 | 3
3 Revenue Sufficiency | 2030 | 5 | 25.7 | 5
3 Revenue Sufficiency | 2030 | 5 | 25.8 | 3
3 Revenue Sufficiency | 2030 | 5 | 25.9 | 5
3 Revenue Sufficiency | 2030 | 5 | 26 | 5
3 Revenue Sufficiency | 2030 | 5 | 26.1 | 2
3 Revenue Sufficiency | 2030 | 5 | 26.2 | 2
3 Revenue Sufficiency | 2030 | 5 | 26.3 | 2
3 Revenue Sufficiency | 2030 | 5 | 26.4 | 1
3 Revenue Sufficiency | 2030 | 5 | 26.5 | 4
3 Revenue Sufficiency | 2030 | 5 | 26.6 | 3
3 Revenue Sufficiency | 2030 | 5 | 26.7 | 6
3 Revenue Sufficiency | 2030 | 5 | 26.8 | 4
3 Revenue Sufficiency | 2030 | 5 | 26.9 | 4
3 Revenue Sufficiency | 2030 | 5 | 27 | 3
3 Revenue Sufficiency | 2030 | 5 | 27.1 | 6
3 Revenue Sufficiency | 2030 | 5 | 27.2 | 1
3 Revenue Sufficiency | 2030 | 5 | 27.3 | 3
3 Revenue Sufficiency | 2030 | 5 | 27.4 | 2
3 Revenue Sufficiency | 2030 | 5 | 27.5 | 1
3 Revenue Sufficiency | 2030 | 5 | 27.6 | 1
3 Revenue Sufficiency | 2030 | 5 | 27.7 | 3
3 Revenue Sufficiency | 2030 | 5 | 27.8 | 1
3 Revenue Sufficiency | 2030 | 5 | 27.9 | 2
3 Revenue Sufficiency | 2030 | 5 | 28 | 2
3 Revenue Sufficiency | 2030 | 5 | 28.1 | 4
3 Revenue Sufficiency | 2030 | 5 | 28.2 | 2
3 Revenue Sufficiency | 2030 | 5 | 28.3 | 2
3 Revenue Sufficiency | 2030 | 5 | 28.4 | 6
3 Revenue Sufficiency | 2030 | 5 | 28.5 | 1
3 Revenue Sufficiency | 2030 | 5 | 28.6 | 4
3 Revenue Sufficiency | 2030 | 5 | 28.7 | 6
3 Revenue Sufficiency | 2030 | 5 | 28.8 | 3
3 Revenue Sufficiency | 2030 | 5 | 28.9 | 6
3 Revenue Sufficiency | 2030 | 5 | 29 | 3
3 Revenue Sufficiency | 2030 | 5 | 29.1 | 3
3 Revenue Sufficiency | 2030 | 5 | 29.2 | 4
3 Revenue Sufficiency | 2030 | 5 | 29.3 | 3
3 Revenue Sufficiency | 2030 | 5 | 29.4 | 3
3 Revenue Sufficiency | 2030 | 5 | 29.5 | 1
3 Revenue Sufficiency | 2030 | 5 | 29.6 | 1
3 Revenue Sufficiency | 2030 | 5 | 29.7 | 4
3 Revenue Sufficiency | 2030 | 5 | 29.8 | 3
3 Revenue Sufficiency | 2030 | 5 | 29.9 | 2
3 Revenue Sufficiency | 2030 | 5 | 30 | 2
3 Revenue Sufficiency | 2030 | 5 | 30.1 | 1
3 Revenue Sufficiency | 2030 | 5 | 30.2 | 6
3 Revenue Sufficiency | 2030 | 5 | 30.3 | 3
3 Revenue Sufficiency | 2030 | 5 | 30.4 | 1
3 Revenue Sufficiency | 2030 | 5 | 30.5 | 5
3 Revenue Sufficiency | 2030 | 5 | 30.6 | 3
3 Revenue Sufficiency | 2030 | 5 | 30.7 | 3
3 Revenue Sufficiency | 2030 | 5 | 30.8 | 4
3 Revenue Sufficiency | 2030 | 5 | 30.9 | 1
3 Revenue Sufficiency | 2030 | 5 | 31 | 4
3 Revenue Sufficiency | 2030 | 5 | 31.1 | 3
3 Revenue Sufficiency | 2030 | 5 | 31.2 | 5
3 Revenue Sufficiency | 2030 | 5 | 31.3 | 4
3 Revenue Sufficiency | 2030 | 5 | 31.4 | 1
3 Revenue Sufficiency | 2030 | 5 | 31.5 | 4
3 Revenue Sufficiency | 2030 | 5 | 31.6 | 3
3 Revenue Sufficiency | 2030 | 5 | 31.7 | 2
3 Revenue Sufficiency | 2030 | 5 | 31.8 | 3
3 Revenue Sufficiency | 2030 | 5 | 31.9 | 4
3 Revenue Sufficiency | 2030 | 5 | 32 | 3
3 Revenue Sufficiency | 2030 | 5 | 32.1 | 4
3 Revenue Sufficiency | 2030 | 5 | 32.3 | 2
3 Revenue Sufficiency | 2030 | 5 | 32.4 | 5
3 Revenue Sufficiency | 2030 | 5 | 32.5 | 1
3 Revenue Sufficiency | 2030 | 5 | 32.6 | 4
3 Revenue Sufficiency | 2030 | 5 | 32.7 | 1
3 Revenue Sufficiency | 2030 | 5 | 32.8 | 2
3 Revenue Sufficiency | 2030 | 5 | 32.9 | 1
3 Revenue Sufficiency | 2030 | 5 | 33 | 2
3 Revenue Sufficiency | 2030 | 5 | 33.2 | 3
3 Revenue Sufficiency | 2030 | 5 | 33.3 | 5
3 Revenue Sufficiency | 2030 | 5 | 33.4 | 3
3 Revenue Sufficiency | 2030 | 5 | 33.5 | 1
3 Revenue Sufficiency | 2030 | 5 | 33.7 | 1
3 Revenue Sufficiency | 2030 | 5 | 33.8 | 3
3 Revenue Sufficiency | 2030 | 5 | 33.9 | 2
3 Revenue Sufficiency | 2030 | 5 | 34.1 | 1
3 Revenue Sufficiency | 2030 | 5 | 34.2 | 1
3 Revenue Sufficiency | 2030 | 5 | 34.3 | 3
3 Revenue Sufficiency | 2030 | 5 | 34.4 | 1
3 Revenue Sufficiency | 2030 | 5 | 34.5 | 1
3 Revenue Sufficiency | 2030 | 5 | 34.7 | 4
3 Revenue Sufficiency | 2030 | 5 | 34.8 | 2
3 Revenue Sufficiency | 2030 | 5 | 34.9 | 1
3 Revenue Sufficiency | 2030 | 5 | 35.1 | 3
3 Revenue Sufficiency | 2030 | 5 | 35.2 | 3
3 Revenue Sufficiency | 2030 | 5 | 35.3 | 1
3 Revenue Sufficiency | 2030 | 5 | 35.4 | 3
3 Revenue Sufficiency | 2030 | 5 | 35.5 | 4
3 Revenue Sufficiency | 2030 | 5 | 35.6 | 2
3 Revenue Sufficiency | 2030 | 5 | 35.7 | 3
3 Revenue Sufficiency | 2030 | 5 | 35.8 | 4
3 Revenue Sufficiency | 2030 | 5 | 35.9 | 1
3 Revenue Sufficiency | 2030 | 5 | 36.2 | 1
3 Revenue Sufficiency | 2030 | 5 | 36.3 | 4
3 Revenue Sufficiency | 2030 | 5 | 36.4 | 2
3 Revenue Sufficiency | 2030 | 5 | 36.5 | 1
3 Revenue Sufficiency | 2030 | 5 | 36.6 | 1
3 Revenue Sufficiency | 2030 | 5 | 36.7 | 2
3 Revenue Sufficiency | 2030 | 5 | 36.8 | 1
3 Revenue Sufficiency | 2030 | 5 | 36.9 | 7
3 Revenue Sufficiency | 2030 | 5 | 37 | 2
3 Revenue Sufficiency | 2030 | 5 | 37.1 | 1
3 Revenue Sufficiency | 2030 | 5 | 37.2 | 3
3 Revenue Sufficiency | 2030 | 5 | 37.3 | 2
3 Revenue Sufficiency | 2030 | 5 | 37.5 | 3
3 Revenue Sufficiency | 2030 | 5 | 37.6 | 1
3 Revenue Sufficiency | 2030 | 5 | 37.7 | 1
3 Revenue Sufficiency | 2030 | 5 | 37.8 | 2
3 Revenue Sufficiency | 2030 | 5 | 38 | 1
3 Revenue Sufficiency | 2030 | 5 | 38.2 | 1
3 Revenue Sufficiency | 2030 | 5 | 38.3 | 2
3 Revenue Sufficiency | 2030 | 5 | 38.4 | 1
3 Revenue Sufficiency | 2030 | 5 | 38.5 | 1
3 Revenue Sufficiency | 2030 | 5 | 38.6 | 4
3 Revenue Sufficiency | 2030 | 5 | 38.8 | 3
3 Revenue Sufficiency | 2030 | 5 | 39 | 1
3 Revenue Sufficiency | 2030 | 5 | 39.2 | 1
3 Revenue Sufficiency | 2030 | 5 | 39.4 | 1
3 Revenue Sufficiency | 2030 | 5 | 39.7 | 1
3 Revenue Sufficiency | 2030 | 5 | 39.8 | 1
3 Revenue Sufficiency | 2030 | 5 | 40 | 2
3 Revenue Sufficiency | 2030 | 5 | 40.3 | 5
3 Revenue Sufficiency | 2030 | 5 | 40.4 | 1
3 Revenue Sufficiency | 2030 | 5 | 40.5 | 1
3 Revenue Sufficiency | 2030 | 5 | 40.7 | 3
3 Revenue Sufficiency | 2030 | 5 | 40.8 | 2
3 Revenue Sufficiency | 2030 | 5 | 40.9 | 3
3 Revenue Sufficiency | 2030 | 5 | 41.1 | 1
3 Revenue Sufficiency | 2030 | 5 | 41.2 | 1
3 Revenue Sufficiency | 2030 | 5 | 41.3 | 1
3 Revenue Sufficiency | 2030 | 5 | 41.4 | 2
3 Revenue Sufficiency | 2030 | 5 | 41.5 | 1
3 Revenue Sufficiency | 2030 | 5 | 41.8 | 1
3 Revenue Sufficiency | 2030 | 5 | 42.5 | 1
3 Revenue Sufficiency | 2030 | 5 | 42.7 | 1
3 Revenue Sufficiency | 2030 | 5 | 42.8 | 1
3 Revenue Sufficiency | 2030 | 5 | 42.9 | 2
3 Revenue Sufficiency | 2030 | 5 | 43.1 | 3
3 Revenue Sufficiency | 2030 | 5 | 43.4 | 1
3 Revenue Sufficiency | 2030 | 5 | 43.9 | 1
3 Revenue Sufficiency | 2030 | 5 | 44 | 1
3 Revenue Sufficiency | 2030 | 5 | 44.2 | 1
3 Revenue Sufficiency | 2030 | 5 | 44.3 | 2
3 Revenue Sufficiency | 2030 | 5 | 44.5 | 2
3 Revenue Sufficiency | 2030 | 5 | 44.6 | 2
3 Revenue Sufficiency | 2030 | 5 | 45 | 1
3 Revenue Sufficiency | 2030 | 5 | 45.1 | 1
3 Revenue Sufficiency | 2030 | 5 | 45.2 | 2
3 Revenue Sufficiency | 2030 | 5 | 45.3 | 1
3 Revenue Sufficiency | 2030 | 5 | 45.4 | 1
3 Revenue Sufficiency | 2030 | 5 | 45.6 | 1
3 Revenue Sufficiency | 2030 | 5 | 46.1 | 2
3 Revenue Sufficiency | 2030 | 5 | 46.2 | 2
3 Revenue Sufficiency | 2030 | 5 | 46.5 | 1
3 Revenue Sufficiency | 2030 | 5 | 46.6 | 1
3 Revenue Sufficiency | 2030 | 5 | 46.7 | 2
3 Revenue Sufficiency | 2030 | 5 | 46.8 | 1
3 Revenue Sufficiency | 2030 | 5 | 47 | 1
3 Revenue Sufficiency | 2030 | 5 | 47.2 | 2
3 Revenue Sufficiency | 2030 | 5 | 47.5 | 1
3 Revenue Sufficiency | 2030 | 5 | 47.7 | 1
3 Revenue Sufficiency | 2030 | 5 | 47.8 | 2
3 Revenue Sufficiency | 2030 | 5 | 47.9 | 2
3 Revenue Sufficiency | 2030 | 5 | 48.2 | 1
3 Revenue Sufficiency | 2030 | 5 | 48.7 | 1
3 Revenue Sufficiency | 2030 | 5 | 49.2 | 1
3 Revenue Sufficiency | 2030 | 5 | 49.6 | 1
3 Revenue Sufficiency | 2030 | 5 | 49.7 | 1
3 Revenue Sufficiency | 2030 | 5 | 49.9 | 2
3 Revenue Sufficiency | 2030 | 5 | 50 | 1
3 Revenue Sufficiency | 2030 | 5 | 50.1 | 1
3 Revenue Sufficiency | 2030 | 5 | 50.3 | 1
3 Revenue Sufficiency | 2030 | 5 | 50.7 | 1
3 Revenue Sufficiency | 2030 | 5 | 51.1 | 1
3 Revenue Sufficiency | 2030 | 5 | 52.3 | 2
3 Revenue Sufficiency | 2030 | 5 | 52.7 | 1
3 Revenue Sufficiency | 2030 | 5 | 53.2 | 1
3 Revenue Sufficiency | 2030 | 5 | 53.5 | 2
3 Revenue Sufficiency | 2030 | 5 | 53.9 | 1
3 Revenue Sufficiency | 2030 | 5 | 54 | 1
3 Revenue Sufficiency | 2030 | 5 | 54.1 | 1
3 Revenue Sufficiency | 2030 | 5 | 54.8 | 1
3 Revenue Sufficiency | 2030 | 5 | 55 | 1
3 Revenue Sufficiency | 2030 | 5 | 55.3 | 1
3 Revenue Sufficiency | 2030 | 5 | 57.1 | 1
3 Revenue Sufficiency | 2030 | 5 | 57.6 | 2
3 Revenue Sufficiency | 2030 | 5 | 57.8 | 1
3 Revenue Sufficiency | 2030 | 5 | 58 | 1
3 Revenue Sufficiency | 2030 | 5 | 59.8 | 1
3 Revenue Sufficiency | 2030 | 5 | 61.1 | 1
3 Revenue Sufficiency | 2030 | 5 | 61.8 | 2
3 Revenue Sufficiency | 2030 | 5 | 62.9 | 1
3 Revenue Sufficiency | 2030 | 5 | 63.9 | 1
3 Revenue Sufficiency | 2030 | 5 | 64.1 | 1
3 Revenue Sufficiency | 2030 | 5 | 65.1 | 1
3 Revenue Sufficiency | 2030 | 5 | 66.7 | 1
3 Revenue Sufficiency | 2030 | 5 | 70.6 | 1
3 Revenue Sufficiency | 2030 | 5 | 74 | 1
3 Revenue Sufficiency | 2030 | 5 | 77 | 1
3 Revenue Sufficiency | 2030 | 5 | 80.6 | 1
3 Revenue Sufficiency | 2030 | 5 | 420 | 1
3 Revenue Sufficiency | 2030 | 6 | -80 | 1
3 Revenue Sufficiency | 2030 | 6 | -78 | 1
3 Revenue Sufficiency | 2030 | 6 | -72.1 | 1
3 Revenue Sufficiency | 2030 | 6 | -67.4 | 1
3 Revenue Sufficiency | 2030 | 6 | -61.1 | 1
3 Revenue Sufficiency | 2030 | 6 | -58.1 | 1
3 Revenue Sufficiency | 2030 | 6 | -56.5 | 1
3 Revenue Sufficiency | 2030 | 6 | -55.6 | 1
3 Revenue Sufficiency | 2030 | 6 | -55 | 1
3 Revenue Sufficiency | 2030 | 6 | -54.7 | 1
3 Revenue Sufficiency | 2030 | 6 | -54.6 | 1
3 Revenue Sufficiency | 2030 | 6 | -52.7 | 1
3 Revenue Sufficiency | 2030 | 6 | -52.5 | 1
3 Revenue Sufficiency | 2030 | 6 | -51.9 | 1
3 Revenue Sufficiency | 2030 | 6 | -51.5 | 1
3 Revenue Sufficiency | 2030 | 6 | -51 | 1
3 Revenue Sufficiency | 2030 | 6 | -49.1 | 1
3 Revenue Sufficiency | 2030 | 6 | -48 | 1
3 Revenue Sufficiency | 2030 | 6 | -47.9 | 1
3 Revenue Sufficiency | 2030 | 6 | -47.8 | 1
3 Revenue Sufficiency | 2030 | 6 | -47.3 | 1
3 Revenue Sufficiency | 2030 | 6 | -47.2 | 2
3 Revenue Sufficiency | 2030 | 6 | -46.4 | 1
3 Revenue Sufficiency | 2030 | 6 | -45.6 | 1
3 Revenue Sufficiency | 2030 | 6 | -45.1 | 1
3 Revenue Sufficiency | 2030 | 6 | -44.9 | 1
3 Revenue Sufficiency | 2030 | 6 | -44.3 | 1
3 Revenue Sufficiency | 2030 | 6 | -44.2 | 1
3 Revenue Sufficiency | 2030 | 6 | -43.8 | 1
3 Revenue Sufficiency | 2030 | 6 | -43.6 | 1
3 Revenue Sufficiency | 2030 | 6 | -43.4 | 1
3 Revenue Sufficiency | 2030 | 6 | -43.3 | 1
3 Revenue Sufficiency | 2030 | 6 | -43.2 | 1
3 Revenue Sufficiency | 2030 | 6 | -42.8 | 1
3 Revenue Sufficiency | 2030 | 6 | -42.6 | 2
3 Revenue Sufficiency | 2030 | 6 | -41.9 | 1
3 Revenue Sufficiency | 2030 | 6 | -41.4 | 1
3 Revenue Sufficiency | 2030 | 6 | -41 | 1
3 Revenue Sufficiency | 2030 | 6 | -40.9 | 2
3 Revenue Sufficiency | 2030 | 6 | -40.6 | 1
3 Revenue Sufficiency | 2030 | 6 | -40.2 | 1
3 Revenue Sufficiency | 2030 | 6 | -40.1 | 2
3 Revenue Sufficiency | 2030 | 6 | -40 | 1
3 Revenue Sufficiency | 2030 | 6 | -39.9 | 2
3 Revenue Sufficiency | 2030 | 6 | -39.7 | 1
3 Revenue Sufficiency | 2030 | 6 | -39.6 | 1
3 Revenue Sufficiency | 2030 | 6 | -39.5 | 1
3 Revenue Sufficiency | 2030 | 6 | -39.4 | 1
3 Revenue Sufficiency | 2030 | 6 | -39.3 | 2
3 Revenue Sufficiency | 2030 | 6 | -38.8 | 1
3 Revenue Sufficiency | 2030 | 6 | -38.7 | 2
3 Revenue Sufficiency | 2030 | 6 | -38.6 | 1
3 Revenue Sufficiency | 2030 | 6 | -38.5 | 1
3 Revenue Sufficiency | 2030 | 6 | -38.4 | 1
3 Revenue Sufficiency | 2030 | 6 | -38.3 | 1
3 Revenue Sufficiency | 2030 | 6 | -38.2 | 2
3 Revenue Sufficiency | 2030 | 6 | -38 | 1
3 Revenue Sufficiency | 2030 | 6 | -37.9 | 1
3 Revenue Sufficiency | 2030 | 6 | -37.8 | 1
3 Revenue Sufficiency | 2030 | 6 | -37.3 | 2
3 Revenue Sufficiency | 2030 | 6 | -37.1 | 1
3 Revenue Sufficiency | 2030 | 6 | -37 | 2
3 Revenue Sufficiency | 2030 | 6 | -36.9 | 1
3 Revenue Sufficiency | 2030 | 6 | -36.8 | 1
3 Revenue Sufficiency | 2030 | 6 | -36.6 | 1
3 Revenue Sufficiency | 2030 | 6 | -36.5 | 1
3 Revenue Sufficiency | 2030 | 6 | -36.4 | 2
3 Revenue Sufficiency | 2030 | 6 | -36.3 | 2
3 Revenue Sufficiency | 2030 | 6 | -36.2 | 1
3 Revenue Sufficiency | 2030 | 6 | -36.1 | 1
3 Revenue Sufficiency | 2030 | 6 | -36 | 1
3 Revenue Sufficiency | 2030 | 6 | -35.7 | 3
3 Revenue Sufficiency | 2030 | 6 | -35.5 | 1
3 Revenue Sufficiency | 2030 | 6 | -35.4 | 1
3 Revenue Sufficiency | 2030 | 6 | -35.3 | 1
3 Revenue Sufficiency | 2030 | 6 | -35.2 | 2
3 Revenue Sufficiency | 2030 | 6 | -35 | 2
3 Revenue Sufficiency | 2030 | 6 | -34.9 | 2
3 Revenue Sufficiency | 2030 | 6 | -34.8 | 2
3 Revenue Sufficiency | 2030 | 6 | -34.7 | 1
3 Revenue Sufficiency | 2030 | 6 | -34.6 | 4
3 Revenue Sufficiency | 2030 | 6 | -34.4 | 2
3 Revenue Sufficiency | 2030 | 6 | -34.3 | 3
3 Revenue Sufficiency | 2030 | 6 | -34.2 | 1
3 Revenue Sufficiency | 2030 | 6 | -34.1 | 1
3 Revenue Sufficiency | 2030 | 6 | -34 | 1
3 Revenue Sufficiency | 2030 | 6 | -33.9 | 2
3 Revenue Sufficiency | 2030 | 6 | -33.8 | 1
3 Revenue Sufficiency | 2030 | 6 | -33.6 | 3
3 Revenue Sufficiency | 2030 | 6 | -33.2 | 1
3 Revenue Sufficiency | 2030 | 6 | -33.1 | 2
3 Revenue Sufficiency | 2030 | 6 | -33 | 1
3 Revenue Sufficiency | 2030 | 6 | -32.9 | 2
3 Revenue Sufficiency | 2030 | 6 | -32.8 | 1
3 Revenue Sufficiency | 2030 | 6 | -32.6 | 1
3 Revenue Sufficiency | 2030 | 6 | -32.5 | 2
3 Revenue Sufficiency | 2030 | 6 | -32.4 | 2
3 Revenue Sufficiency | 2030 | 6 | -32.3 | 1
3 Revenue Sufficiency | 2030 | 6 | -32.2 | 4
3 Revenue Sufficiency | 2030 | 6 | -32 | 1
3 Revenue Sufficiency | 2030 | 6 | -31.9 | 1
3 Revenue Sufficiency | 2030 | 6 | -31.8 | 2
3 Revenue Sufficiency | 2030 | 6 | -31.7 | 1
3 Revenue Sufficiency | 2030 | 6 | -31.6 | 1
3 Revenue Sufficiency | 2030 | 6 | -31.4 | 1
3 Revenue Sufficiency | 2030 | 6 | -31.3 | 1
3 Revenue Sufficiency | 2030 | 6 | -31.2 | 2
3 Revenue Sufficiency | 2030 | 6 | -31.1 | 1
3 Revenue Sufficiency | 2030 | 6 | -31 | 3
3 Revenue Sufficiency | 2030 | 6 | -30.9 | 3
3 Revenue Sufficiency | 2030 | 6 | -30.8 | 1
3 Revenue Sufficiency | 2030 | 6 | -30.5 | 2
3 Revenue Sufficiency | 2030 | 6 | -30.4 | 2
3 Revenue Sufficiency | 2030 | 6 | -30.3 | 1
3 Revenue Sufficiency | 2030 | 6 | -30.2 | 1
3 Revenue Sufficiency | 2030 | 6 | -30 | 1
3 Revenue Sufficiency | 2030 | 6 | -29.9 | 1
3 Revenue Sufficiency | 2030 | 6 | -29.8 | 2
3 Revenue Sufficiency | 2030 | 6 | -29.7 | 1
3 Revenue Sufficiency | 2030 | 6 | -29.3 | 3
3 Revenue Sufficiency | 2030 | 6 | -29.2 | 4
3 Revenue Sufficiency | 2030 | 6 | -29.1 | 1
3 Revenue Sufficiency | 2030 | 6 | -29 | 3
3 Revenue Sufficiency | 2030 | 6 | -28.9 | 4
3 Revenue Sufficiency | 2030 | 6 | -28.8 | 1
3 Revenue Sufficiency | 2030 | 6 | -28.7 | 2
3 Revenue Sufficiency | 2030 | 6 | -28.6 | 1
3 Revenue Sufficiency | 2030 | 6 | -28.5 | 3
3 Revenue Sufficiency | 2030 | 6 | -28.4 | 4
3 Revenue Sufficiency | 2030 | 6 | -28.2 | 3
3 Revenue Sufficiency | 2030 | 6 | -28.1 | 1
3 Revenue Sufficiency | 2030 | 6 | -28 | 1
3 Revenue Sufficiency | 2030 | 6 | -27.9 | 1
3 Revenue Sufficiency | 2030 | 6 | -27.8 | 1
3 Revenue Sufficiency | 2030 | 6 | -27.6 | 5
3 Revenue Sufficiency | 2030 | 6 | -27.5 | 3
3 Revenue Sufficiency | 2030 | 6 | -27.4 | 3
3 Revenue Sufficiency | 2030 | 6 | -27.1 | 2
3 Revenue Sufficiency | 2030 | 6 | -27 | 1
3 Revenue Sufficiency | 2030 | 6 | -26.8 | 2
3 Revenue Sufficiency | 2030 | 6 | -26.7 | 1
3 Revenue Sufficiency | 2030 | 6 | -26.6 | 2
3 Revenue Sufficiency | 2030 | 6 | -26.5 | 4
3 Revenue Sufficiency | 2030 | 6 | -26.4 | 3
3 Revenue Sufficiency | 2030 | 6 | -26.3 | 4
3 Revenue Sufficiency | 2030 | 6 | -26.2 | 3
3 Revenue Sufficiency | 2030 | 6 | -26.1 | 1
3 Revenue Sufficiency | 2030 | 6 | -26 | 1
3 Revenue Sufficiency | 2030 | 6 | -25.9 | 2
3 Revenue Sufficiency | 2030 | 6 | -25.8 | 2
3 Revenue Sufficiency | 2030 | 6 | -25.7 | 1
3 Revenue Sufficiency | 2030 | 6 | -25.6 | 2
3 Revenue Sufficiency | 2030 | 6 | -25.5 | 4
3 Revenue Sufficiency | 2030 | 6 | -25.4 | 4
3 Revenue Sufficiency | 2030 | 6 | -25.3 | 2
3 Revenue Sufficiency | 2030 | 6 | -25.2 | 3
3 Revenue Sufficiency | 2030 | 6 | -25 | 2
3 Revenue Sufficiency | 2030 | 6 | -24.9 | 4
3 Revenue Sufficiency | 2030 | 6 | -24.8 | 3
3 Revenue Sufficiency | 2030 | 6 | -24.6 | 2
3 Revenue Sufficiency | 2030 | 6 | -24.5 | 3
3 Revenue Sufficiency | 2030 | 6 | -24.4 | 4
3 Revenue Sufficiency | 2030 | 6 | -24.3 | 1
3 Revenue Sufficiency | 2030 | 6 | -24.2 | 7
3 Revenue Sufficiency | 2030 | 6 | -24.1 | 2
3 Revenue Sufficiency | 2030 | 6 | -24 | 2
3 Revenue Sufficiency | 2030 | 6 | -23.9 | 1
3 Revenue Sufficiency | 2030 | 6 | -23.8 | 4
3 Revenue Sufficiency | 2030 | 6 | -23.7 | 4
3 Revenue Sufficiency | 2030 | 6 | -23.6 | 4
3 Revenue Sufficiency | 2030 | 6 | -23.5 | 2
3 Revenue Sufficiency | 2030 | 6 | -23.4 | 2
3 Revenue Sufficiency | 2030 | 6 | -23.3 | 3
3 Revenue Sufficiency | 2030 | 6 | -23.2 | 4
3 Revenue Sufficiency | 2030 | 6 | -23.1 | 3
3 Revenue Sufficiency | 2030 | 6 | -23 | 1
3 Revenue Sufficiency | 2030 | 6 | -22.9 | 1
3 Revenue Sufficiency | 2030 | 6 | -22.8 | 1
3 Revenue Sufficiency | 2030 | 6 | -22.7 | 1
3 Revenue Sufficiency | 2030 | 6 | -22.6 | 1
3 Revenue Sufficiency | 2030 | 6 | -22.5 | 6
3 Revenue Sufficiency | 2030 | 6 | -22.4 | 9
3 Revenue Sufficiency | 2030 | 6 | -22.3 | 2
3 Revenue Sufficiency | 2030 | 6 | -22.2 | 2
3 Revenue Sufficiency | 2030 | 6 | -22.1 | 2
3 Revenue Sufficiency | 2030 | 6 | -22 | 3
3 Revenue Sufficiency | 2030 | 6 | -21.9 | 7
3 Revenue Sufficiency | 2030 | 6 | -21.8 | 1
3 Revenue Sufficiency | 2030 | 6 | -21.7 | 2
3 Revenue Sufficiency | 2030 | 6 | -21.6 | 3
3 Revenue Sufficiency | 2030 | 6 | -21.5 | 5
3 Revenue Sufficiency | 2030 | 6 | -21.3 | 2
3 Revenue Sufficiency | 2030 | 6 | -21.2 | 5
3 Revenue Sufficiency | 2030 | 6 | -21.1 | 4
3 Revenue Sufficiency | 2030 | 6 | -21 | 2
3 Revenue Sufficiency | 2030 | 6 | -20.9 | 1
3 Revenue Sufficiency | 2030 | 6 | -20.8 | 5
3 Revenue Sufficiency | 2030 | 6 | -20.7 | 5
3 Revenue Sufficiency | 2030 | 6 | -20.6 | 1
3 Revenue Sufficiency | 2030 | 6 | -20.5 | 3
3 Revenue Sufficiency | 2030 | 6 | -20.4 | 5
3 Revenue Sufficiency | 2030 | 6 | -20.3 | 2
3 Revenue Sufficiency | 2030 | 6 | -20.2 | 2
3 Revenue Sufficiency | 2030 | 6 | -20.1 | 2
3 Revenue Sufficiency | 2030 | 6 | -20 | 1
3 Revenue Sufficiency | 2030 | 6 | -19.9 | 2
3 Revenue Sufficiency | 2030 | 6 | -19.8 | 7
3 Revenue Sufficiency | 2030 | 6 | -19.7 | 8
3 Revenue Sufficiency | 2030 | 6 | -19.6 | 3
3 Revenue Sufficiency | 2030 | 6 | -19.5 | 2
3 Revenue Sufficiency | 2030 | 6 | -19.4 | 4
3 Revenue Sufficiency | 2030 | 6 | -19.3 | 5
3 Revenue Sufficiency | 2030 | 6 | -19.2 | 4
3 Revenue Sufficiency | 2030 | 6 | -19.1 | 3
3 Revenue Sufficiency | 2030 | 6 | -19 | 6
3 Revenue Sufficiency | 2030 | 6 | -18.9 | 4
3 Revenue Sufficiency | 2030 | 6 | -18.8 | 1
3 Revenue Sufficiency | 2030 | 6 | -18.6 | 5
3 Revenue Sufficiency | 2030 | 6 | -18.4 | 4
3 Revenue Sufficiency | 2030 | 6 | -18.3 | 4
3 Revenue Sufficiency | 2030 | 6 | -18.2 | 3
3 Revenue Sufficiency | 2030 | 6 | -18.1 | 5
3 Revenue Sufficiency | 2030 | 6 | -18 | 7
3 Revenue Sufficiency | 2030 | 6 | -17.9 | 2
3 Revenue Sufficiency | 2030 | 6 | -17.8 | 4
3 Revenue Sufficiency | 2030 | 6 | -17.7 | 4
3 Revenue Sufficiency | 2030 | 6 | -17.6 | 1
3 Revenue Sufficiency | 2030 | 6 | -17.5 | 6
3 Revenue Sufficiency | 2030 | 6 | -17.4 | 3
3 Revenue Sufficiency | 2030 | 6 | -17.3 | 5
3 Revenue Sufficiency | 2030 | 6 | -17.2 | 1
3 Revenue Sufficiency | 2030 | 6 | -17.1 | 7
3 Revenue Sufficiency | 2030 | 6 | -17 | 5
3 Revenue Sufficiency | 2030 | 6 | -16.9 | 4
3 Revenue Sufficiency | 2030 | 6 | -16.8 | 1
3 Revenue Sufficiency | 2030 | 6 | -16.7 | 3
3 Revenue Sufficiency | 2030 | 6 | -16.6 | 2
3 Revenue Sufficiency | 2030 | 6 | -16.5 | 6
3 Revenue Sufficiency | 2030 | 6 | -16.4 | 4
3 Revenue Sufficiency | 2030 | 6 | -16.2 | 4
3 Revenue Sufficiency | 2030 | 6 | -16.1 | 6
3 Revenue Sufficiency | 2030 | 6 | -16 | 2
3 Revenue Sufficiency | 2030 | 6 | -15.9 | 10
3 Revenue Sufficiency | 2030 | 6 | -15.8 | 3
3 Revenue Sufficiency | 2030 | 6 | -15.7 | 6
3 Revenue Sufficiency | 2030 | 6 | -15.6 | 7
3 Revenue Sufficiency | 2030 | 6 | -15.5 | 5
3 Revenue Sufficiency | 2030 | 6 | -15.4 | 3
3 Revenue Sufficiency | 2030 | 6 | -15.3 | 5
3 Revenue Sufficiency | 2030 | 6 | -15.2 | 6
3 Revenue Sufficiency | 2030 | 6 | -15.1 | 3
3 Revenue Sufficiency | 2030 | 6 | -15 | 2
3 Revenue Sufficiency | 2030 | 6 | -14.9 | 6
3 Revenue Sufficiency | 2030 | 6 | -14.8 | 4
3 Revenue Sufficiency | 2030 | 6 | -14.7 | 2
3 Revenue Sufficiency | 2030 | 6 | -14.6 | 3
3 Revenue Sufficiency | 2030 | 6 | -14.5 | 5
3 Revenue Sufficiency | 2030 | 6 | -14.4 | 1
3 Revenue Sufficiency | 2030 | 6 | -14.3 | 7
3 Revenue Sufficiency | 2030 | 6 | -14.1 | 2
3 Revenue Sufficiency | 2030 | 6 | -14 | 7
3 Revenue Sufficiency | 2030 | 6 | -13.9 | 6
3 Revenue Sufficiency | 2030 | 6 | -13.8 | 3
3 Revenue Sufficiency | 2030 | 6 | -13.7 | 2
3 Revenue Sufficiency | 2030 | 6 | -13.6 | 5
3 Revenue Sufficiency | 2030 | 6 | -13.5 | 6
3 Revenue Sufficiency | 2030 | 6 | -13.4 | 9
3 Revenue Sufficiency | 2030 | 6 | -13.3 | 4
3 Revenue Sufficiency | 2030 | 6 | -13.2 | 3
3 Revenue Sufficiency | 2030 | 6 | -13.1 | 3
3 Revenue Sufficiency | 2030 | 6 | -13 | 4
3 Revenue Sufficiency | 2030 | 6 | -12.9 | 3
3 Revenue Sufficiency | 2030 | 6 | -12.8 | 2
3 Revenue Sufficiency | 2030 | 6 | -12.7 | 1
3 Revenue Sufficiency | 2030 | 6 | -12.6 | 4
3 Revenue Sufficiency | 2030 | 6 | -12.5 | 5
3 Revenue Sufficiency | 2030 | 6 | -12.4 | 4
3 Revenue Sufficiency | 2030 | 6 | -12.3 | 1
3 Revenue Sufficiency | 2030 | 6 | -12.2 | 3
3 Revenue Sufficiency | 2030 | 6 | -12.1 | 8
3 Revenue Sufficiency | 2030 | 6 | -12 | 4
3 Revenue Sufficiency | 2030 | 6 | -11.9 | 2
3 Revenue Sufficiency | 2030 | 6 | -11.8 | 2
3 Revenue Sufficiency | 2030 | 6 | -11.7 | 8
3 Revenue Sufficiency | 2030 | 6 | -11.6 | 4
3 Revenue Sufficiency | 2030 | 6 | -11.5 | 3
3 Revenue Sufficiency | 2030 | 6 | -11.4 | 3
3 Revenue Sufficiency | 2030 | 6 | -11.3 | 7
3 Revenue Sufficiency | 2030 | 6 | -11.2 | 2
3 Revenue Sufficiency | 2030 | 6 | -11.1 | 3
3 Revenue Sufficiency | 2030 | 6 | -11 | 4
3 Revenue Sufficiency | 2030 | 6 | -10.9 | 3
3 Revenue Sufficiency | 2030 | 6 | -10.8 | 3
3 Revenue Sufficiency | 2030 | 6 | -10.7 | 4
3 Revenue Sufficiency | 2030 | 6 | -10.6 | 1
3 Revenue Sufficiency | 2030 | 6 | -10.5 | 1
3 Revenue Sufficiency | 2030 | 6 | -10.4 | 3
3 Revenue Sufficiency | 2030 | 6 | -10.3 | 3
3 Revenue Sufficiency | 2030 | 6 | -10.2 | 6
3 Revenue Sufficiency | 2030 | 6 | -10.1 | 3
3 Revenue Sufficiency | 2030 | 6 | -9.9 | 2
3 Revenue Sufficiency | 2030 | 6 | -9.8 | 2
3 Revenue Sufficiency | 2030 | 6 | -9.7 | 2
3 Revenue Sufficiency | 2030 | 6 | -9.5 | 3
3 Revenue Sufficiency | 2030 | 6 | -9.4 | 1
3 Revenue Sufficiency | 2030 | 6 | -9.3 | 2
3 Revenue Sufficiency | 2030 | 6 | -9.2 | 4
3 Revenue Sufficiency | 2030 | 6 | -9.1 | 2
3 Revenue Sufficiency | 2030 | 6 | -9 | 3
3 Revenue Sufficiency | 2030 | 6 | -8.8 | 2
3 Revenue Sufficiency | 2030 | 6 | -8.7 | 2
3 Revenue Sufficiency | 2030 | 6 | -8.6 | 1
3 Revenue Sufficiency | 2030 | 6 | -8.5 | 2
3 Revenue Sufficiency | 2030 | 6 | -8.4 | 3
3 Revenue Sufficiency | 2030 | 6 | -8.3 | 4
3 Revenue Sufficiency | 2030 | 6 | -8.2 | 4
3 Revenue Sufficiency | 2030 | 6 | -8.1 | 3
3 Revenue Sufficiency | 2030 | 6 | -8 | 2
3 Revenue Sufficiency | 2030 | 6 | -7.9 | 3
3 Revenue Sufficiency | 2030 | 6 | -7.8 | 4
3 Revenue Sufficiency | 2030 | 6 | -7.7 | 2
3 Revenue Sufficiency | 2030 | 6 | -7.6 | 3
3 Revenue Sufficiency | 2030 | 6 | -7.5 | 2
3 Revenue Sufficiency | 2030 | 6 | -7.4 | 4
3 Revenue Sufficiency | 2030 | 6 | -7.3 | 1
3 Revenue Sufficiency | 2030 | 6 | -7.2 | 2
3 Revenue Sufficiency | 2030 | 6 | -7.1 | 3
3 Revenue Sufficiency | 2030 | 6 | -7 | 3
3 Revenue Sufficiency | 2030 | 6 | -6.8 | 4
3 Revenue Sufficiency | 2030 | 6 | -6.7 | 3
3 Revenue Sufficiency | 2030 | 6 | -6.6 | 1
3 Revenue Sufficiency | 2030 | 6 | -6.5 | 2
3 Revenue Sufficiency | 2030 | 6 | -6.4 | 1
3 Revenue Sufficiency | 2030 | 6 | -6.3 | 1
3 Revenue Sufficiency | 2030 | 6 | -6.2 | 2
3 Revenue Sufficiency | 2030 | 6 | -5.9 | 2
3 Revenue Sufficiency | 2030 | 6 | -5.7 | 2
3 Revenue Sufficiency | 2030 | 6 | -5.6 | 2
3 Revenue Sufficiency | 2030 | 6 | -5.5 | 1
3 Revenue Sufficiency | 2030 | 6 | -5.2 | 1
3 Revenue Sufficiency | 2030 | 6 | -5.1 | 1
3 Revenue Sufficiency | 2030 | 6 | -4.8 | 3
3 Revenue Sufficiency | 2030 | 6 | -4.7 | 2
3 Revenue Sufficiency | 2030 | 6 | -4.4 | 3
3 Revenue Sufficiency | 2030 | 6 | -4.1 | 1
3 Revenue Sufficiency | 2030 | 6 | -4 | 1
3 Revenue Sufficiency | 2030 | 6 | -2.7 | 1
3 Revenue Sufficiency | 2030 | 6 | -2 | 1
3 Revenue Sufficiency | 2030 | 6 | -1.9 | 1
3 Revenue Sufficiency | 2030 | 6 | -0.7 | 1
3 Revenue Sufficiency | 2030 | 6 | 1 | 1
3 Revenue Sufficiency | 2030 | 6 | 2.1 | 1
3 Revenue Sufficiency | 2030 | 6 | 2.3 | 2
3 Revenue Sufficiency | 2030 | 6 | 2.6 | 1
3 Revenue Sufficiency | 2030 | 6 | 2.7 | 1
3 Revenue Sufficiency | 2030 | 6 | 2.8 | 1
3 Revenue Sufficiency | 2030 | 6 | 2.9 | 1
3 Revenue Sufficiency | 2030 | 6 | 3.3 | 1
3 Revenue Sufficiency | 2030 | 6 | 3.4 | 1
3 Revenue Sufficiency | 2030 | 6 | 3.5 | 1
3 Revenue Sufficiency | 2030 | 6 | 3.6 | 1
3 Revenue Sufficiency | 2030 | 6 | 3.7 | 1
3 Revenue Sufficiency | 2030 | 6 | 3.8 | 1
3 Revenue Sufficiency | 2030 | 6 | 4.3 | 1
3 Revenue Sufficiency | 2030 | 6 | 4.6 | 1
3 Revenue Sufficiency | 2030 | 6 | 4.8 | 1
3 Revenue Sufficiency | 2030 | 6 | 4.9 | 1
3 Revenue Sufficiency | 2030 | 6 | 5.2 | 1
3 Revenue Sufficiency | 2030 | 6 | 5.5 | 1
3 Revenue Sufficiency | 2030 | 6 | 5.6 | 3
3 Revenue Sufficiency | 2030 | 6 | 5.7 | 3
3 Revenue Sufficiency | 2030 | 6 | 5.8 | 1
3 Revenue Sufficiency | 2030 | 6 | 6 | 2
3 Revenue Sufficiency | 2030 | 6 | 6.1 | 2
3 Revenue Sufficiency | 2030 | 6 | 6.3 | 2
3 Revenue Sufficiency | 2030 | 6 | 6.4 | 1
3 Revenue Sufficiency | 2030 | 6 | 6.5 | 3
3 Revenue Sufficiency | 2030 | 6 | 6.6 | 2
3 Revenue Sufficiency | 2030 | 6 | 6.9 | 1
3 Revenue Sufficiency | 2030 | 6 | 7 | 3
3 Revenue Sufficiency | 2030 | 6 | 7.1 | 1
3 Revenue Sufficiency | 2030 | 6 | 7.5 | 3
3 Revenue Sufficiency | 2030 | 6 | 7.6 | 1
3 Revenue Sufficiency | 2030 | 6 | 7.8 | 5
3 Revenue Sufficiency | 2030 | 6 | 7.9 | 2
3 Revenue Sufficiency | 2030 | 6 | 8 | 1
3 Revenue Sufficiency | 2030 | 6 | 8.1 | 3
3 Revenue Sufficiency | 2030 | 6 | 8.2 | 3
3 Revenue Sufficiency | 2030 | 6 | 8.3 | 2
3 Revenue Sufficiency | 2030 | 6 | 8.4 | 1
3 Revenue Sufficiency | 2030 | 6 | 8.6 | 1
3 Revenue Sufficiency | 2030 | 6 | 8.7 | 4
3 Revenue Sufficiency | 2030 | 6 | 8.8 | 2
3 Revenue Sufficiency | 2030 | 6 | 8.9 | 2
3 Revenue Sufficiency | 2030 | 6 | 9 | 1
3 Revenue Sufficiency | 2030 | 6 | 9.1 | 2
3 Revenue Sufficiency | 2030 | 6 | 9.3 | 1
3 Revenue Sufficiency | 2030 | 6 | 9.4 | 2
3 Revenue Sufficiency | 2030 | 6 | 9.5 | 3
3 Revenue Sufficiency | 2030 | 6 | 9.6 | 3
3 Revenue Sufficiency | 2030 | 6 | 9.7 | 5
3 Revenue Sufficiency | 2030 | 6 | 9.8 | 3
3 Revenue Sufficiency | 2030 | 6 | 9.9 | 1
3 Revenue Sufficiency | 2030 | 6 | 10 | 4
3 Revenue Sufficiency | 2030 | 6 | 10.1 | 5
3 Revenue Sufficiency | 2030 | 6 | 10.2 | 4
3 Revenue Sufficiency | 2030 | 6 | 10.3 | 4
3 Revenue Sufficiency | 2030 | 6 | 10.4 | 4
3 Revenue Sufficiency | 2030 | 6 | 10.5 | 4
3 Revenue Sufficiency | 2030 | 6 | 10.6 | 6
3 Revenue Sufficiency | 2030 | 6 | 10.7 | 2
3 Revenue Sufficiency | 2030 | 6 | 10.8 | 1
3 Revenue Sufficiency | 2030 | 6 | 10.9 | 5
3 Revenue Sufficiency | 2030 | 6 | 11 | 4
3 Revenue Sufficiency | 2030 | 6 | 11.1 | 3
3 Revenue Sufficiency | 2030 | 6 | 11.2 | 2
3 Revenue Sufficiency | 2030 | 6 | 11.3 | 1
3 Revenue Sufficiency | 2030 | 6 | 11.4 | 1
3 Revenue Sufficiency | 2030 | 6 | 11.5 | 7
3 Revenue Sufficiency | 2030 | 6 | 11.6 | 4
3 Revenue Sufficiency | 2030 | 6 | 11.7 | 1
3 Revenue Sufficiency | 2030 | 6 | 11.8 | 3
3 Revenue Sufficiency | 2030 | 6 | 11.9 | 3
3 Revenue Sufficiency | 2030 | 6 | 12 | 6
3 Revenue Sufficiency | 2030 | 6 | 12.1 | 4
3 Revenue Sufficiency | 2030 | 6 | 12.2 | 3
3 Revenue Sufficiency | 2030 | 6 | 12.3 | 4
3 Revenue Sufficiency | 2030 | 6 | 12.4 | 5
3 Revenue Sufficiency | 2030 | 6 | 12.5 | 2
3 Revenue Sufficiency | 2030 | 6 | 12.6 | 5
3 Revenue Sufficiency | 2030 | 6 | 12.7 | 6
3 Revenue Sufficiency | 2030 | 6 | 12.8 | 3
3 Revenue Sufficiency | 2030 | 6 | 12.9 | 3
3 Revenue Sufficiency | 2030 | 6 | 13 | 4
3 Revenue Sufficiency | 2030 | 6 | 13.1 | 1
3 Revenue Sufficiency | 2030 | 6 | 13.2 | 3
3 Revenue Sufficiency | 2030 | 6 | 13.3 | 2
3 Revenue Sufficiency | 2030 | 6 | 13.5 | 2
3 Revenue Sufficiency | 2030 | 6 | 13.6 | 1
3 Revenue Sufficiency | 2030 | 6 | 13.7 | 1
3 Revenue Sufficiency | 2030 | 6 | 13.8 | 4
3 Revenue Sufficiency | 2030 | 6 | 13.9 | 7
3 Revenue Sufficiency | 2030 | 6 | 14 | 2
3 Revenue Sufficiency | 2030 | 6 | 14.1 | 7
3 Revenue Sufficiency | 2030 | 6 | 14.2 | 3
3 Revenue Sufficiency | 2030 | 6 | 14.3 | 2
3 Revenue Sufficiency | 2030 | 6 | 14.5 | 3
3 Revenue Sufficiency | 2030 | 6 | 14.6 | 8
3 Revenue Sufficiency | 2030 | 6 | 14.7 | 3
3 Revenue Sufficiency | 2030 | 6 | 14.8 | 5
3 Revenue Sufficiency | 2030 | 6 | 14.9 | 3
3 Revenue Sufficiency | 2030 | 6 | 15 | 3
3 Revenue Sufficiency | 2030 | 6 | 15.1 | 4
3 Revenue Sufficiency | 2030 | 6 | 15.2 | 2
3 Revenue Sufficiency | 2030 | 6 | 15.3 | 4
3 Revenue Sufficiency | 2030 | 6 | 15.4 | 8
3 Revenue Sufficiency | 2030 | 6 | 15.5 | 1
3 Revenue Sufficiency | 2030 | 6 | 15.6 | 1
3 Revenue Sufficiency | 2030 | 6 | 15.7 | 1
3 Revenue Sufficiency | 2030 | 6 | 15.8 | 4
3 Revenue Sufficiency | 2030 | 6 | 15.9 | 3
3 Revenue Sufficiency | 2030 | 6 | 16 | 4
3 Revenue Sufficiency | 2030 | 6 | 16.1 | 3
3 Revenue Sufficiency | 2030 | 6 | 16.2 | 3
3 Revenue Sufficiency | 2030 | 6 | 16.3 | 3
3 Revenue Sufficiency | 2030 | 6 | 16.4 | 4
3 Revenue Sufficiency | 2030 | 6 | 16.5 | 4
3 Revenue Sufficiency | 2030 | 6 | 16.6 | 4
3 Revenue Sufficiency | 2030 | 6 | 16.7 | 3
3 Revenue Sufficiency | 2030 | 6 | 16.8 | 3
3 Revenue Sufficiency | 2030 | 6 | 16.9 | 6
3 Revenue Sufficiency | 2030 | 6 | 17 | 2
3 Revenue Sufficiency | 2030 | 6 | 17.1 | 1
3 Revenue Sufficiency | 2030 | 6 | 17.2 | 3
3 Revenue Sufficiency | 2030 | 6 | 17.3 | 5
3 Revenue Sufficiency | 2030 | 6 | 17.4 | 2
3 Revenue Sufficiency | 2030 | 6 | 17.5 | 5
3 Revenue Sufficiency | 2030 | 6 | 17.6 | 2
3 Revenue Sufficiency | 2030 | 6 | 17.7 | 7
3 Revenue Sufficiency | 2030 | 6 | 17.8 | 4
3 Revenue Sufficiency | 2030 | 6 | 17.9 | 5
3 Revenue Sufficiency | 2030 | 6 | 18 | 2
3 Revenue Sufficiency | 2030 | 6 | 18.1 | 6
3 Revenue Sufficiency | 2030 | 6 | 18.2 | 2
3 Revenue Sufficiency | 2030 | 6 | 18.3 | 1
3 Revenue Sufficiency | 2030 | 6 | 18.4 | 4
3 Revenue Sufficiency | 2030 | 6 | 18.5 | 3
3 Revenue Sufficiency | 2030 | 6 | 18.6 | 1
3 Revenue Sufficiency | 2030 | 6 | 18.7 | 7
3 Revenue Sufficiency | 2030 | 6 | 18.8 | 4
3 Revenue Sufficiency | 2030 | 6 | 18.9 | 1
3 Revenue Sufficiency | 2030 | 6 | 19 | 2
3 Revenue Sufficiency | 2030 | 6 | 19.1 | 1
3 Revenue Sufficiency | 2030 | 6 | 19.2 | 4
3 Revenue Sufficiency | 2030 | 6 | 19.3 | 5
3 Revenue Sufficiency | 2030 | 6 | 19.4 | 1
3 Revenue Sufficiency | 2030 | 6 | 19.6 | 2
3 Revenue Sufficiency | 2030 | 6 | 19.7 | 4
3 Revenue Sufficiency | 2030 | 6 | 19.8 | 3
3 Revenue Sufficiency | 2030 | 6 | 19.9 | 3
3 Revenue Sufficiency | 2030 | 6 | 20 | 3
3 Revenue Sufficiency | 2030 | 6 | 20.1 | 4
3 Revenue Sufficiency | 2030 | 6 | 20.2 | 5
3 Revenue Sufficiency | 2030 | 6 | 20.3 | 1
3 Revenue Sufficiency | 2030 | 6 | 20.4 | 5
3 Revenue Sufficiency | 2030 | 6 | 20.5 | 4
3 Revenue Sufficiency | 2030 | 6 | 20.6 | 5
3 Revenue Sufficiency | 2030 | 6 | 20.7 | 3
3 Revenue Sufficiency | 2030 | 6 | 20.8 | 2
3 Revenue Sufficiency | 2030 | 6 | 20.9 | 6
3 Revenue Sufficiency | 2030 | 6 | 21 | 4
3 Revenue Sufficiency | 2030 | 6 | 21.1 | 4
3 Revenue Sufficiency | 2030 | 6 | 21.2 | 1
3 Revenue Sufficiency | 2030 | 6 | 21.3 | 5
3 Revenue Sufficiency | 2030 | 6 | 21.4 | 5
3 Revenue Sufficiency | 2030 | 6 | 21.5 | 3
3 Revenue Sufficiency | 2030 | 6 | 21.6 | 4
3 Revenue Sufficiency | 2030 | 6 | 21.7 | 2
3 Revenue Sufficiency | 2030 | 6 | 21.8 | 2
3 Revenue Sufficiency | 2030 | 6 | 21.9 | 2
3 Revenue Sufficiency | 2030 | 6 | 22 | 4
3 Revenue Sufficiency | 2030 | 6 | 22.1 | 3
3 Revenue Sufficiency | 2030 | 6 | 22.2 | 4
3 Revenue Sufficiency | 2030 | 6 | 22.3 | 2
3 Revenue Sufficiency | 2030 | 6 | 22.4 | 1
3 Revenue Sufficiency | 2030 | 6 | 22.5 | 2
3 Revenue Sufficiency | 2030 | 6 | 22.6 | 1
3 Revenue Sufficiency | 2030 | 6 | 22.7 | 9
3 Revenue Sufficiency | 2030 | 6 | 22.8 | 4
3 Revenue Sufficiency | 2030 | 6 | 22.9 | 1
3 Revenue Sufficiency | 2030 | 6 | 23 | 2
3 Revenue Sufficiency | 2030 | 6 | 23.1 | 5
3 Revenue Sufficiency | 2030 | 6 | 23.2 | 2
3 Revenue Sufficiency | 2030 | 6 | 23.3 | 3
3 Revenue Sufficiency | 2030 | 6 | 23.4 | 3
3 Revenue Sufficiency | 2030 | 6 | 23.5 | 1
3 Revenue Sufficiency | 2030 | 6 | 23.6 | 3
3 Revenue Sufficiency | 2030 | 6 | 23.7 | 1
3 Revenue Sufficiency | 2030 | 6 | 23.9 | 1
3 Revenue Sufficiency | 2030 | 6 | 24 | 1
3 Revenue Sufficiency | 2030 | 6 | 24.1 | 1
3 Revenue Sufficiency | 2030 | 6 | 24.2 | 2
3 Revenue Sufficiency | 2030 | 6 | 24.4 | 3
3 Revenue Sufficiency | 2030 | 6 | 24.5 | 3
3 Revenue Sufficiency | 2030 | 6 | 24.6 | 2
3 Revenue Sufficiency | 2030 | 6 | 24.7 | 2
3 Revenue Sufficiency | 2030 | 6 | 24.8 | 5
3 Revenue Sufficiency | 2030 | 6 | 24.9 | 3
3 Revenue Sufficiency | 2030 | 6 | 25 | 6
3 Revenue Sufficiency | 2030 | 6 | 25.1 | 1
3 Revenue Sufficiency | 2030 | 6 | 25.2 | 4
3 Revenue Sufficiency | 2030 | 6 | 25.3 | 6
3 Revenue Sufficiency | 2030 | 6 | 25.4 | 1
3 Revenue Sufficiency | 2030 | 6 | 25.5 | 2
3 Revenue Sufficiency | 2030 | 6 | 25.6 | 2
3 Revenue Sufficiency | 2030 | 6 | 25.7 | 2
3 Revenue Sufficiency | 2030 | 6 | 25.9 | 3
3 Revenue Sufficiency | 2030 | 6 | 26 | 1
3 Revenue Sufficiency | 2030 | 6 | 26.1 | 4
3 Revenue Sufficiency | 2030 | 6 | 26.2 | 2
3 Revenue Sufficiency | 2030 | 6 | 26.3 | 6
3 Revenue Sufficiency | 2030 | 6 | 26.4 | 1
3 Revenue Sufficiency | 2030 | 6 | 26.5 | 4
3 Revenue Sufficiency | 2030 | 6 | 26.7 | 2
3 Revenue Sufficiency | 2030 | 6 | 26.9 | 3
3 Revenue Sufficiency | 2030 | 6 | 27 | 4
3 Revenue Sufficiency | 2030 | 6 | 27.1 | 2
3 Revenue Sufficiency | 2030 | 6 | 27.2 | 3
3 Revenue Sufficiency | 2030 | 6 | 27.3 | 4
3 Revenue Sufficiency | 2030 | 6 | 27.4 | 1
3 Revenue Sufficiency | 2030 | 6 | 27.5 | 1
3 Revenue Sufficiency | 2030 | 6 | 27.6 | 2
3 Revenue Sufficiency | 2030 | 6 | 27.7 | 1
3 Revenue Sufficiency | 2030 | 6 | 27.9 | 2
3 Revenue Sufficiency | 2030 | 6 | 28 | 2
3 Revenue Sufficiency | 2030 | 6 | 28.1 | 4
3 Revenue Sufficiency | 2030 | 6 | 28.2 | 3
3 Revenue Sufficiency | 2030 | 6 | 28.3 | 4
3 Revenue Sufficiency | 2030 | 6 | 28.4 | 4
3 Revenue Sufficiency | 2030 | 6 | 28.5 | 2
3 Revenue Sufficiency | 2030 | 6 | 28.6 | 2
3 Revenue Sufficiency | 2030 | 6 | 28.7 | 3
3 Revenue Sufficiency | 2030 | 6 | 28.9 | 1
3 Revenue Sufficiency | 2030 | 6 | 29 | 2
3 Revenue Sufficiency | 2030 | 6 | 29.1 | 1
3 Revenue Sufficiency | 2030 | 6 | 29.2 | 2
3 Revenue Sufficiency | 2030 | 6 | 29.3 | 2
3 Revenue Sufficiency | 2030 | 6 | 29.4 | 5
3 Revenue Sufficiency | 2030 | 6 | 29.5 | 5
3 Revenue Sufficiency | 2030 | 6 | 29.6 | 2
3 Revenue Sufficiency | 2030 | 6 | 29.7 | 1
3 Revenue Sufficiency | 2030 | 6 | 29.9 | 1
3 Revenue Sufficiency | 2030 | 6 | 30 | 2
3 Revenue Sufficiency | 2030 | 6 | 30.1 | 2
3 Revenue Sufficiency | 2030 | 6 | 30.2 | 1
3 Revenue Sufficiency | 2030 | 6 | 30.3 | 1
3 Revenue Sufficiency | 2030 | 6 | 30.4 | 5
3 Revenue Sufficiency | 2030 | 6 | 30.5 | 3
3 Revenue Sufficiency | 2030 | 6 | 30.6 | 2
3 Revenue Sufficiency | 2030 | 6 | 30.7 | 2
3 Revenue Sufficiency | 2030 | 6 | 30.8 | 3
3 Revenue Sufficiency | 2030 | 6 | 31 | 5
3 Revenue Sufficiency | 2030 | 6 | 31.2 | 2
3 Revenue Sufficiency | 2030 | 6 | 31.3 | 3
3 Revenue Sufficiency | 2030 | 6 | 31.4 | 2
3 Revenue Sufficiency | 2030 | 6 | 31.5 | 1
3 Revenue Sufficiency | 2030 | 6 | 31.6 | 1
3 Revenue Sufficiency | 2030 | 6 | 31.7 | 1
3 Revenue Sufficiency | 2030 | 6 | 31.8 | 3
3 Revenue Sufficiency | 2030 | 6 | 31.9 | 1
3 Revenue Sufficiency | 2030 | 6 | 32.2 | 5
3 Revenue Sufficiency | 2030 | 6 | 32.3 | 1
3 Revenue Sufficiency | 2030 | 6 | 32.4 | 2
3 Revenue Sufficiency | 2030 | 6 | 32.5 | 1
3 Revenue Sufficiency | 2030 | 6 | 32.6 | 1
3 Revenue Sufficiency | 2030 | 6 | 32.8 | 2
3 Revenue Sufficiency | 2030 | 6 | 33 | 1
3 Revenue Sufficiency | 2030 | 6 | 33.4 | 2
3 Revenue Sufficiency | 2030 | 6 | 33.5 | 4
3 Revenue Sufficiency | 2030 | 6 | 33.8 | 2
3 Revenue Sufficiency | 2030 | 6 | 33.9 | 1
3 Revenue Sufficiency | 2030 | 6 | 34.1 | 1
3 Revenue Sufficiency | 2030 | 6 | 34.2 | 1
3 Revenue Sufficiency | 2030 | 6 | 34.3 | 1
3 Revenue Sufficiency | 2030 | 6 | 34.5 | 3
3 Revenue Sufficiency | 2030 | 6 | 34.8 | 1
3 Revenue Sufficiency | 2030 | 6 | 34.9 | 1
3 Revenue Sufficiency | 2030 | 6 | 35 | 2
3 Revenue Sufficiency | 2030 | 6 | 35.1 | 1
3 Revenue Sufficiency | 2030 | 6 | 35.2 | 2
3 Revenue Sufficiency | 2030 | 6 | 35.3 | 2
3 Revenue Sufficiency | 2030 | 6 | 35.5 | 2
3 Revenue Sufficiency | 2030 | 6 | 35.6 | 1
3 Revenue Sufficiency | 2030 | 6 | 35.7 | 1
3 Revenue Sufficiency | 2030 | 6 | 35.8 | 1
3 Revenue Sufficiency | 2030 | 6 | 36 | 3
3 Revenue Sufficiency | 2030 | 6 | 36.2 | 3
3 Revenue Sufficiency | 2030 | 6 | 36.3 | 1
3 Revenue Sufficiency | 2030 | 6 | 36.4 | 1
3 Revenue Sufficiency | 2030 | 6 | 36.6 | 2
3 Revenue Sufficiency | 2030 | 6 | 36.8 | 1
3 Revenue Sufficiency | 2030 | 6 | 36.9 | 2
3 Revenue Sufficiency | 2030 | 6 | 37 | 2
3 Revenue Sufficiency | 2030 | 6 | 37.1 | 2
3 Revenue Sufficiency | 2030 | 6 | 37.2 | 1
3 Revenue Sufficiency | 2030 | 6 | 37.3 | 1
3 Revenue Sufficiency | 2030 | 6 | 37.4 | 1
3 Revenue Sufficiency | 2030 | 6 | 37.6 | 3
3 Revenue Sufficiency | 2030 | 6 | 37.8 | 2
3 Revenue Sufficiency | 2030 | 6 | 38 | 1
3 Revenue Sufficiency | 2030 | 6 | 38.1 | 1
3 Revenue Sufficiency | 2030 | 6 | 38.3 | 1
3 Revenue Sufficiency | 2030 | 6 | 38.4 | 3
3 Revenue Sufficiency | 2030 | 6 | 38.9 | 1
3 Revenue Sufficiency | 2030 | 6 | 39 | 1
3 Revenue Sufficiency | 2030 | 6 | 39.3 | 1
3 Revenue Sufficiency | 2030 | 6 | 39.4 | 2
3 Revenue Sufficiency | 2030 | 6 | 39.6 | 1
3 Revenue Sufficiency | 2030 | 6 | 39.7 | 1
3 Revenue Sufficiency | 2030 | 6 | 39.9 | 3
3 Revenue Sufficiency | 2030 | 6 | 40.2 | 1
3 Revenue Sufficiency | 2030 | 6 | 40.5 | 1
3 Revenue Sufficiency | 2030 | 6 | 40.7 | 3
3 Revenue Sufficiency | 2030 | 6 | 40.8 | 1
3 Revenue Sufficiency | 2030 | 6 | 41.1 | 1
3 Revenue Sufficiency | 2030 | 6 | 41.3 | 2
3 Revenue Sufficiency | 2030 | 6 | 41.4 | 1
3 Revenue Sufficiency | 2030 | 6 | 41.5 | 1
3 Revenue Sufficiency | 2030 | 6 | 41.7 | 2
3 Revenue Sufficiency | 2030 | 6 | 41.9 | 1
3 Revenue Sufficiency | 2030 | 6 | 42.1 | 1
3 Revenue Sufficiency | 2030 | 6 | 42.8 | 2
3 Revenue Sufficiency | 2030 | 6 | 42.9 | 1
3 Revenue Sufficiency | 2030 | 6 | 43 | 2
3 Revenue Sufficiency | 2030 | 6 | 43.2 | 1
3 Revenue Sufficiency | 2030 | 6 | 43.3 | 1
3 Revenue Sufficiency | 2030 | 6 | 43.8 | 1
3 Revenue Sufficiency | 2030 | 6 | 44.1 | 1
3 Revenue Sufficiency | 2030 | 6 | 44.2 | 1
3 Revenue Sufficiency | 2030 | 6 | 44.4 | 1
3 Revenue Sufficiency | 2030 | 6 | 44.6 | 1
3 Revenue Sufficiency | 2030 | 6 | 44.9 | 2
3 Revenue Sufficiency | 2030 | 6 | 45 | 1
3 Revenue Sufficiency | 2030 | 6 | 45.1 | 1
3 Revenue Sufficiency | 2030 | 6 | 45.2 | 1
3 Revenue Sufficiency | 2030 | 6 | 45.6 | 1
3 Revenue Sufficiency | 2030 | 6 | 45.9 | 1
3 Revenue Sufficiency | 2030 | 6 | 46 | 1
3 Revenue Sufficiency | 2030 | 6 | 46.2 | 2
3 Revenue Sufficiency | 2030 | 6 | 46.3 | 2
3 Revenue Sufficiency | 2030 | 6 | 46.4 | 1
3 Revenue Sufficiency | 2030 | 6 | 46.8 | 1
3 Revenue Sufficiency | 2030 | 6 | 47.7 | 1
3 Revenue Sufficiency | 2030 | 6 | 47.9 | 1
3 Revenue Sufficiency | 2030 | 6 | 48 | 3
3 Revenue Sufficiency | 2030 | 6 | 48.2 | 1
3 Revenue Sufficiency | 2030 | 6 | 48.3 | 1
3 Revenue Sufficiency | 2030 | 6 | 48.6 | 1
3 Revenue Sufficiency | 2030 | 6 | 48.9 | 1
3 Revenue Sufficiency | 2030 | 6 | 49.3 | 1
3 Revenue Sufficiency | 2030 | 6 | 50 | 1
3 Revenue Sufficiency | 2030 | 6 | 51.1 | 1
3 Revenue Sufficiency | 2030 | 6 | 51.7 | 1
3 Revenue Sufficiency | 2030 | 6 | 52.5 | 1
3 Revenue Sufficiency | 2030 | 6 | 52.9 | 1
3 Revenue Sufficiency | 2030 | 6 | 53.3 | 1
3 Revenue Sufficiency | 2030 | 6 | 54.6 | 1
3 Revenue Sufficiency | 2030 | 6 | 54.8 | 1
3 Revenue Sufficiency | 2030 | 6 | 55.3 | 1
3 Revenue Sufficiency | 2030 | 6 | 56.4 | 1
3 Revenue Sufficiency | 2030 | 6 | 56.7 | 1
3 Revenue Sufficiency | 2030 | 6 | 59.3 | 1
3 Revenue Sufficiency | 2030 | 6 | 60.7 | 2
3 Revenue Sufficiency | 2030 | 6 | 60.9 | 1
3 Revenue Sufficiency | 2030 | 6 | 61.2 | 1
3 Revenue Sufficiency | 2030 | 6 | 62.4 | 1
3 Revenue Sufficiency | 2030 | 6 | 62.6 | 1
3 Revenue Sufficiency | 2030 | 6 | 62.7 | 1
3 Revenue Sufficiency | 2030 | 6 | 62.9 | 1
3 Revenue Sufficiency | 2030 | 6 | 63 | 1
3 Revenue Sufficiency | 2030 | 6 | 65.6 | 1
3 Revenue Sufficiency | 2030 | 6 | 77.3 | 1
3 Revenue Sufficiency | 2030 | 6 | 78.6 | 1
3 Revenue Sufficiency | 2030 | 6 | 79.7 | 1
3 Revenue Sufficiency | 2030 | 7 | -101.7 | 1
3 Revenue Sufficiency | 2030 | 7 | -95.6 | 1
3 Revenue Sufficiency | 2030 | 7 | -66.5 | 1
3 Revenue Sufficiency | 2030 | 7 | -64.7 | 1
3 Revenue Sufficiency | 2030 | 7 | -63.4 | 1
3 Revenue Sufficiency | 2030 | 7 | -62.8 | 1
3 Revenue Sufficiency | 2030 | 7 | -61.1 | 1
3 Revenue Sufficiency | 2030 | 7 | -59.3 | 1
3 Revenue Sufficiency | 2030 | 7 | -59.2 | 1
3 Revenue Sufficiency | 2030 | 7 | -56.7 | 1
3 Revenue Sufficiency | 2030 | 7 | -56.6 | 1
3 Revenue Sufficiency | 2030 | 7 | -54.8 | 1
3 Revenue Sufficiency | 2030 | 7 | -54.3 | 1
3 Revenue Sufficiency | 2030 | 7 | -54.1 | 1
3 Revenue Sufficiency | 2030 | 7 | -53.9 | 1
3 Revenue Sufficiency | 2030 | 7 | -51.6 | 1
3 Revenue Sufficiency | 2030 | 7 | -49.9 | 1
3 Revenue Sufficiency | 2030 | 7 | -49.5 | 1
3 Revenue Sufficiency | 2030 | 7 | -49.4 | 1
3 Revenue Sufficiency | 2030 | 7 | -49.1 | 1
3 Revenue Sufficiency | 2030 | 7 | -48.9 | 1
3 Revenue Sufficiency | 2030 | 7 | -48.3 | 1
3 Revenue Sufficiency | 2030 | 7 | -47.9 | 1
3 Revenue Sufficiency | 2030 | 7 | -47.8 | 1
3 Revenue Sufficiency | 2030 | 7 | -46.8 | 1
3 Revenue Sufficiency | 2030 | 7 | -45.8 | 1
3 Revenue Sufficiency | 2030 | 7 | -45.4 | 2
3 Revenue Sufficiency | 2030 | 7 | -45.1 | 1
3 Revenue Sufficiency | 2030 | 7 | -44.9 | 1
3 Revenue Sufficiency | 2030 | 7 | -44.8 | 1
3 Revenue Sufficiency | 2030 | 7 | -44.6 | 1
3 Revenue Sufficiency | 2030 | 7 | -44.4 | 1
3 Revenue Sufficiency | 2030 | 7 | -44.1 | 1
3 Revenue Sufficiency | 2030 | 7 | -44 | 1
3 Revenue Sufficiency | 2030 | 7 | -43.8 | 1
3 Revenue Sufficiency | 2030 | 7 | -43.7 | 1
3 Revenue Sufficiency | 2030 | 7 | -43.5 | 1
3 Revenue Sufficiency | 2030 | 7 | -43.4 | 1
3 Revenue Sufficiency | 2030 | 7 | -43.2 | 1
3 Revenue Sufficiency | 2030 | 7 | -43 | 2
3 Revenue Sufficiency | 2030 | 7 | -42.9 | 1
3 Revenue Sufficiency | 2030 | 7 | -42.8 | 1
3 Revenue Sufficiency | 2030 | 7 | -42.6 | 1
3 Revenue Sufficiency | 2030 | 7 | -42.5 | 1
3 Revenue Sufficiency | 2030 | 7 | -42.2 | 1
3 Revenue Sufficiency | 2030 | 7 | -41.7 | 2
3 Revenue Sufficiency | 2030 | 7 | -41.6 | 1
3 Revenue Sufficiency | 2030 | 7 | -41.3 | 1
3 Revenue Sufficiency | 2030 | 7 | -41.1 | 2
3 Revenue Sufficiency | 2030 | 7 | -41 | 1
3 Revenue Sufficiency | 2030 | 7 | -40.3 | 1
3 Revenue Sufficiency | 2030 | 7 | -40.2 | 3
3 Revenue Sufficiency | 2030 | 7 | -40.1 | 1
3 Revenue Sufficiency | 2030 | 7 | -39.8 | 1
3 Revenue Sufficiency | 2030 | 7 | -39.6 | 2
3 Revenue Sufficiency | 2030 | 7 | -39.1 | 1
3 Revenue Sufficiency | 2030 | 7 | -38.7 | 1
3 Revenue Sufficiency | 2030 | 7 | -38.5 | 2
3 Revenue Sufficiency | 2030 | 7 | -38.2 | 2
3 Revenue Sufficiency | 2030 | 7 | -38.1 | 2
3 Revenue Sufficiency | 2030 | 7 | -37.7 | 1
3 Revenue Sufficiency | 2030 | 7 | -37.3 | 1
3 Revenue Sufficiency | 2030 | 7 | -37.2 | 3
3 Revenue Sufficiency | 2030 | 7 | -36.9 | 1
3 Revenue Sufficiency | 2030 | 7 | -36.8 | 2
3 Revenue Sufficiency | 2030 | 7 | -36.7 | 2
3 Revenue Sufficiency | 2030 | 7 | -36.5 | 2
3 Revenue Sufficiency | 2030 | 7 | -36.3 | 1
3 Revenue Sufficiency | 2030 | 7 | -36.1 | 1
3 Revenue Sufficiency | 2030 | 7 | -35.9 | 1
3 Revenue Sufficiency | 2030 | 7 | -35.6 | 1
3 Revenue Sufficiency | 2030 | 7 | -35.5 | 1
3 Revenue Sufficiency | 2030 | 7 | -35.4 | 1
3 Revenue Sufficiency | 2030 | 7 | -35.3 | 1
3 Revenue Sufficiency | 2030 | 7 | -35.2 | 1
3 Revenue Sufficiency | 2030 | 7 | -34.9 | 1
3 Revenue Sufficiency | 2030 | 7 | -34.7 | 1
3 Revenue Sufficiency | 2030 | 7 | -34.6 | 1
3 Revenue Sufficiency | 2030 | 7 | -34.4 | 3
3 Revenue Sufficiency | 2030 | 7 | -34.3 | 2
3 Revenue Sufficiency | 2030 | 7 | -34.2 | 1
3 Revenue Sufficiency | 2030 | 7 | -33.9 | 1
3 Revenue Sufficiency | 2030 | 7 | -33.8 | 1
3 Revenue Sufficiency | 2030 | 7 | -33.7 | 1
3 Revenue Sufficiency | 2030 | 7 | -33.4 | 2
3 Revenue Sufficiency | 2030 | 7 | -33.3 | 1
3 Revenue Sufficiency | 2030 | 7 | -33.1 | 1
3 Revenue Sufficiency | 2030 | 7 | -33 | 1
3 Revenue Sufficiency | 2030 | 7 | -32.8 | 1
3 Revenue Sufficiency | 2030 | 7 | -32.7 | 1
3 Revenue Sufficiency | 2030 | 7 | -32.6 | 2
3 Revenue Sufficiency | 2030 | 7 | -32.5 | 1
3 Revenue Sufficiency | 2030 | 7 | -32.4 | 3
3 Revenue Sufficiency | 2030 | 7 | -32.2 | 1
3 Revenue Sufficiency | 2030 | 7 | -32 | 1
3 Revenue Sufficiency | 2030 | 7 | -31.9 | 1
3 Revenue Sufficiency | 2030 | 7 | -31.8 | 2
3 Revenue Sufficiency | 2030 | 7 | -31.5 | 2
3 Revenue Sufficiency | 2030 | 7 | -31.3 | 1
3 Revenue Sufficiency | 2030 | 7 | -31.2 | 1
3 Revenue Sufficiency | 2030 | 7 | -31.1 | 2
3 Revenue Sufficiency | 2030 | 7 | -30.8 | 2
3 Revenue Sufficiency | 2030 | 7 | -30.7 | 2
3 Revenue Sufficiency | 2030 | 7 | -30.6 | 1
3 Revenue Sufficiency | 2030 | 7 | -30.5 | 1
3 Revenue Sufficiency | 2030 | 7 | -30.4 | 1
3 Revenue Sufficiency | 2030 | 7 | -30.2 | 3
3 Revenue Sufficiency | 2030 | 7 | -30.1 | 1
3 Revenue Sufficiency | 2030 | 7 | -30 | 3
3 Revenue Sufficiency | 2030 | 7 | -29.8 | 4
3 Revenue Sufficiency | 2030 | 7 | -29.7 | 2
3 Revenue Sufficiency | 2030 | 7 | -29.6 | 1
3 Revenue Sufficiency | 2030 | 7 | -29.5 | 1
3 Revenue Sufficiency | 2030 | 7 | -29.2 | 2
3 Revenue Sufficiency | 2030 | 7 | -29.1 | 1
3 Revenue Sufficiency | 2030 | 7 | -29 | 3
3 Revenue Sufficiency | 2030 | 7 | -28.9 | 3
3 Revenue Sufficiency | 2030 | 7 | -28.8 | 2
3 Revenue Sufficiency | 2030 | 7 | -28.7 | 1
3 Revenue Sufficiency | 2030 | 7 | -28.6 | 2
3 Revenue Sufficiency | 2030 | 7 | -28.5 | 1
3 Revenue Sufficiency | 2030 | 7 | -28.4 | 2
3 Revenue Sufficiency | 2030 | 7 | -28.3 | 2
3 Revenue Sufficiency | 2030 | 7 | -28.1 | 3
3 Revenue Sufficiency | 2030 | 7 | -28 | 3
3 Revenue Sufficiency | 2030 | 7 | -27.9 | 4
3 Revenue Sufficiency | 2030 | 7 | -27.8 | 1
3 Revenue Sufficiency | 2030 | 7 | -27.6 | 2
3 Revenue Sufficiency | 2030 | 7 | -27.5 | 2
3 Revenue Sufficiency | 2030 | 7 | -27.3 | 1
3 Revenue Sufficiency | 2030 | 7 | -27.2 | 1
3 Revenue Sufficiency | 2030 | 7 | -27.1 | 1
3 Revenue Sufficiency | 2030 | 7 | -26.8 | 3
3 Revenue Sufficiency | 2030 | 7 | -26.7 | 2
3 Revenue Sufficiency | 2030 | 7 | -26.6 | 2
3 Revenue Sufficiency | 2030 | 7 | -26.5 | 4
3 Revenue Sufficiency | 2030 | 7 | -26.2 | 2
3 Revenue Sufficiency | 2030 | 7 | -26 | 3
3 Revenue Sufficiency | 2030 | 7 | -25.9 | 1
3 Revenue Sufficiency | 2030 | 7 | -25.8 | 1
3 Revenue Sufficiency | 2030 | 7 | -25.7 | 2
3 Revenue Sufficiency | 2030 | 7 | -25.6 | 3
3 Revenue Sufficiency | 2030 | 7 | -25.5 | 1
3 Revenue Sufficiency | 2030 | 7 | -25.4 | 5
3 Revenue Sufficiency | 2030 | 7 | -25.3 | 2
3 Revenue Sufficiency | 2030 | 7 | -25.2 | 1
3 Revenue Sufficiency | 2030 | 7 | -25.1 | 2
3 Revenue Sufficiency | 2030 | 7 | -24.9 | 1
3 Revenue Sufficiency | 2030 | 7 | -24.8 | 3
3 Revenue Sufficiency | 2030 | 7 | -24.7 | 1
3 Revenue Sufficiency | 2030 | 7 | -24.6 | 3
3 Revenue Sufficiency | 2030 | 7 | -24.5 | 4
3 Revenue Sufficiency | 2030 | 7 | -24.4 | 1
3 Revenue Sufficiency | 2030 | 7 | -24.3 | 3
3 Revenue Sufficiency | 2030 | 7 | -24.2 | 4
3 Revenue Sufficiency | 2030 | 7 | -24.1 | 2
3 Revenue Sufficiency | 2030 | 7 | -24 | 1
3 Revenue Sufficiency | 2030 | 7 | -23.8 | 2
3 Revenue Sufficiency | 2030 | 7 | -23.7 | 2
3 Revenue Sufficiency | 2030 | 7 | -23.6 | 3
3 Revenue Sufficiency | 2030 | 7 | -23.5 | 1
3 Revenue Sufficiency | 2030 | 7 | -23.4 | 3
3 Revenue Sufficiency | 2030 | 7 | -23.3 | 2
3 Revenue Sufficiency | 2030 | 7 | -23.2 | 2
3 Revenue Sufficiency | 2030 | 7 | -23.1 | 2
3 Revenue Sufficiency | 2030 | 7 | -23 | 4
3 Revenue Sufficiency | 2030 | 7 | -22.9 | 5
3 Revenue Sufficiency | 2030 | 7 | -22.8 | 3
3 Revenue Sufficiency | 2030 | 7 | -22.7 | 6
3 Revenue Sufficiency | 2030 | 7 | -22.5 | 5
3 Revenue Sufficiency | 2030 | 7 | -22.4 | 1
3 Revenue Sufficiency | 2030 | 7 | -22.3 | 2
3 Revenue Sufficiency | 2030 | 7 | -22.2 | 1
3 Revenue Sufficiency | 2030 | 7 | -22.1 | 2
3 Revenue Sufficiency | 2030 | 7 | -22 | 3
3 Revenue Sufficiency | 2030 | 7 | -21.9 | 2
3 Revenue Sufficiency | 2030 | 7 | -21.8 | 5
3 Revenue Sufficiency | 2030 | 7 | -21.7 | 8
3 Revenue Sufficiency | 2030 | 7 | -21.6 | 4
3 Revenue Sufficiency | 2030 | 7 | -21.5 | 1
3 Revenue Sufficiency | 2030 | 7 | -21.4 | 7
3 Revenue Sufficiency | 2030 | 7 | -21 | 3
3 Revenue Sufficiency | 2030 | 7 | -20.9 | 2
3 Revenue Sufficiency | 2030 | 7 | -20.8 | 1
3 Revenue Sufficiency | 2030 | 7 | -20.7 | 4
3 Revenue Sufficiency | 2030 | 7 | -20.6 | 3
3 Revenue Sufficiency | 2030 | 7 | -20.5 | 3
3 Revenue Sufficiency | 2030 | 7 | -20.4 | 4
3 Revenue Sufficiency | 2030 | 7 | -20.3 | 1
3 Revenue Sufficiency | 2030 | 7 | -20.2 | 3
3 Revenue Sufficiency | 2030 | 7 | -20.1 | 5
3 Revenue Sufficiency | 2030 | 7 | -19.9 | 2
3 Revenue Sufficiency | 2030 | 7 | -19.8 | 3
3 Revenue Sufficiency | 2030 | 7 | -19.7 | 7
3 Revenue Sufficiency | 2030 | 7 | -19.6 | 1
3 Revenue Sufficiency | 2030 | 7 | -19.5 | 2
3 Revenue Sufficiency | 2030 | 7 | -19.4 | 1
3 Revenue Sufficiency | 2030 | 7 | -19.3 | 7
3 Revenue Sufficiency | 2030 | 7 | -19.2 | 3
3 Revenue Sufficiency | 2030 | 7 | -19.1 | 1
3 Revenue Sufficiency | 2030 | 7 | -19 | 3
3 Revenue Sufficiency | 2030 | 7 | -18.9 | 3
3 Revenue Sufficiency | 2030 | 7 | -18.8 | 3
3 Revenue Sufficiency | 2030 | 7 | -18.7 | 2
3 Revenue Sufficiency | 2030 | 7 | -18.6 | 2
3 Revenue Sufficiency | 2030 | 7 | -18.5 | 2
3 Revenue Sufficiency | 2030 | 7 | -18.4 | 2
3 Revenue Sufficiency | 2030 | 7 | -18.3 | 3
3 Revenue Sufficiency | 2030 | 7 | -18.1 | 4
3 Revenue Sufficiency | 2030 | 7 | -18 | 4
3 Revenue Sufficiency | 2030 | 7 | -17.9 | 5
3 Revenue Sufficiency | 2030 | 7 | -17.8 | 2
3 Revenue Sufficiency | 2030 | 7 | -17.7 | 2
3 Revenue Sufficiency | 2030 | 7 | -17.6 | 2
3 Revenue Sufficiency | 2030 | 7 | -17.5 | 3
3 Revenue Sufficiency | 2030 | 7 | -17.4 | 3
3 Revenue Sufficiency | 2030 | 7 | -17.3 | 5
3 Revenue Sufficiency | 2030 | 7 | -17.2 | 3
3 Revenue Sufficiency | 2030 | 7 | -17.1 | 3
3 Revenue Sufficiency | 2030 | 7 | -17 | 4
3 Revenue Sufficiency | 2030 | 7 | -16.9 | 3
3 Revenue Sufficiency | 2030 | 7 | -16.8 | 5
3 Revenue Sufficiency | 2030 | 7 | -16.7 | 6
3 Revenue Sufficiency | 2030 | 7 | -16.6 | 2
3 Revenue Sufficiency | 2030 | 7 | -16.5 | 2
3 Revenue Sufficiency | 2030 | 7 | -16.4 | 1
3 Revenue Sufficiency | 2030 | 7 | -16.3 | 6
3 Revenue Sufficiency | 2030 | 7 | -16.2 | 3
3 Revenue Sufficiency | 2030 | 7 | -15.9 | 3
3 Revenue Sufficiency | 2030 | 7 | -15.8 | 2
3 Revenue Sufficiency | 2030 | 7 | -15.7 | 2
3 Revenue Sufficiency | 2030 | 7 | -15.6 | 3
3 Revenue Sufficiency | 2030 | 7 | -15.5 | 5
3 Revenue Sufficiency | 2030 | 7 | -15.4 | 2
3 Revenue Sufficiency | 2030 | 7 | -15.3 | 1
3 Revenue Sufficiency | 2030 | 7 | -15.2 | 3
3 Revenue Sufficiency | 2030 | 7 | -15.1 | 3
3 Revenue Sufficiency | 2030 | 7 | -15 | 3
3 Revenue Sufficiency | 2030 | 7 | -14.9 | 2
3 Revenue Sufficiency | 2030 | 7 | -14.8 | 1
3 Revenue Sufficiency | 2030 | 7 | -14.3 | 2
3 Revenue Sufficiency | 2030 | 7 | -14.2 | 1
3 Revenue Sufficiency | 2030 | 7 | -14.1 | 3
3 Revenue Sufficiency | 2030 | 7 | -14 | 3
3 Revenue Sufficiency | 2030 | 7 | -13.9 | 5
3 Revenue Sufficiency | 2030 | 7 | -13.8 | 1
3 Revenue Sufficiency | 2030 | 7 | -13.7 | 2
3 Revenue Sufficiency | 2030 | 7 | -13.6 | 1
3 Revenue Sufficiency | 2030 | 7 | -13.5 | 1
3 Revenue Sufficiency | 2030 | 7 | -13.4 | 2
3 Revenue Sufficiency | 2030 | 7 | -13.3 | 2
3 Revenue Sufficiency | 2030 | 7 | -13.2 | 1
3 Revenue Sufficiency | 2030 | 7 | -13.1 | 2
3 Revenue Sufficiency | 2030 | 7 | -13 | 2
3 Revenue Sufficiency | 2030 | 7 | -12.9 | 3
3 Revenue Sufficiency | 2030 | 7 | -12.8 | 3
3 Revenue Sufficiency | 2030 | 7 | -12.7 | 2
3 Revenue Sufficiency | 2030 | 7 | -12.6 | 1
3 Revenue Sufficiency | 2030 | 7 | -12.5 | 1
3 Revenue Sufficiency | 2030 | 7 | -12.4 | 5
3 Revenue Sufficiency | 2030 | 7 | -12.3 | 2
3 Revenue Sufficiency | 2030 | 7 | -12.2 | 4
3 Revenue Sufficiency | 2030 | 7 | -12 | 2
3 Revenue Sufficiency | 2030 | 7 | -11.9 | 1
3 Revenue Sufficiency | 2030 | 7 | -11.8 | 2
3 Revenue Sufficiency | 2030 | 7 | -11.6 | 3
3 Revenue Sufficiency | 2030 | 7 | -11.5 | 1
3 Revenue Sufficiency | 2030 | 7 | -11.4 | 3
3 Revenue Sufficiency | 2030 | 7 | -11.3 | 2
3 Revenue Sufficiency | 2030 | 7 | -11.2 | 1
3 Revenue Sufficiency | 2030 | 7 | -11.1 | 1
3 Revenue Sufficiency | 2030 | 7 | -11 | 1
3 Revenue Sufficiency | 2030 | 7 | -10.9 | 2
3 Revenue Sufficiency | 2030 | 7 | -10.8 | 1
3 Revenue Sufficiency | 2030 | 7 | -10.7 | 3
3 Revenue Sufficiency | 2030 | 7 | -10.6 | 1
3 Revenue Sufficiency | 2030 | 7 | -10.5 | 2
3 Revenue Sufficiency | 2030 | 7 | -10.3 | 5
3 Revenue Sufficiency | 2030 | 7 | -10.2 | 2
3 Revenue Sufficiency | 2030 | 7 | -10.1 | 3
3 Revenue Sufficiency | 2030 | 7 | -10 | 2
3 Revenue Sufficiency | 2030 | 7 | -9.9 | 1
3 Revenue Sufficiency | 2030 | 7 | -9.8 | 2
3 Revenue Sufficiency | 2030 | 7 | -9.7 | 5
3 Revenue Sufficiency | 2030 | 7 | -9.6 | 1
3 Revenue Sufficiency | 2030 | 7 | -9.5 | 2
3 Revenue Sufficiency | 2030 | 7 | -9.4 | 1
3 Revenue Sufficiency | 2030 | 7 | -9.3 | 1
3 Revenue Sufficiency | 2030 | 7 | -9.2 | 3
3 Revenue Sufficiency | 2030 | 7 | -9.1 | 2
3 Revenue Sufficiency | 2030 | 7 | -9 | 6
3 Revenue Sufficiency | 2030 | 7 | -8.9 | 2
3 Revenue Sufficiency | 2030 | 7 | -8.8 | 2
3 Revenue Sufficiency | 2030 | 7 | -8.6 | 1
3 Revenue Sufficiency | 2030 | 7 | -8.4 | 2
3 Revenue Sufficiency | 2030 | 7 | -8.3 | 1
3 Revenue Sufficiency | 2030 | 7 | -8.2 | 2
3 Revenue Sufficiency | 2030 | 7 | -8.1 | 1
3 Revenue Sufficiency | 2030 | 7 | -7.9 | 1
3 Revenue Sufficiency | 2030 | 7 | -7.8 | 1
3 Revenue Sufficiency | 2030 | 7 | -7.7 | 3
3 Revenue Sufficiency | 2030 | 7 | -7.6 | 3
3 Revenue Sufficiency | 2030 | 7 | -7.5 | 2
3 Revenue Sufficiency | 2030 | 7 | -7.3 | 1
3 Revenue Sufficiency | 2030 | 7 | -7.2 | 1
3 Revenue Sufficiency | 2030 | 7 | -7 | 1
3 Revenue Sufficiency | 2030 | 7 | -6.9 | 1
3 Revenue Sufficiency | 2030 | 7 | -6.7 | 2
3 Revenue Sufficiency | 2030 | 7 | -6.4 | 1
3 Revenue Sufficiency | 2030 | 7 | -6.3 | 1
3 Revenue Sufficiency | 2030 | 7 | -6.2 | 2
3 Revenue Sufficiency | 2030 | 7 | -6.1 | 1
3 Revenue Sufficiency | 2030 | 7 | -6 | 2
3 Revenue Sufficiency | 2030 | 7 | -5.9 | 1
3 Revenue Sufficiency | 2030 | 7 | -5.2 | 2
3 Revenue Sufficiency | 2030 | 7 | -5.1 | 2
3 Revenue Sufficiency | 2030 | 7 | -4.9 | 1
3 Revenue Sufficiency | 2030 | 7 | -4.7 | 1
3 Revenue Sufficiency | 2030 | 7 | -4.3 | 1
3 Revenue Sufficiency | 2030 | 7 | -4.1 | 1
3 Revenue Sufficiency | 2030 | 7 | -3.8 | 3
3 Revenue Sufficiency | 2030 | 7 | -3.5 | 1
3 Revenue Sufficiency | 2030 | 7 | -2.7 | 1
3 Revenue Sufficiency | 2030 | 7 | -2.5 | 1
3 Revenue Sufficiency | 2030 | 7 | -1.9 | 1
3 Revenue Sufficiency | 2030 | 7 | -1.4 | 1
3 Revenue Sufficiency | 2030 | 7 | -1 | 1
3 Revenue Sufficiency | 2030 | 7 | 1.5 | 1
3 Revenue Sufficiency | 2030 | 7 | 1.7 | 2
3 Revenue Sufficiency | 2030 | 7 | 2.1 | 1
3 Revenue Sufficiency | 2030 | 7 | 2.8 | 2
3 Revenue Sufficiency | 2030 | 7 | 5.2 | 2
3 Revenue Sufficiency | 2030 | 7 | 5.7 | 1
3 Revenue Sufficiency | 2030 | 7 | 5.8 | 2
3 Revenue Sufficiency | 2030 | 7 | 5.9 | 1
3 Revenue Sufficiency | 2030 | 7 | 6 | 1
3 Revenue Sufficiency | 2030 | 7 | 6.1 | 3
3 Revenue Sufficiency | 2030 | 7 | 6.2 | 1
3 Revenue Sufficiency | 2030 | 7 | 6.3 | 1
3 Revenue Sufficiency | 2030 | 7 | 6.4 | 1
3 Revenue Sufficiency | 2030 | 7 | 6.8 | 1
3 Revenue Sufficiency | 2030 | 7 | 6.9 | 1
3 Revenue Sufficiency | 2030 | 7 | 7 | 1
3 Revenue Sufficiency | 2030 | 7 | 7.1 | 1
3 Revenue Sufficiency | 2030 | 7 | 7.4 | 1
3 Revenue Sufficiency | 2030 | 7 | 7.7 | 1
3 Revenue Sufficiency | 2030 | 7 | 7.8 | 2
3 Revenue Sufficiency | 2030 | 7 | 8.1 | 1
3 Revenue Sufficiency | 2030 | 7 | 8.2 | 3
3 Revenue Sufficiency | 2030 | 7 | 8.3 | 2
3 Revenue Sufficiency | 2030 | 7 | 8.6 | 1
3 Revenue Sufficiency | 2030 | 7 | 9.1 | 1
3 Revenue Sufficiency | 2030 | 7 | 9.2 | 1
3 Revenue Sufficiency | 2030 | 7 | 9.4 | 1
3 Revenue Sufficiency | 2030 | 7 | 9.5 | 2
3 Revenue Sufficiency | 2030 | 7 | 9.8 | 1
3 Revenue Sufficiency | 2030 | 7 | 9.9 | 1
3 Revenue Sufficiency | 2030 | 7 | 10.1 | 3
3 Revenue Sufficiency | 2030 | 7 | 10.2 | 1
3 Revenue Sufficiency | 2030 | 7 | 10.5 | 3
3 Revenue Sufficiency | 2030 | 7 | 10.6 | 2
3 Revenue Sufficiency | 2030 | 7 | 10.8 | 4
3 Revenue Sufficiency | 2030 | 7 | 10.9 | 2
3 Revenue Sufficiency | 2030 | 7 | 11 | 2
3 Revenue Sufficiency | 2030 | 7 | 11.1 | 3
3 Revenue Sufficiency | 2030 | 7 | 11.2 | 1
3 Revenue Sufficiency | 2030 | 7 | 11.3 | 1
3 Revenue Sufficiency | 2030 | 7 | 11.5 | 2
3 Revenue Sufficiency | 2030 | 7 | 11.6 | 2
3 Revenue Sufficiency | 2030 | 7 | 11.7 | 4
3 Revenue Sufficiency | 2030 | 7 | 11.9 | 3
3 Revenue Sufficiency | 2030 | 7 | 12 | 3
3 Revenue Sufficiency | 2030 | 7 | 12.1 | 1
3 Revenue Sufficiency | 2030 | 7 | 12.2 | 2
3 Revenue Sufficiency | 2030 | 7 | 12.3 | 3
3 Revenue Sufficiency | 2030 | 7 | 12.4 | 2
3 Revenue Sufficiency | 2030 | 7 | 12.5 | 2
3 Revenue Sufficiency | 2030 | 7 | 12.6 | 1
3 Revenue Sufficiency | 2030 | 7 | 12.7 | 1
3 Revenue Sufficiency | 2030 | 7 | 12.8 | 2
3 Revenue Sufficiency | 2030 | 7 | 12.9 | 2
3 Revenue Sufficiency | 2030 | 7 | 13 | 4
3 Revenue Sufficiency | 2030 | 7 | 13.1 | 1
3 Revenue Sufficiency | 2030 | 7 | 13.2 | 2
3 Revenue Sufficiency | 2030 | 7 | 13.3 | 3
3 Revenue Sufficiency | 2030 | 7 | 13.4 | 1
3 Revenue Sufficiency | 2030 | 7 | 13.5 | 4
3 Revenue Sufficiency | 2030 | 7 | 13.6 | 1
3 Revenue Sufficiency | 2030 | 7 | 13.7 | 3
3 Revenue Sufficiency | 2030 | 7 | 13.8 | 4
3 Revenue Sufficiency | 2030 | 7 | 13.9 | 1
3 Revenue Sufficiency | 2030 | 7 | 14 | 1
3 Revenue Sufficiency | 2030 | 7 | 14.1 | 2
3 Revenue Sufficiency | 2030 | 7 | 14.2 | 5
3 Revenue Sufficiency | 2030 | 7 | 14.3 | 2
3 Revenue Sufficiency | 2030 | 7 | 14.5 | 2
3 Revenue Sufficiency | 2030 | 7 | 14.6 | 3
3 Revenue Sufficiency | 2030 | 7 | 14.8 | 3
3 Revenue Sufficiency | 2030 | 7 | 14.9 | 3
3 Revenue Sufficiency | 2030 | 7 | 15 | 2
3 Revenue Sufficiency | 2030 | 7 | 15.1 | 1
3 Revenue Sufficiency | 2030 | 7 | 15.2 | 1
3 Revenue Sufficiency | 2030 | 7 | 15.3 | 3
3 Revenue Sufficiency | 2030 | 7 | 15.4 | 2
3 Revenue Sufficiency | 2030 | 7 | 15.5 | 3
3 Revenue Sufficiency | 2030 | 7 | 15.6 | 2
3 Revenue Sufficiency | 2030 | 7 | 15.7 | 2
3 Revenue Sufficiency | 2030 | 7 | 15.8 | 2
3 Revenue Sufficiency | 2030 | 7 | 15.9 | 3
3 Revenue Sufficiency | 2030 | 7 | 16.1 | 3
3 Revenue Sufficiency | 2030 | 7 | 16.2 | 4
3 Revenue Sufficiency | 2030 | 7 | 16.3 | 2
3 Revenue Sufficiency | 2030 | 7 | 16.4 | 2
3 Revenue Sufficiency | 2030 | 7 | 16.5 | 2
3 Revenue Sufficiency | 2030 | 7 | 16.6 | 1
3 Revenue Sufficiency | 2030 | 7 | 16.7 | 2
3 Revenue Sufficiency | 2030 | 7 | 16.8 | 2
3 Revenue Sufficiency | 2030 | 7 | 16.9 | 1
3 Revenue Sufficiency | 2030 | 7 | 17 | 3
3 Revenue Sufficiency | 2030 | 7 | 17.1 | 4
3 Revenue Sufficiency | 2030 | 7 | 17.2 | 3
3 Revenue Sufficiency | 2030 | 7 | 17.3 | 2
3 Revenue Sufficiency | 2030 | 7 | 17.4 | 1
3 Revenue Sufficiency | 2030 | 7 | 17.5 | 4
3 Revenue Sufficiency | 2030 | 7 | 17.6 | 3
3 Revenue Sufficiency | 2030 | 7 | 17.7 | 8
3 Revenue Sufficiency | 2030 | 7 | 17.8 | 2
3 Revenue Sufficiency | 2030 | 7 | 17.9 | 1
3 Revenue Sufficiency | 2030 | 7 | 18 | 2
3 Revenue Sufficiency | 2030 | 7 | 18.1 | 2
3 Revenue Sufficiency | 2030 | 7 | 18.2 | 3
3 Revenue Sufficiency | 2030 | 7 | 18.3 | 3
3 Revenue Sufficiency | 2030 | 7 | 18.5 | 3
3 Revenue Sufficiency | 2030 | 7 | 18.6 | 1
3 Revenue Sufficiency | 2030 | 7 | 18.7 | 5
3 Revenue Sufficiency | 2030 | 7 | 18.8 | 3
3 Revenue Sufficiency | 2030 | 7 | 18.9 | 2
3 Revenue Sufficiency | 2030 | 7 | 19.1 | 2
3 Revenue Sufficiency | 2030 | 7 | 19.2 | 5
3 Revenue Sufficiency | 2030 | 7 | 19.3 | 2
3 Revenue Sufficiency | 2030 | 7 | 19.4 | 3
3 Revenue Sufficiency | 2030 | 7 | 19.5 | 6
3 Revenue Sufficiency | 2030 | 7 | 19.6 | 3
3 Revenue Sufficiency | 2030 | 7 | 19.7 | 1
3 Revenue Sufficiency | 2030 | 7 | 19.8 | 1
3 Revenue Sufficiency | 2030 | 7 | 19.9 | 4
3 Revenue Sufficiency | 2030 | 7 | 20 | 2
3 Revenue Sufficiency | 2030 | 7 | 20.1 | 1
3 Revenue Sufficiency | 2030 | 7 | 20.2 | 2
3 Revenue Sufficiency | 2030 | 7 | 20.3 | 1
3 Revenue Sufficiency | 2030 | 7 | 20.4 | 3
3 Revenue Sufficiency | 2030 | 7 | 20.5 | 3
3 Revenue Sufficiency | 2030 | 7 | 20.6 | 2
3 Revenue Sufficiency | 2030 | 7 | 20.7 | 1
3 Revenue Sufficiency | 2030 | 7 | 20.9 | 3
3 Revenue Sufficiency | 2030 | 7 | 21 | 1
3 Revenue Sufficiency | 2030 | 7 | 21.1 | 1
3 Revenue Sufficiency | 2030 | 7 | 21.2 | 2
3 Revenue Sufficiency | 2030 | 7 | 21.3 | 4
3 Revenue Sufficiency | 2030 | 7 | 21.4 | 7
3 Revenue Sufficiency | 2030 | 7 | 21.5 | 1
3 Revenue Sufficiency | 2030 | 7 | 21.7 | 6
3 Revenue Sufficiency | 2030 | 7 | 21.8 | 2
3 Revenue Sufficiency | 2030 | 7 | 21.9 | 2
3 Revenue Sufficiency | 2030 | 7 | 22 | 1
3 Revenue Sufficiency | 2030 | 7 | 22.1 | 5
3 Revenue Sufficiency | 2030 | 7 | 22.2 | 1
3 Revenue Sufficiency | 2030 | 7 | 22.3 | 1
3 Revenue Sufficiency | 2030 | 7 | 22.4 | 3
3 Revenue Sufficiency | 2030 | 7 | 22.5 | 3
3 Revenue Sufficiency | 2030 | 7 | 22.6 | 5
3 Revenue Sufficiency | 2030 | 7 | 22.7 | 4
3 Revenue Sufficiency | 2030 | 7 | 23.1 | 1
3 Revenue Sufficiency | 2030 | 7 | 23.2 | 1
3 Revenue Sufficiency | 2030 | 7 | 23.3 | 7
3 Revenue Sufficiency | 2030 | 7 | 23.4 | 4
3 Revenue Sufficiency | 2030 | 7 | 23.5 | 2
3 Revenue Sufficiency | 2030 | 7 | 23.6 | 1
3 Revenue Sufficiency | 2030 | 7 | 23.7 | 1
3 Revenue Sufficiency | 2030 | 7 | 23.8 | 1
3 Revenue Sufficiency | 2030 | 7 | 23.9 | 2
3 Revenue Sufficiency | 2030 | 7 | 24 | 4
3 Revenue Sufficiency | 2030 | 7 | 24.1 | 1
3 Revenue Sufficiency | 2030 | 7 | 24.3 | 2
3 Revenue Sufficiency | 2030 | 7 | 24.4 | 4
3 Revenue Sufficiency | 2030 | 7 | 24.5 | 4
3 Revenue Sufficiency | 2030 | 7 | 24.6 | 3
3 Revenue Sufficiency | 2030 | 7 | 24.7 | 1
3 Revenue Sufficiency | 2030 | 7 | 24.8 | 1
3 Revenue Sufficiency | 2030 | 7 | 24.9 | 4
3 Revenue Sufficiency | 2030 | 7 | 25 | 1
3 Revenue Sufficiency | 2030 | 7 | 25.1 | 4
3 Revenue Sufficiency | 2030 | 7 | 25.2 | 1
3 Revenue Sufficiency | 2030 | 7 | 25.3 | 2
3 Revenue Sufficiency | 2030 | 7 | 25.5 | 1
3 Revenue Sufficiency | 2030 | 7 | 25.6 | 1
3 Revenue Sufficiency | 2030 | 7 | 25.7 | 1
3 Revenue Sufficiency | 2030 | 7 | 25.8 | 2
3 Revenue Sufficiency | 2030 | 7 | 25.9 | 1
3 Revenue Sufficiency | 2030 | 7 | 26 | 2
3 Revenue Sufficiency | 2030 | 7 | 26.1 | 2
3 Revenue Sufficiency | 2030 | 7 | 26.2 | 3
3 Revenue Sufficiency | 2030 | 7 | 26.4 | 3
3 Revenue Sufficiency | 2030 | 7 | 26.6 | 1
3 Revenue Sufficiency | 2030 | 7 | 26.7 | 1
3 Revenue Sufficiency | 2030 | 7 | 26.8 | 3
3 Revenue Sufficiency | 2030 | 7 | 26.9 | 1
3 Revenue Sufficiency | 2030 | 7 | 27 | 3
3 Revenue Sufficiency | 2030 | 7 | 27.1 | 1
3 Revenue Sufficiency | 2030 | 7 | 27.3 | 2
3 Revenue Sufficiency | 2030 | 7 | 27.5 | 3
3 Revenue Sufficiency | 2030 | 7 | 27.6 | 1
3 Revenue Sufficiency | 2030 | 7 | 27.7 | 1
3 Revenue Sufficiency | 2030 | 7 | 27.8 | 1
3 Revenue Sufficiency | 2030 | 7 | 27.9 | 2
3 Revenue Sufficiency | 2030 | 7 | 28.1 | 2
3 Revenue Sufficiency | 2030 | 7 | 28.4 | 2
3 Revenue Sufficiency | 2030 | 7 | 28.5 | 3
3 Revenue Sufficiency | 2030 | 7 | 28.6 | 2
3 Revenue Sufficiency | 2030 | 7 | 28.7 | 2
3 Revenue Sufficiency | 2030 | 7 | 28.8 | 1
3 Revenue Sufficiency | 2030 | 7 | 28.9 | 1
3 Revenue Sufficiency | 2030 | 7 | 29 | 4
3 Revenue Sufficiency | 2030 | 7 | 29.1 | 1
3 Revenue Sufficiency | 2030 | 7 | 29.2 | 2
3 Revenue Sufficiency | 2030 | 7 | 29.3 | 2
3 Revenue Sufficiency | 2030 | 7 | 29.4 | 1
3 Revenue Sufficiency | 2030 | 7 | 29.5 | 2
3 Revenue Sufficiency | 2030 | 7 | 29.6 | 2
3 Revenue Sufficiency | 2030 | 7 | 29.7 | 1
3 Revenue Sufficiency | 2030 | 7 | 29.8 | 2
3 Revenue Sufficiency | 2030 | 7 | 30 | 4
3 Revenue Sufficiency | 2030 | 7 | 30.2 | 1
3 Revenue Sufficiency | 2030 | 7 | 30.3 | 2
3 Revenue Sufficiency | 2030 | 7 | 30.5 | 5
3 Revenue Sufficiency | 2030 | 7 | 30.6 | 1
3 Revenue Sufficiency | 2030 | 7 | 30.7 | 3
3 Revenue Sufficiency | 2030 | 7 | 30.9 | 1
3 Revenue Sufficiency | 2030 | 7 | 31 | 1
3 Revenue Sufficiency | 2030 | 7 | 31.2 | 1
3 Revenue Sufficiency | 2030 | 7 | 31.3 | 3
3 Revenue Sufficiency | 2030 | 7 | 31.4 | 1
3 Revenue Sufficiency | 2030 | 7 | 31.5 | 3
3 Revenue Sufficiency | 2030 | 7 | 31.6 | 3
3 Revenue Sufficiency | 2030 | 7 | 31.7 | 1
3 Revenue Sufficiency | 2030 | 7 | 31.8 | 1
3 Revenue Sufficiency | 2030 | 7 | 32.1 | 1
3 Revenue Sufficiency | 2030 | 7 | 32.2 | 1
3 Revenue Sufficiency | 2030 | 7 | 32.3 | 1
3 Revenue Sufficiency | 2030 | 7 | 32.4 | 1
3 Revenue Sufficiency | 2030 | 7 | 32.5 | 2
3 Revenue Sufficiency | 2030 | 7 | 32.7 | 1
3 Revenue Sufficiency | 2030 | 7 | 32.9 | 2
3 Revenue Sufficiency | 2030 | 7 | 33.2 | 1
3 Revenue Sufficiency | 2030 | 7 | 33.3 | 2
3 Revenue Sufficiency | 2030 | 7 | 33.4 | 1
3 Revenue Sufficiency | 2030 | 7 | 33.5 | 1
3 Revenue Sufficiency | 2030 | 7 | 33.6 | 1
3 Revenue Sufficiency | 2030 | 7 | 33.7 | 1
3 Revenue Sufficiency | 2030 | 7 | 33.8 | 2
3 Revenue Sufficiency | 2030 | 7 | 33.9 | 1
3 Revenue Sufficiency | 2030 | 7 | 34 | 5
3 Revenue Sufficiency | 2030 | 7 | 34.1 | 1
3 Revenue Sufficiency | 2030 | 7 | 34.3 | 1
3 Revenue Sufficiency | 2030 | 7 | 34.4 | 2
3 Revenue Sufficiency | 2030 | 7 | 34.6 | 4
3 Revenue Sufficiency | 2030 | 7 | 35 | 2
3 Revenue Sufficiency | 2030 | 7 | 35.2 | 1
3 Revenue Sufficiency | 2030 | 7 | 35.4 | 2
3 Revenue Sufficiency | 2030 | 7 | 35.8 | 1
3 Revenue Sufficiency | 2030 | 7 | 36.1 | 1
3 Revenue Sufficiency | 2030 | 7 | 36.3 | 2
3 Revenue Sufficiency | 2030 | 7 | 36.4 | 2
3 Revenue Sufficiency | 2030 | 7 | 36.5 | 1
3 Revenue Sufficiency | 2030 | 7 | 36.7 | 2
3 Revenue Sufficiency | 2030 | 7 | 36.8 | 1
3 Revenue Sufficiency | 2030 | 7 | 36.9 | 1
3 Revenue Sufficiency | 2030 | 7 | 37 | 1
3 Revenue Sufficiency | 2030 | 7 | 37.4 | 1
3 Revenue Sufficiency | 2030 | 7 | 37.5 | 2
3 Revenue Sufficiency | 2030 | 7 | 37.8 | 1
3 Revenue Sufficiency | 2030 | 7 | 37.9 | 1
3 Revenue Sufficiency | 2030 | 7 | 38.1 | 3
3 Revenue Sufficiency | 2030 | 7 | 38.4 | 2
3 Revenue Sufficiency | 2030 | 7 | 38.5 | 3
3 Revenue Sufficiency | 2030 | 7 | 38.8 | 2
3 Revenue Sufficiency | 2030 | 7 | 39.1 | 1
3 Revenue Sufficiency | 2030 | 7 | 39.4 | 1
3 Revenue Sufficiency | 2030 | 7 | 39.6 | 2
3 Revenue Sufficiency | 2030 | 7 | 39.9 | 1
3 Revenue Sufficiency | 2030 | 7 | 40 | 2
3 Revenue Sufficiency | 2030 | 7 | 40.2 | 3
3 Revenue Sufficiency | 2030 | 7 | 40.3 | 1
3 Revenue Sufficiency | 2030 | 7 | 40.4 | 2
3 Revenue Sufficiency | 2030 | 7 | 40.5 | 1
3 Revenue Sufficiency | 2030 | 7 | 40.6 | 1
3 Revenue Sufficiency | 2030 | 7 | 40.7 | 1
3 Revenue Sufficiency | 2030 | 7 | 40.9 | 1
3 Revenue Sufficiency | 2030 | 7 | 41.2 | 1
3 Revenue Sufficiency | 2030 | 7 | 41.3 | 1
3 Revenue Sufficiency | 2030 | 7 | 41.5 | 1
3 Revenue Sufficiency | 2030 | 7 | 42.2 | 1
3 Revenue Sufficiency | 2030 | 7 | 42.5 | 1
3 Revenue Sufficiency | 2030 | 7 | 42.6 | 1
3 Revenue Sufficiency | 2030 | 7 | 42.7 | 1
3 Revenue Sufficiency | 2030 | 7 | 43 | 2
3 Revenue Sufficiency | 2030 | 7 | 43.1 | 2
3 Revenue Sufficiency | 2030 | 7 | 43.2 | 1
3 Revenue Sufficiency | 2030 | 7 | 43.3 | 1
3 Revenue Sufficiency | 2030 | 7 | 43.5 | 1
3 Revenue Sufficiency | 2030 | 7 | 43.6 | 1
3 Revenue Sufficiency | 2030 | 7 | 43.7 | 1
3 Revenue Sufficiency | 2030 | 7 | 43.8 | 1
3 Revenue Sufficiency | 2030 | 7 | 44.1 | 1
3 Revenue Sufficiency | 2030 | 7 | 44.3 | 1
3 Revenue Sufficiency | 2030 | 7 | 45.3 | 1
3 Revenue Sufficiency | 2030 | 7 | 45.4 | 2
3 Revenue Sufficiency | 2030 | 7 | 45.9 | 1
3 Revenue Sufficiency | 2030 | 7 | 46.3 | 2
3 Revenue Sufficiency | 2030 | 7 | 46.4 | 1
3 Revenue Sufficiency | 2030 | 7 | 47.2 | 1
3 Revenue Sufficiency | 2030 | 7 | 47.4 | 1
3 Revenue Sufficiency | 2030 | 7 | 47.5 | 1
3 Revenue Sufficiency | 2030 | 7 | 47.6 | 1
3 Revenue Sufficiency | 2030 | 7 | 47.8 | 1
3 Revenue Sufficiency | 2030 | 7 | 47.9 | 2
3 Revenue Sufficiency | 2030 | 7 | 48 | 1
3 Revenue Sufficiency | 2030 | 7 | 48.2 | 1
3 Revenue Sufficiency | 2030 | 7 | 48.3 | 1
3 Revenue Sufficiency | 2030 | 7 | 48.4 | 1
3 Revenue Sufficiency | 2030 | 7 | 48.5 | 1
3 Revenue Sufficiency | 2030 | 7 | 49.4 | 1
3 Revenue Sufficiency | 2030 | 7 | 49.6 | 1
3 Revenue Sufficiency | 2030 | 7 | 49.8 | 1
3 Revenue Sufficiency | 2030 | 7 | 49.9 | 1
3 Revenue Sufficiency | 2030 | 7 | 50.2 | 1
3 Revenue Sufficiency | 2030 | 7 | 50.3 | 1
3 Revenue Sufficiency | 2030 | 7 | 51 | 1
3 Revenue Sufficiency | 2030 | 7 | 51.6 | 2
3 Revenue Sufficiency | 2030 | 7 | 51.7 | 1
3 Revenue Sufficiency | 2030 | 7 | 52.7 | 1
3 Revenue Sufficiency | 2030 | 7 | 53 | 1
3 Revenue Sufficiency | 2030 | 7 | 53.4 | 1
3 Revenue Sufficiency | 2030 | 7 | 54 | 1
3 Revenue Sufficiency | 2030 | 7 | 55.5 | 1
3 Revenue Sufficiency | 2030 | 7 | 56.2 | 1
3 Revenue Sufficiency | 2030 | 7 | 64.3 | 1
3 Revenue Sufficiency | 2030 | 7 | 65.1 | 1
3 Revenue Sufficiency | 2030 | 7 | 65.4 | 1
3 Revenue Sufficiency | 2030 | 7 | 67.7 | 1
3 Revenue Sufficiency | 2030 | 7 | 68 | 1
3 Revenue Sufficiency | 2030 | 7 | 78.7 | 1
3 Revenue Sufficiency | 2030 | 7 | 126.7 | 1
3 Revenue Sufficiency | 2030 | 7 | 265.7 | 1
3 Revenue Sufficiency | 2030 | 7 | 615.4 | 1
3 Revenue Sufficiency | 2030 | 8 | -111.5 | 1
3 Revenue Sufficiency | 2030 | 8 | -87.7 | 1
3 Revenue Sufficiency | 2030 | 8 | -74.3 | 1
3 Revenue Sufficiency | 2030 | 8 | -69.7 | 1
3 Revenue Sufficiency | 2030 | 8 | -60.7 | 1
3 Revenue Sufficiency | 2030 | 8 | -60.2 | 1
3 Revenue Sufficiency | 2030 | 8 | -59 | 1
3 Revenue Sufficiency | 2030 | 8 | -58.5 | 1
3 Revenue Sufficiency | 2030 | 8 | -58.2 | 1
3 Revenue Sufficiency | 2030 | 8 | -54.4 | 1
3 Revenue Sufficiency | 2030 | 8 | -53.6 | 1
3 Revenue Sufficiency | 2030 | 8 | -53.1 | 1
3 Revenue Sufficiency | 2030 | 8 | -52 | 1
3 Revenue Sufficiency | 2030 | 8 | -51.7 | 2
3 Revenue Sufficiency | 2030 | 8 | -51.4 | 1
3 Revenue Sufficiency | 2030 | 8 | -51.3 | 1
3 Revenue Sufficiency | 2030 | 8 | -51 | 1
3 Revenue Sufficiency | 2030 | 8 | -50.9 | 1
3 Revenue Sufficiency | 2030 | 8 | -50.1 | 1
3 Revenue Sufficiency | 2030 | 8 | -49.9 | 1
3 Revenue Sufficiency | 2030 | 8 | -49.6 | 1
3 Revenue Sufficiency | 2030 | 8 | -48.5 | 1
3 Revenue Sufficiency | 2030 | 8 | -47.9 | 1
3 Revenue Sufficiency | 2030 | 8 | -47.8 | 1
3 Revenue Sufficiency | 2030 | 8 | -47 | 1
3 Revenue Sufficiency | 2030 | 8 | -46.9 | 1
3 Revenue Sufficiency | 2030 | 8 | -46.8 | 1
3 Revenue Sufficiency | 2030 | 8 | -46.7 | 1
3 Revenue Sufficiency | 2030 | 8 | -46.4 | 1
3 Revenue Sufficiency | 2030 | 8 | -46.3 | 1
3 Revenue Sufficiency | 2030 | 8 | -45.7 | 1
3 Revenue Sufficiency | 2030 | 8 | -45.5 | 1
3 Revenue Sufficiency | 2030 | 8 | -45.4 | 1
3 Revenue Sufficiency | 2030 | 8 | -45.2 | 2
3 Revenue Sufficiency | 2030 | 8 | -44.5 | 1
3 Revenue Sufficiency | 2030 | 8 | -43.9 | 1
3 Revenue Sufficiency | 2030 | 8 | -43.6 | 1
3 Revenue Sufficiency | 2030 | 8 | -43.5 | 1
3 Revenue Sufficiency | 2030 | 8 | -43.2 | 1
3 Revenue Sufficiency | 2030 | 8 | -42.9 | 1
3 Revenue Sufficiency | 2030 | 8 | -42.7 | 1
3 Revenue Sufficiency | 2030 | 8 | -41.5 | 1
3 Revenue Sufficiency | 2030 | 8 | -41.2 | 2
3 Revenue Sufficiency | 2030 | 8 | -41 | 1
3 Revenue Sufficiency | 2030 | 8 | -40.8 | 1
3 Revenue Sufficiency | 2030 | 8 | -40.2 | 1
3 Revenue Sufficiency | 2030 | 8 | -40.1 | 2
3 Revenue Sufficiency | 2030 | 8 | -40 | 2
3 Revenue Sufficiency | 2030 | 8 | -39.9 | 1
3 Revenue Sufficiency | 2030 | 8 | -39.6 | 1
3 Revenue Sufficiency | 2030 | 8 | -39.5 | 1
3 Revenue Sufficiency | 2030 | 8 | -39.3 | 1
3 Revenue Sufficiency | 2030 | 8 | -39 | 1
3 Revenue Sufficiency | 2030 | 8 | -38.4 | 3
3 Revenue Sufficiency | 2030 | 8 | -38.2 | 1
3 Revenue Sufficiency | 2030 | 8 | -37.8 | 4
3 Revenue Sufficiency | 2030 | 8 | -37.6 | 1
3 Revenue Sufficiency | 2030 | 8 | -37.4 | 1
3 Revenue Sufficiency | 2030 | 8 | -37.2 | 1
3 Revenue Sufficiency | 2030 | 8 | -37.1 | 1
3 Revenue Sufficiency | 2030 | 8 | -36.9 | 1
3 Revenue Sufficiency | 2030 | 8 | -36.8 | 1
3 Revenue Sufficiency | 2030 | 8 | -36.7 | 1
3 Revenue Sufficiency | 2030 | 8 | -36.6 | 1
3 Revenue Sufficiency | 2030 | 8 | -36.5 | 1
3 Revenue Sufficiency | 2030 | 8 | -36.4 | 1
3 Revenue Sufficiency | 2030 | 8 | -36.3 | 1
3 Revenue Sufficiency | 2030 | 8 | -36.2 | 1
3 Revenue Sufficiency | 2030 | 8 | -36 | 1
3 Revenue Sufficiency | 2030 | 8 | -35.8 | 1
3 Revenue Sufficiency | 2030 | 8 | -35 | 2
3 Revenue Sufficiency | 2030 | 8 | -34.8 | 1
3 Revenue Sufficiency | 2030 | 8 | -34.4 | 2
3 Revenue Sufficiency | 2030 | 8 | -34.2 | 1
3 Revenue Sufficiency | 2030 | 8 | -34 | 2
3 Revenue Sufficiency | 2030 | 8 | -33.9 | 1
3 Revenue Sufficiency | 2030 | 8 | -33.8 | 2
3 Revenue Sufficiency | 2030 | 8 | -33.6 | 2
3 Revenue Sufficiency | 2030 | 8 | -33.5 | 1
3 Revenue Sufficiency | 2030 | 8 | -33.3 | 1
3 Revenue Sufficiency | 2030 | 8 | -33.1 | 1
3 Revenue Sufficiency | 2030 | 8 | -33 | 2
3 Revenue Sufficiency | 2030 | 8 | -32.9 | 1
3 Revenue Sufficiency | 2030 | 8 | -32.5 | 1
3 Revenue Sufficiency | 2030 | 8 | -32.2 | 1
3 Revenue Sufficiency | 2030 | 8 | -32 | 1
3 Revenue Sufficiency | 2030 | 8 | -31.9 | 1
3 Revenue Sufficiency | 2030 | 8 | -31.7 | 1
3 Revenue Sufficiency | 2030 | 8 | -31.5 | 1
3 Revenue Sufficiency | 2030 | 8 | -31.2 | 1
3 Revenue Sufficiency | 2030 | 8 | -31.1 | 1
3 Revenue Sufficiency | 2030 | 8 | -30.9 | 1
3 Revenue Sufficiency | 2030 | 8 | -30.8 | 2
3 Revenue Sufficiency | 2030 | 8 | -30.7 | 1
3 Revenue Sufficiency | 2030 | 8 | -30.6 | 3
3 Revenue Sufficiency | 2030 | 8 | -30.4 | 2
3 Revenue Sufficiency | 2030 | 8 | -30.3 | 1
3 Revenue Sufficiency | 2030 | 8 | -30.2 | 1
3 Revenue Sufficiency | 2030 | 8 | -30 | 2
3 Revenue Sufficiency | 2030 | 8 | -29.9 | 1
3 Revenue Sufficiency | 2030 | 8 | -29.7 | 1
3 Revenue Sufficiency | 2030 | 8 | -29.4 | 1
3 Revenue Sufficiency | 2030 | 8 | -29.3 | 1
3 Revenue Sufficiency | 2030 | 8 | -29.2 | 2
3 Revenue Sufficiency | 2030 | 8 | -29 | 1
3 Revenue Sufficiency | 2030 | 8 | -28.9 | 2
3 Revenue Sufficiency | 2030 | 8 | -28.8 | 1
3 Revenue Sufficiency | 2030 | 8 | -28.7 | 2
3 Revenue Sufficiency | 2030 | 8 | -28.6 | 1
3 Revenue Sufficiency | 2030 | 8 | -28.4 | 1
3 Revenue Sufficiency | 2030 | 8 | -28.3 | 1
3 Revenue Sufficiency | 2030 | 8 | -28.1 | 1
3 Revenue Sufficiency | 2030 | 8 | -28 | 1
3 Revenue Sufficiency | 2030 | 8 | -27.9 | 2
3 Revenue Sufficiency | 2030 | 8 | -27.8 | 1
3 Revenue Sufficiency | 2030 | 8 | -27.7 | 1
3 Revenue Sufficiency | 2030 | 8 | -27.6 | 1
3 Revenue Sufficiency | 2030 | 8 | -27.5 | 1
3 Revenue Sufficiency | 2030 | 8 | -27.4 | 2
3 Revenue Sufficiency | 2030 | 8 | -27.3 | 1
3 Revenue Sufficiency | 2030 | 8 | -27.2 | 2
3 Revenue Sufficiency | 2030 | 8 | -27 | 1
3 Revenue Sufficiency | 2030 | 8 | -26.9 | 2
3 Revenue Sufficiency | 2030 | 8 | -26.8 | 3
3 Revenue Sufficiency | 2030 | 8 | -26.7 | 1
3 Revenue Sufficiency | 2030 | 8 | -26.6 | 2
3 Revenue Sufficiency | 2030 | 8 | -26.5 | 2
3 Revenue Sufficiency | 2030 | 8 | -26.4 | 1
3 Revenue Sufficiency | 2030 | 8 | -26.2 | 3
3 Revenue Sufficiency | 2030 | 8 | -26.1 | 2
3 Revenue Sufficiency | 2030 | 8 | -26 | 1
3 Revenue Sufficiency | 2030 | 8 | -25.9 | 2
3 Revenue Sufficiency | 2030 | 8 | -25.8 | 2
3 Revenue Sufficiency | 2030 | 8 | -25.7 | 5
3 Revenue Sufficiency | 2030 | 8 | -25.6 | 4
3 Revenue Sufficiency | 2030 | 8 | -25.5 | 3
3 Revenue Sufficiency | 2030 | 8 | -25.3 | 3
3 Revenue Sufficiency | 2030 | 8 | -25.2 | 4
3 Revenue Sufficiency | 2030 | 8 | -25.1 | 2
3 Revenue Sufficiency | 2030 | 8 | -25 | 3
3 Revenue Sufficiency | 2030 | 8 | -24.9 | 6
3 Revenue Sufficiency | 2030 | 8 | -24.7 | 1
3 Revenue Sufficiency | 2030 | 8 | -24.6 | 1
3 Revenue Sufficiency | 2030 | 8 | -24.5 | 2
3 Revenue Sufficiency | 2030 | 8 | -24.4 | 2
3 Revenue Sufficiency | 2030 | 8 | -24.3 | 1
3 Revenue Sufficiency | 2030 | 8 | -24.2 | 1
3 Revenue Sufficiency | 2030 | 8 | -24 | 2
3 Revenue Sufficiency | 2030 | 8 | -23.9 | 2
3 Revenue Sufficiency | 2030 | 8 | -23.8 | 1
3 Revenue Sufficiency | 2030 | 8 | -23.7 | 3
3 Revenue Sufficiency | 2030 | 8 | -23.6 | 5
3 Revenue Sufficiency | 2030 | 8 | -23.5 | 4
3 Revenue Sufficiency | 2030 | 8 | -23.3 | 2
3 Revenue Sufficiency | 2030 | 8 | -23.2 | 1
3 Revenue Sufficiency | 2030 | 8 | -23.1 | 1
3 Revenue Sufficiency | 2030 | 8 | -23 | 1
3 Revenue Sufficiency | 2030 | 8 | -22.9 | 1
3 Revenue Sufficiency | 2030 | 8 | -22.7 | 3
3 Revenue Sufficiency | 2030 | 8 | -22.5 | 3
3 Revenue Sufficiency | 2030 | 8 | -22.4 | 2
3 Revenue Sufficiency | 2030 | 8 | -22.3 | 1
3 Revenue Sufficiency | 2030 | 8 | -22.2 | 1
3 Revenue Sufficiency | 2030 | 8 | -22.1 | 1
3 Revenue Sufficiency | 2030 | 8 | -21.8 | 1
3 Revenue Sufficiency | 2030 | 8 | -21.7 | 1
3 Revenue Sufficiency | 2030 | 8 | -21.6 | 4
3 Revenue Sufficiency | 2030 | 8 | -21.5 | 3
3 Revenue Sufficiency | 2030 | 8 | -21.4 | 2
3 Revenue Sufficiency | 2030 | 8 | -21.3 | 3
3 Revenue Sufficiency | 2030 | 8 | -21.2 | 1
3 Revenue Sufficiency | 2030 | 8 | -21 | 2
3 Revenue Sufficiency | 2030 | 8 | -20.8 | 1
3 Revenue Sufficiency | 2030 | 8 | -20.7 | 2
3 Revenue Sufficiency | 2030 | 8 | -20.5 | 4
3 Revenue Sufficiency | 2030 | 8 | -20.3 | 1
3 Revenue Sufficiency | 2030 | 8 | -20.1 | 1
3 Revenue Sufficiency | 2030 | 8 | -20 | 2
3 Revenue Sufficiency | 2030 | 8 | -19.9 | 4
3 Revenue Sufficiency | 2030 | 8 | -19.8 | 2
3 Revenue Sufficiency | 2030 | 8 | -19.7 | 2
3 Revenue Sufficiency | 2030 | 8 | -19.5 | 3
3 Revenue Sufficiency | 2030 | 8 | -19.4 | 3
3 Revenue Sufficiency | 2030 | 8 | -19.3 | 1
3 Revenue Sufficiency | 2030 | 8 | -19.2 | 1
3 Revenue Sufficiency | 2030 | 8 | -19.1 | 2
3 Revenue Sufficiency | 2030 | 8 | -19 | 1
3 Revenue Sufficiency | 2030 | 8 | -18.9 | 1
3 Revenue Sufficiency | 2030 | 8 | -18.7 | 1
3 Revenue Sufficiency | 2030 | 8 | -18.3 | 4
3 Revenue Sufficiency | 2030 | 8 | -18.2 | 1
3 Revenue Sufficiency | 2030 | 8 | -18.1 | 1
3 Revenue Sufficiency | 2030 | 8 | -18 | 2
3 Revenue Sufficiency | 2030 | 8 | -17.9 | 2
3 Revenue Sufficiency | 2030 | 8 | -17.7 | 1
3 Revenue Sufficiency | 2030 | 8 | -17.6 | 1
3 Revenue Sufficiency | 2030 | 8 | -17.5 | 1
3 Revenue Sufficiency | 2030 | 8 | -17.4 | 3
3 Revenue Sufficiency | 2030 | 8 | -17.3 | 2
3 Revenue Sufficiency | 2030 | 8 | -17.2 | 3
3 Revenue Sufficiency | 2030 | 8 | -17.1 | 1
3 Revenue Sufficiency | 2030 | 8 | -16.9 | 2
3 Revenue Sufficiency | 2030 | 8 | -16.8 | 3
3 Revenue Sufficiency | 2030 | 8 | -16.6 | 1
3 Revenue Sufficiency | 2030 | 8 | -16.5 | 1
3 Revenue Sufficiency | 2030 | 8 | -16.4 | 2
3 Revenue Sufficiency | 2030 | 8 | -16.3 | 1
3 Revenue Sufficiency | 2030 | 8 | -16.2 | 1
3 Revenue Sufficiency | 2030 | 8 | -16.1 | 4
3 Revenue Sufficiency | 2030 | 8 | -16 | 1
3 Revenue Sufficiency | 2030 | 8 | -15.9 | 1
3 Revenue Sufficiency | 2030 | 8 | -15.8 | 2
3 Revenue Sufficiency | 2030 | 8 | -15.5 | 4
3 Revenue Sufficiency | 2030 | 8 | -15.4 | 3
3 Revenue Sufficiency | 2030 | 8 | -15.3 | 6
3 Revenue Sufficiency | 2030 | 8 | -15.2 | 1
3 Revenue Sufficiency | 2030 | 8 | -15.1 | 1
3 Revenue Sufficiency | 2030 | 8 | -15 | 1
3 Revenue Sufficiency | 2030 | 8 | -14.9 | 1
3 Revenue Sufficiency | 2030 | 8 | -14.8 | 1
3 Revenue Sufficiency | 2030 | 8 | -14.7 | 4
3 Revenue Sufficiency | 2030 | 8 | -14.6 | 2
3 Revenue Sufficiency | 2030 | 8 | -14.5 | 2
3 Revenue Sufficiency | 2030 | 8 | -14.4 | 1
3 Revenue Sufficiency | 2030 | 8 | -14.3 | 3
3 Revenue Sufficiency | 2030 | 8 | -14.2 | 3
3 Revenue Sufficiency | 2030 | 8 | -14.1 | 4
3 Revenue Sufficiency | 2030 | 8 | -13.9 | 1
3 Revenue Sufficiency | 2030 | 8 | -13.8 | 3
3 Revenue Sufficiency | 2030 | 8 | -13.6 | 3
3 Revenue Sufficiency | 2030 | 8 | -13.5 | 1
3 Revenue Sufficiency | 2030 | 8 | -13.4 | 3
3 Revenue Sufficiency | 2030 | 8 | -13.3 | 1
3 Revenue Sufficiency | 2030 | 8 | -13.2 | 1
3 Revenue Sufficiency | 2030 | 8 | -12.8 | 1
3 Revenue Sufficiency | 2030 | 8 | -12.7 | 1
3 Revenue Sufficiency | 2030 | 8 | -12.6 | 1
3 Revenue Sufficiency | 2030 | 8 | -12.4 | 1
3 Revenue Sufficiency | 2030 | 8 | -12.3 | 2
3 Revenue Sufficiency | 2030 | 8 | -12.1 | 1
3 Revenue Sufficiency | 2030 | 8 | -12 | 2
3 Revenue Sufficiency | 2030 | 8 | -11.9 | 3
3 Revenue Sufficiency | 2030 | 8 | -11.8 | 2
3 Revenue Sufficiency | 2030 | 8 | -11.5 | 1
3 Revenue Sufficiency | 2030 | 8 | -11.4 | 1
3 Revenue Sufficiency | 2030 | 8 | -11.2 | 1
3 Revenue Sufficiency | 2030 | 8 | -11.1 | 1
3 Revenue Sufficiency | 2030 | 8 | -11 | 2
3 Revenue Sufficiency | 2030 | 8 | -10.9 | 2
3 Revenue Sufficiency | 2030 | 8 | -10.8 | 1
3 Revenue Sufficiency | 2030 | 8 | -10.6 | 2
3 Revenue Sufficiency | 2030 | 8 | -10.5 | 1
3 Revenue Sufficiency | 2030 | 8 | -10.4 | 1
3 Revenue Sufficiency | 2030 | 8 | -10.2 | 3
3 Revenue Sufficiency | 2030 | 8 | -9.7 | 1
3 Revenue Sufficiency | 2030 | 8 | -9.5 | 1
3 Revenue Sufficiency | 2030 | 8 | -9.4 | 1
3 Revenue Sufficiency | 2030 | 8 | -9.3 | 2
3 Revenue Sufficiency | 2030 | 8 | -9.1 | 1
3 Revenue Sufficiency | 2030 | 8 | -9 | 1
3 Revenue Sufficiency | 2030 | 8 | -8.9 | 1
3 Revenue Sufficiency | 2030 | 8 | -8.8 | 2
3 Revenue Sufficiency | 2030 | 8 | -8.6 | 1
3 Revenue Sufficiency | 2030 | 8 | -8.5 | 1
3 Revenue Sufficiency | 2030 | 8 | -8.1 | 1
3 Revenue Sufficiency | 2030 | 8 | -8 | 1
3 Revenue Sufficiency | 2030 | 8 | -7.9 | 1
3 Revenue Sufficiency | 2030 | 8 | -7.8 | 1
3 Revenue Sufficiency | 2030 | 8 | -7.7 | 2
3 Revenue Sufficiency | 2030 | 8 | -7.3 | 2
3 Revenue Sufficiency | 2030 | 8 | -7.1 | 1
3 Revenue Sufficiency | 2030 | 8 | -7 | 1
3 Revenue Sufficiency | 2030 | 8 | -6.7 | 1
3 Revenue Sufficiency | 2030 | 8 | -6.2 | 1
3 Revenue Sufficiency | 2030 | 8 | -5.9 | 2
3 Revenue Sufficiency | 2030 | 8 | -5.5 | 1
3 Revenue Sufficiency | 2030 | 8 | -5.1 | 1
3 Revenue Sufficiency | 2030 | 8 | -4.7 | 1
3 Revenue Sufficiency | 2030 | 8 | -4.6 | 1
3 Revenue Sufficiency | 2030 | 8 | -4.5 | 1
3 Revenue Sufficiency | 2030 | 8 | -3.9 | 1
3 Revenue Sufficiency | 2030 | 8 | -3.6 | 1
3 Revenue Sufficiency | 2030 | 8 | -2.4 | 1
3 Revenue Sufficiency | 2030 | 8 | -0.4 | 1
3 Revenue Sufficiency | 2030 | 8 | 4.7 | 1
3 Revenue Sufficiency | 2030 | 8 | 4.8 | 1
3 Revenue Sufficiency | 2030 | 8 | 5.8 | 1
3 Revenue Sufficiency | 2030 | 8 | 6.1 | 2
3 Revenue Sufficiency | 2030 | 8 | 6.6 | 1
3 Revenue Sufficiency | 2030 | 8 | 6.8 | 2
3 Revenue Sufficiency | 2030 | 8 | 6.9 | 1
3 Revenue Sufficiency | 2030 | 8 | 7 | 1
3 Revenue Sufficiency | 2030 | 8 | 7.7 | 3
3 Revenue Sufficiency | 2030 | 8 | 7.8 | 2
3 Revenue Sufficiency | 2030 | 8 | 8 | 1
3 Revenue Sufficiency | 2030 | 8 | 8.1 | 1
3 Revenue Sufficiency | 2030 | 8 | 8.2 | 1
3 Revenue Sufficiency | 2030 | 8 | 8.3 | 3
3 Revenue Sufficiency | 2030 | 8 | 8.6 | 1
3 Revenue Sufficiency | 2030 | 8 | 8.8 | 1
3 Revenue Sufficiency | 2030 | 8 | 8.9 | 1
3 Revenue Sufficiency | 2030 | 8 | 9 | 1
3 Revenue Sufficiency | 2030 | 8 | 9.1 | 1
3 Revenue Sufficiency | 2030 | 8 | 9.2 | 3
3 Revenue Sufficiency | 2030 | 8 | 9.8 | 2
3 Revenue Sufficiency | 2030 | 8 | 10.1 | 1
3 Revenue Sufficiency | 2030 | 8 | 10.2 | 2
3 Revenue Sufficiency | 2030 | 8 | 10.4 | 1
3 Revenue Sufficiency | 2030 | 8 | 10.6 | 3
3 Revenue Sufficiency | 2030 | 8 | 11 | 1
3 Revenue Sufficiency | 2030 | 8 | 11.1 | 1
3 Revenue Sufficiency | 2030 | 8 | 11.5 | 2
3 Revenue Sufficiency | 2030 | 8 | 11.6 | 1
3 Revenue Sufficiency | 2030 | 8 | 11.7 | 2
3 Revenue Sufficiency | 2030 | 8 | 11.9 | 1
3 Revenue Sufficiency | 2030 | 8 | 12 | 1
3 Revenue Sufficiency | 2030 | 8 | 12.1 | 1
3 Revenue Sufficiency | 2030 | 8 | 12.2 | 2
3 Revenue Sufficiency | 2030 | 8 | 12.3 | 2
3 Revenue Sufficiency | 2030 | 8 | 12.4 | 2
3 Revenue Sufficiency | 2030 | 8 | 12.5 | 2
3 Revenue Sufficiency | 2030 | 8 | 12.6 | 2
3 Revenue Sufficiency | 2030 | 8 | 12.7 | 2
3 Revenue Sufficiency | 2030 | 8 | 12.9 | 2
3 Revenue Sufficiency | 2030 | 8 | 13 | 2
3 Revenue Sufficiency | 2030 | 8 | 13.1 | 1
3 Revenue Sufficiency | 2030 | 8 | 13.2 | 1
3 Revenue Sufficiency | 2030 | 8 | 13.3 | 2
3 Revenue Sufficiency | 2030 | 8 | 13.4 | 1
3 Revenue Sufficiency | 2030 | 8 | 13.5 | 2
3 Revenue Sufficiency | 2030 | 8 | 13.7 | 1
3 Revenue Sufficiency | 2030 | 8 | 13.8 | 2
3 Revenue Sufficiency | 2030 | 8 | 13.9 | 2
3 Revenue Sufficiency | 2030 | 8 | 14 | 1
3 Revenue Sufficiency | 2030 | 8 | 14.2 | 1
3 Revenue Sufficiency | 2030 | 8 | 14.3 | 2
3 Revenue Sufficiency | 2030 | 8 | 14.6 | 1
3 Revenue Sufficiency | 2030 | 8 | 14.7 | 1
3 Revenue Sufficiency | 2030 | 8 | 14.8 | 2
3 Revenue Sufficiency | 2030 | 8 | 14.9 | 1
3 Revenue Sufficiency | 2030 | 8 | 15 | 3
3 Revenue Sufficiency | 2030 | 8 | 15.1 | 2
3 Revenue Sufficiency | 2030 | 8 | 15.2 | 1
3 Revenue Sufficiency | 2030 | 8 | 15.3 | 3
3 Revenue Sufficiency | 2030 | 8 | 15.4 | 1
3 Revenue Sufficiency | 2030 | 8 | 15.5 | 1
3 Revenue Sufficiency | 2030 | 8 | 15.6 | 1
3 Revenue Sufficiency | 2030 | 8 | 15.7 | 1
3 Revenue Sufficiency | 2030 | 8 | 15.8 | 3
3 Revenue Sufficiency | 2030 | 8 | 16.1 | 3
3 Revenue Sufficiency | 2030 | 8 | 16.2 | 2
3 Revenue Sufficiency | 2030 | 8 | 16.3 | 1
3 Revenue Sufficiency | 2030 | 8 | 16.4 | 3
3 Revenue Sufficiency | 2030 | 8 | 16.5 | 1
3 Revenue Sufficiency | 2030 | 8 | 16.6 | 1
3 Revenue Sufficiency | 2030 | 8 | 16.7 | 1
3 Revenue Sufficiency | 2030 | 8 | 16.8 | 4
3 Revenue Sufficiency | 2030 | 8 | 16.9 | 3
3 Revenue Sufficiency | 2030 | 8 | 17 | 3
3 Revenue Sufficiency | 2030 | 8 | 17.2 | 1
3 Revenue Sufficiency | 2030 | 8 | 17.3 | 1
3 Revenue Sufficiency | 2030 | 8 | 17.4 | 1
3 Revenue Sufficiency | 2030 | 8 | 17.5 | 2
3 Revenue Sufficiency | 2030 | 8 | 17.6 | 1
3 Revenue Sufficiency | 2030 | 8 | 17.7 | 1
3 Revenue Sufficiency | 2030 | 8 | 17.8 | 3
3 Revenue Sufficiency | 2030 | 8 | 17.9 | 4
3 Revenue Sufficiency | 2030 | 8 | 18 | 3
3 Revenue Sufficiency | 2030 | 8 | 18.1 | 1
3 Revenue Sufficiency | 2030 | 8 | 18.2 | 1
3 Revenue Sufficiency | 2030 | 8 | 18.3 | 4
3 Revenue Sufficiency | 2030 | 8 | 18.4 | 3
3 Revenue Sufficiency | 2030 | 8 | 18.5 | 1
3 Revenue Sufficiency | 2030 | 8 | 18.6 | 1
3 Revenue Sufficiency | 2030 | 8 | 18.7 | 4
3 Revenue Sufficiency | 2030 | 8 | 18.8 | 2
3 Revenue Sufficiency | 2030 | 8 | 18.9 | 1
3 Revenue Sufficiency | 2030 | 8 | 19 | 1
3 Revenue Sufficiency | 2030 | 8 | 19.1 | 2
3 Revenue Sufficiency | 2030 | 8 | 19.2 | 1
3 Revenue Sufficiency | 2030 | 8 | 19.4 | 1
3 Revenue Sufficiency | 2030 | 8 | 19.5 | 2
3 Revenue Sufficiency | 2030 | 8 | 19.7 | 3
3 Revenue Sufficiency | 2030 | 8 | 19.8 | 2
3 Revenue Sufficiency | 2030 | 8 | 19.9 | 2
3 Revenue Sufficiency | 2030 | 8 | 20 | 2
3 Revenue Sufficiency | 2030 | 8 | 20.1 | 4
3 Revenue Sufficiency | 2030 | 8 | 20.2 | 3
3 Revenue Sufficiency | 2030 | 8 | 20.4 | 3
3 Revenue Sufficiency | 2030 | 8 | 20.5 | 1
3 Revenue Sufficiency | 2030 | 8 | 20.6 | 1
3 Revenue Sufficiency | 2030 | 8 | 20.7 | 3
3 Revenue Sufficiency | 2030 | 8 | 20.8 | 2
3 Revenue Sufficiency | 2030 | 8 | 20.9 | 2
3 Revenue Sufficiency | 2030 | 8 | 21 | 2
3 Revenue Sufficiency | 2030 | 8 | 21.3 | 1
3 Revenue Sufficiency | 2030 | 8 | 21.4 | 2
3 Revenue Sufficiency | 2030 | 8 | 21.5 | 1
3 Revenue Sufficiency | 2030 | 8 | 21.6 | 2
3 Revenue Sufficiency | 2030 | 8 | 21.7 | 1
3 Revenue Sufficiency | 2030 | 8 | 22 | 1
3 Revenue Sufficiency | 2030 | 8 | 22.5 | 2
3 Revenue Sufficiency | 2030 | 8 | 22.6 | 2
3 Revenue Sufficiency | 2030 | 8 | 22.9 | 3
3 Revenue Sufficiency | 2030 | 8 | 23 | 2
3 Revenue Sufficiency | 2030 | 8 | 23.2 | 4
3 Revenue Sufficiency | 2030 | 8 | 23.3 | 1
3 Revenue Sufficiency | 2030 | 8 | 23.4 | 2
3 Revenue Sufficiency | 2030 | 8 | 23.5 | 3
3 Revenue Sufficiency | 2030 | 8 | 23.6 | 1
3 Revenue Sufficiency | 2030 | 8 | 23.7 | 1
3 Revenue Sufficiency | 2030 | 8 | 23.8 | 2
3 Revenue Sufficiency | 2030 | 8 | 23.9 | 1
3 Revenue Sufficiency | 2030 | 8 | 24.1 | 2
3 Revenue Sufficiency | 2030 | 8 | 24.2 | 3
3 Revenue Sufficiency | 2030 | 8 | 24.3 | 1
3 Revenue Sufficiency | 2030 | 8 | 24.4 | 1
3 Revenue Sufficiency | 2030 | 8 | 24.6 | 2
3 Revenue Sufficiency | 2030 | 8 | 24.7 | 1
3 Revenue Sufficiency | 2030 | 8 | 24.8 | 2
3 Revenue Sufficiency | 2030 | 8 | 25 | 2
3 Revenue Sufficiency | 2030 | 8 | 25.1 | 3
3 Revenue Sufficiency | 2030 | 8 | 25.2 | 2
3 Revenue Sufficiency | 2030 | 8 | 25.3 | 2
3 Revenue Sufficiency | 2030 | 8 | 25.4 | 1
3 Revenue Sufficiency | 2030 | 8 | 25.6 | 3
3 Revenue Sufficiency | 2030 | 8 | 25.7 | 1
3 Revenue Sufficiency | 2030 | 8 | 25.8 | 2
3 Revenue Sufficiency | 2030 | 8 | 25.9 | 1
3 Revenue Sufficiency | 2030 | 8 | 26.1 | 1
3 Revenue Sufficiency | 2030 | 8 | 26.3 | 1
3 Revenue Sufficiency | 2030 | 8 | 26.4 | 3
3 Revenue Sufficiency | 2030 | 8 | 26.5 | 1
3 Revenue Sufficiency | 2030 | 8 | 26.7 | 2
3 Revenue Sufficiency | 2030 | 8 | 26.8 | 1
3 Revenue Sufficiency | 2030 | 8 | 26.9 | 1
3 Revenue Sufficiency | 2030 | 8 | 27 | 3
3 Revenue Sufficiency | 2030 | 8 | 27.2 | 2
3 Revenue Sufficiency | 2030 | 8 | 27.5 | 1
3 Revenue Sufficiency | 2030 | 8 | 27.6 | 1
3 Revenue Sufficiency | 2030 | 8 | 27.7 | 1
3 Revenue Sufficiency | 2030 | 8 | 27.8 | 2
3 Revenue Sufficiency | 2030 | 8 | 27.9 | 1
3 Revenue Sufficiency | 2030 | 8 | 28.1 | 3
3 Revenue Sufficiency | 2030 | 8 | 28.2 | 1
3 Revenue Sufficiency | 2030 | 8 | 28.3 | 2
3 Revenue Sufficiency | 2030 | 8 | 28.4 | 1
3 Revenue Sufficiency | 2030 | 8 | 28.6 | 1
3 Revenue Sufficiency | 2030 | 8 | 28.7 | 1
3 Revenue Sufficiency | 2030 | 8 | 28.9 | 1
3 Revenue Sufficiency | 2030 | 8 | 29.1 | 1
3 Revenue Sufficiency | 2030 | 8 | 29.3 | 3
3 Revenue Sufficiency | 2030 | 8 | 29.4 | 3
3 Revenue Sufficiency | 2030 | 8 | 29.5 | 2
3 Revenue Sufficiency | 2030 | 8 | 29.8 | 3
3 Revenue Sufficiency | 2030 | 8 | 29.9 | 1
3 Revenue Sufficiency | 2030 | 8 | 30.2 | 2
3 Revenue Sufficiency | 2030 | 8 | 30.4 | 1
3 Revenue Sufficiency | 2030 | 8 | 30.6 | 1
3 Revenue Sufficiency | 2030 | 8 | 30.7 | 2
3 Revenue Sufficiency | 2030 | 8 | 30.8 | 1
3 Revenue Sufficiency | 2030 | 8 | 30.9 | 1
3 Revenue Sufficiency | 2030 | 8 | 31 | 2
3 Revenue Sufficiency | 2030 | 8 | 31.1 | 1
3 Revenue Sufficiency | 2030 | 8 | 31.2 | 2
3 Revenue Sufficiency | 2030 | 8 | 31.3 | 2
3 Revenue Sufficiency | 2030 | 8 | 31.4 | 1
3 Revenue Sufficiency | 2030 | 8 | 31.5 | 2
3 Revenue Sufficiency | 2030 | 8 | 31.6 | 1
3 Revenue Sufficiency | 2030 | 8 | 32.1 | 1
3 Revenue Sufficiency | 2030 | 8 | 32.5 | 2
3 Revenue Sufficiency | 2030 | 8 | 32.6 | 1
3 Revenue Sufficiency | 2030 | 8 | 32.7 | 1
3 Revenue Sufficiency | 2030 | 8 | 32.8 | 2
3 Revenue Sufficiency | 2030 | 8 | 33 | 2
3 Revenue Sufficiency | 2030 | 8 | 33.1 | 1
3 Revenue Sufficiency | 2030 | 8 | 33.2 | 1
3 Revenue Sufficiency | 2030 | 8 | 33.3 | 2
3 Revenue Sufficiency | 2030 | 8 | 33.7 | 2
3 Revenue Sufficiency | 2030 | 8 | 33.9 | 2
3 Revenue Sufficiency | 2030 | 8 | 34 | 1
3 Revenue Sufficiency | 2030 | 8 | 34.1 | 1
3 Revenue Sufficiency | 2030 | 8 | 34.2 | 1
3 Revenue Sufficiency | 2030 | 8 | 34.3 | 1
3 Revenue Sufficiency | 2030 | 8 | 34.4 | 3
3 Revenue Sufficiency | 2030 | 8 | 34.6 | 1
3 Revenue Sufficiency | 2030 | 8 | 34.7 | 2
3 Revenue Sufficiency | 2030 | 8 | 34.8 | 2
3 Revenue Sufficiency | 2030 | 8 | 35.2 | 1
3 Revenue Sufficiency | 2030 | 8 | 35.3 | 1
3 Revenue Sufficiency | 2030 | 8 | 35.4 | 1
3 Revenue Sufficiency | 2030 | 8 | 35.6 | 2
3 Revenue Sufficiency | 2030 | 8 | 36 | 4
3 Revenue Sufficiency | 2030 | 8 | 36.1 | 1
3 Revenue Sufficiency | 2030 | 8 | 36.6 | 1
3 Revenue Sufficiency | 2030 | 8 | 36.7 | 2
3 Revenue Sufficiency | 2030 | 8 | 36.8 | 1
3 Revenue Sufficiency | 2030 | 8 | 37.3 | 1
3 Revenue Sufficiency | 2030 | 8 | 37.6 | 2
3 Revenue Sufficiency | 2030 | 8 | 38.2 | 1
3 Revenue Sufficiency | 2030 | 8 | 38.3 | 1
3 Revenue Sufficiency | 2030 | 8 | 38.4 | 1
3 Revenue Sufficiency | 2030 | 8 | 38.5 | 1
3 Revenue Sufficiency | 2030 | 8 | 38.8 | 1
3 Revenue Sufficiency | 2030 | 8 | 38.9 | 1
3 Revenue Sufficiency | 2030 | 8 | 39 | 2
3 Revenue Sufficiency | 2030 | 8 | 39.1 | 1
3 Revenue Sufficiency | 2030 | 8 | 39.2 | 1
3 Revenue Sufficiency | 2030 | 8 | 39.6 | 1
3 Revenue Sufficiency | 2030 | 8 | 39.7 | 1
3 Revenue Sufficiency | 2030 | 8 | 40 | 1
3 Revenue Sufficiency | 2030 | 8 | 40.2 | 1
3 Revenue Sufficiency | 2030 | 8 | 40.5 | 1
3 Revenue Sufficiency | 2030 | 8 | 40.7 | 1
3 Revenue Sufficiency | 2030 | 8 | 41 | 1
3 Revenue Sufficiency | 2030 | 8 | 41.5 | 2
3 Revenue Sufficiency | 2030 | 8 | 41.6 | 2
3 Revenue Sufficiency | 2030 | 8 | 41.7 | 1
3 Revenue Sufficiency | 2030 | 8 | 42 | 1
3 Revenue Sufficiency | 2030 | 8 | 42.1 | 1
3 Revenue Sufficiency | 2030 | 8 | 42.2 | 1
3 Revenue Sufficiency | 2030 | 8 | 42.4 | 1
3 Revenue Sufficiency | 2030 | 8 | 42.6 | 1
3 Revenue Sufficiency | 2030 | 8 | 43 | 1
3 Revenue Sufficiency | 2030 | 8 | 43.3 | 1
3 Revenue Sufficiency | 2030 | 8 | 43.4 | 1
3 Revenue Sufficiency | 2030 | 8 | 44.2 | 1
3 Revenue Sufficiency | 2030 | 8 | 44.6 | 1
3 Revenue Sufficiency | 2030 | 8 | 45 | 2
3 Revenue Sufficiency | 2030 | 8 | 45.2 | 2
3 Revenue Sufficiency | 2030 | 8 | 45.9 | 1
3 Revenue Sufficiency | 2030 | 8 | 47.5 | 1
3 Revenue Sufficiency | 2030 | 8 | 48 | 1
3 Revenue Sufficiency | 2030 | 8 | 48.1 | 1
3 Revenue Sufficiency | 2030 | 8 | 48.4 | 1
3 Revenue Sufficiency | 2030 | 8 | 49.1 | 1
3 Revenue Sufficiency | 2030 | 8 | 50.4 | 1
3 Revenue Sufficiency | 2030 | 8 | 51 | 1
3 Revenue Sufficiency | 2030 | 8 | 51.6 | 1
3 Revenue Sufficiency | 2030 | 8 | 52.2 | 1
3 Revenue Sufficiency | 2030 | 8 | 53.3 | 1
3 Revenue Sufficiency | 2030 | 8 | 53.7 | 1
3 Revenue Sufficiency | 2030 | 8 | 55.3 | 1
3 Revenue Sufficiency | 2030 | 8 | 55.8 | 1
3 Revenue Sufficiency | 2030 | 8 | 56.3 | 1
3 Revenue Sufficiency | 2030 | 8 | 57.9 | 1
3 Revenue Sufficiency | 2030 | 8 | 58.7 | 1
3 Revenue Sufficiency | 2030 | 8 | 59 | 1
3 Revenue Sufficiency | 2030 | 8 | 65.6 | 1
3 Revenue Sufficiency | 2030 | 8 | 65.9 | 1
3 Revenue Sufficiency | 2030 | 8 | 66 | 1
3 Revenue Sufficiency | 2030 | 8 | 71.7 | 1
3 Revenue Sufficiency | 2030 | 8 | 76.2 | 1
3 Revenue Sufficiency | 2030 | 8 | 78.5 | 1
3 Revenue Sufficiency | 2030 | 8 | 79 | 1
3 Revenue Sufficiency | 2030 | 8 | 81.3 | 1
3 Revenue Sufficiency | 2030 | 8 | 91.3 | 1
3 Revenue Sufficiency | 2030 | 8 | 254.8 | 1
3 Revenue Sufficiency | 2030 | 9 | -93.9 | 1
3 Revenue Sufficiency | 2030 | 9 | -77 | 1
3 Revenue Sufficiency | 2030 | 9 | -66.9 | 1
3 Revenue Sufficiency | 2030 | 9 | -60.2 | 1
3 Revenue Sufficiency | 2030 | 9 | -56.6 | 1
3 Revenue Sufficiency | 2030 | 9 | -55.7 | 1
3 Revenue Sufficiency | 2030 | 9 | -54.8 | 1
3 Revenue Sufficiency | 2030 | 9 | -54.2 | 1
3 Revenue Sufficiency | 2030 | 9 | -53.4 | 1
3 Revenue Sufficiency | 2030 | 9 | -52.6 | 1
3 Revenue Sufficiency | 2030 | 9 | -51.2 | 1
3 Revenue Sufficiency | 2030 | 9 | -50.9 | 1
3 Revenue Sufficiency | 2030 | 9 | -50.3 | 1
3 Revenue Sufficiency | 2030 | 9 | -49.7 | 1
3 Revenue Sufficiency | 2030 | 9 | -49.5 | 1
3 Revenue Sufficiency | 2030 | 9 | -48.7 | 1
3 Revenue Sufficiency | 2030 | 9 | -48.5 | 1
3 Revenue Sufficiency | 2030 | 9 | -48.3 | 1
3 Revenue Sufficiency | 2030 | 9 | -48.2 | 1
3 Revenue Sufficiency | 2030 | 9 | -47.8 | 1
3 Revenue Sufficiency | 2030 | 9 | -47.4 | 1
3 Revenue Sufficiency | 2030 | 9 | -46.4 | 2
3 Revenue Sufficiency | 2030 | 9 | -46.2 | 2
3 Revenue Sufficiency | 2030 | 9 | -46.1 | 1
3 Revenue Sufficiency | 2030 | 9 | -45.6 | 1
3 Revenue Sufficiency | 2030 | 9 | -45.5 | 1
3 Revenue Sufficiency | 2030 | 9 | -45.3 | 1
3 Revenue Sufficiency | 2030 | 9 | -44.6 | 1
3 Revenue Sufficiency | 2030 | 9 | -44.5 | 1
3 Revenue Sufficiency | 2030 | 9 | -43.7 | 1
3 Revenue Sufficiency | 2030 | 9 | -43.5 | 1
3 Revenue Sufficiency | 2030 | 9 | -43.3 | 1
3 Revenue Sufficiency | 2030 | 9 | -43.2 | 1
3 Revenue Sufficiency | 2030 | 9 | -42.7 | 1
3 Revenue Sufficiency | 2030 | 9 | -42.6 | 1
3 Revenue Sufficiency | 2030 | 9 | -42.5 | 1
3 Revenue Sufficiency | 2030 | 9 | -42.3 | 1
3 Revenue Sufficiency | 2030 | 9 | -42.1 | 2
3 Revenue Sufficiency | 2030 | 9 | -41.9 | 1
3 Revenue Sufficiency | 2030 | 9 | -41.6 | 1
3 Revenue Sufficiency | 2030 | 9 | -41.3 | 2
3 Revenue Sufficiency | 2030 | 9 | -40.8 | 1
3 Revenue Sufficiency | 2030 | 9 | -40.7 | 1
3 Revenue Sufficiency | 2030 | 9 | -40.6 | 1
3 Revenue Sufficiency | 2030 | 9 | -40.5 | 1
3 Revenue Sufficiency | 2030 | 9 | -40.3 | 1
3 Revenue Sufficiency | 2030 | 9 | -39.6 | 1
3 Revenue Sufficiency | 2030 | 9 | -39.4 | 1
3 Revenue Sufficiency | 2030 | 9 | -39.2 | 2
3 Revenue Sufficiency | 2030 | 9 | -39.1 | 1
3 Revenue Sufficiency | 2030 | 9 | -39 | 2
3 Revenue Sufficiency | 2030 | 9 | -38.7 | 1
3 Revenue Sufficiency | 2030 | 9 | -38.5 | 1
3 Revenue Sufficiency | 2030 | 9 | -38.3 | 1
3 Revenue Sufficiency | 2030 | 9 | -38.2 | 2
3 Revenue Sufficiency | 2030 | 9 | -38 | 2
3 Revenue Sufficiency | 2030 | 9 | -37.9 | 2
3 Revenue Sufficiency | 2030 | 9 | -37.6 | 1
3 Revenue Sufficiency | 2030 | 9 | -37.5 | 3
3 Revenue Sufficiency | 2030 | 9 | -37.3 | 2
3 Revenue Sufficiency | 2030 | 9 | -37.2 | 1
3 Revenue Sufficiency | 2030 | 9 | -37 | 2
3 Revenue Sufficiency | 2030 | 9 | -36.6 | 1
3 Revenue Sufficiency | 2030 | 9 | -36.3 | 1
3 Revenue Sufficiency | 2030 | 9 | -36.2 | 1
3 Revenue Sufficiency | 2030 | 9 | -35.9 | 3
3 Revenue Sufficiency | 2030 | 9 | -35.7 | 2
3 Revenue Sufficiency | 2030 | 9 | -35.5 | 1
3 Revenue Sufficiency | 2030 | 9 | -35.4 | 1
3 Revenue Sufficiency | 2030 | 9 | -35.2 | 1
3 Revenue Sufficiency | 2030 | 9 | -34.9 | 1
3 Revenue Sufficiency | 2030 | 9 | -34.8 | 1
3 Revenue Sufficiency | 2030 | 9 | -34.7 | 4
3 Revenue Sufficiency | 2030 | 9 | -34.4 | 1
3 Revenue Sufficiency | 2030 | 9 | -34.2 | 1
3 Revenue Sufficiency | 2030 | 9 | -34.1 | 3
3 Revenue Sufficiency | 2030 | 9 | -33.9 | 1
3 Revenue Sufficiency | 2030 | 9 | -33.7 | 2
3 Revenue Sufficiency | 2030 | 9 | -33.5 | 1
3 Revenue Sufficiency | 2030 | 9 | -33.2 | 1
3 Revenue Sufficiency | 2030 | 9 | -33 | 1
3 Revenue Sufficiency | 2030 | 9 | -32.9 | 1
3 Revenue Sufficiency | 2030 | 9 | -32.8 | 1
3 Revenue Sufficiency | 2030 | 9 | -32.7 | 1
3 Revenue Sufficiency | 2030 | 9 | -32.5 | 1
3 Revenue Sufficiency | 2030 | 9 | -32.4 | 1
3 Revenue Sufficiency | 2030 | 9 | -32.3 | 1
3 Revenue Sufficiency | 2030 | 9 | -32.2 | 3
3 Revenue Sufficiency | 2030 | 9 | -32 | 1
3 Revenue Sufficiency | 2030 | 9 | -31.8 | 1
3 Revenue Sufficiency | 2030 | 9 | -31.7 | 2
3 Revenue Sufficiency | 2030 | 9 | -31.6 | 1
3 Revenue Sufficiency | 2030 | 9 | -31.4 | 2
3 Revenue Sufficiency | 2030 | 9 | -31.3 | 2
3 Revenue Sufficiency | 2030 | 9 | -31.2 | 1
3 Revenue Sufficiency | 2030 | 9 | -31.1 | 1
3 Revenue Sufficiency | 2030 | 9 | -31 | 1
3 Revenue Sufficiency | 2030 | 9 | -30.6 | 1
3 Revenue Sufficiency | 2030 | 9 | -30.5 | 1
3 Revenue Sufficiency | 2030 | 9 | -30.3 | 1
3 Revenue Sufficiency | 2030 | 9 | -30 | 2
3 Revenue Sufficiency | 2030 | 9 | -29.8 | 2
3 Revenue Sufficiency | 2030 | 9 | -29.7 | 1
3 Revenue Sufficiency | 2030 | 9 | -29.4 | 2
3 Revenue Sufficiency | 2030 | 9 | -29.1 | 2
3 Revenue Sufficiency | 2030 | 9 | -29 | 1
3 Revenue Sufficiency | 2030 | 9 | -28.9 | 1
3 Revenue Sufficiency | 2030 | 9 | -28.8 | 1
3 Revenue Sufficiency | 2030 | 9 | -28.7 | 1
3 Revenue Sufficiency | 2030 | 9 | -28.5 | 1
3 Revenue Sufficiency | 2030 | 9 | -28.3 | 2
3 Revenue Sufficiency | 2030 | 9 | -28.2 | 1
3 Revenue Sufficiency | 2030 | 9 | -28 | 2
3 Revenue Sufficiency | 2030 | 9 | -27.9 | 1
3 Revenue Sufficiency | 2030 | 9 | -27.8 | 1
3 Revenue Sufficiency | 2030 | 9 | -27.5 | 4
3 Revenue Sufficiency | 2030 | 9 | -27.4 | 1
3 Revenue Sufficiency | 2030 | 9 | -27.3 | 2
3 Revenue Sufficiency | 2030 | 9 | -27.2 | 3
3 Revenue Sufficiency | 2030 | 9 | -27 | 1
3 Revenue Sufficiency | 2030 | 9 | -26.9 | 1
3 Revenue Sufficiency | 2030 | 9 | -26.7 | 1
3 Revenue Sufficiency | 2030 | 9 | -26.6 | 4
3 Revenue Sufficiency | 2030 | 9 | -26.5 | 2
3 Revenue Sufficiency | 2030 | 9 | -26.3 | 3
3 Revenue Sufficiency | 2030 | 9 | -26.2 | 2
3 Revenue Sufficiency | 2030 | 9 | -26.1 | 1
3 Revenue Sufficiency | 2030 | 9 | -26 | 1
3 Revenue Sufficiency | 2030 | 9 | -25.9 | 3
3 Revenue Sufficiency | 2030 | 9 | -25.8 | 1
3 Revenue Sufficiency | 2030 | 9 | -25.7 | 2
3 Revenue Sufficiency | 2030 | 9 | -25.2 | 2
3 Revenue Sufficiency | 2030 | 9 | -25.1 | 1
3 Revenue Sufficiency | 2030 | 9 | -24.9 | 2
3 Revenue Sufficiency | 2030 | 9 | -24.7 | 1
3 Revenue Sufficiency | 2030 | 9 | -24.6 | 1
3 Revenue Sufficiency | 2030 | 9 | -24.5 | 2
3 Revenue Sufficiency | 2030 | 9 | -24.4 | 1
3 Revenue Sufficiency | 2030 | 9 | -24.3 | 2
3 Revenue Sufficiency | 2030 | 9 | -24.2 | 2
3 Revenue Sufficiency | 2030 | 9 | -24.1 | 2
3 Revenue Sufficiency | 2030 | 9 | -24 | 1
3 Revenue Sufficiency | 2030 | 9 | -23.9 | 1
3 Revenue Sufficiency | 2030 | 9 | -23.8 | 1
3 Revenue Sufficiency | 2030 | 9 | -23.7 | 2
3 Revenue Sufficiency | 2030 | 9 | -23.5 | 1
3 Revenue Sufficiency | 2030 | 9 | -23.4 | 3
3 Revenue Sufficiency | 2030 | 9 | -23.3 | 2
3 Revenue Sufficiency | 2030 | 9 | -23.2 | 1
3 Revenue Sufficiency | 2030 | 9 | -23.1 | 3
3 Revenue Sufficiency | 2030 | 9 | -23 | 2
3 Revenue Sufficiency | 2030 | 9 | -22.9 | 2
3 Revenue Sufficiency | 2030 | 9 | -22.8 | 2
3 Revenue Sufficiency | 2030 | 9 | -22.7 | 3
3 Revenue Sufficiency | 2030 | 9 | -22.6 | 1
3 Revenue Sufficiency | 2030 | 9 | -22.5 | 1
3 Revenue Sufficiency | 2030 | 9 | -22.4 | 1
3 Revenue Sufficiency | 2030 | 9 | -22.3 | 1
3 Revenue Sufficiency | 2030 | 9 | -22 | 2
3 Revenue Sufficiency | 2030 | 9 | -21.7 | 1
3 Revenue Sufficiency | 2030 | 9 | -21.5 | 2
3 Revenue Sufficiency | 2030 | 9 | -21.2 | 1
3 Revenue Sufficiency | 2030 | 9 | -21.1 | 1
3 Revenue Sufficiency | 2030 | 9 | -20.9 | 2
3 Revenue Sufficiency | 2030 | 9 | -20.8 | 3
3 Revenue Sufficiency | 2030 | 9 | -20.6 | 1
3 Revenue Sufficiency | 2030 | 9 | -20.3 | 1
3 Revenue Sufficiency | 2030 | 9 | -20.2 | 1
3 Revenue Sufficiency | 2030 | 9 | -20.1 | 3
3 Revenue Sufficiency | 2030 | 9 | -20 | 1
3 Revenue Sufficiency | 2030 | 9 | -19.8 | 2
3 Revenue Sufficiency | 2030 | 9 | -19.7 | 1
3 Revenue Sufficiency | 2030 | 9 | -19.6 | 1
3 Revenue Sufficiency | 2030 | 9 | -19.5 | 1
3 Revenue Sufficiency | 2030 | 9 | -19.3 | 3
3 Revenue Sufficiency | 2030 | 9 | -19.2 | 3
3 Revenue Sufficiency | 2030 | 9 | -19.1 | 3
3 Revenue Sufficiency | 2030 | 9 | -19 | 3
3 Revenue Sufficiency | 2030 | 9 | -18.9 | 3
3 Revenue Sufficiency | 2030 | 9 | -18.6 | 4
3 Revenue Sufficiency | 2030 | 9 | -18.5 | 1
3 Revenue Sufficiency | 2030 | 9 | -18.4 | 3
3 Revenue Sufficiency | 2030 | 9 | -18.3 | 4
3 Revenue Sufficiency | 2030 | 9 | -18.2 | 1
3 Revenue Sufficiency | 2030 | 9 | -18.1 | 3
3 Revenue Sufficiency | 2030 | 9 | -18 | 2
3 Revenue Sufficiency | 2030 | 9 | -17.8 | 1
3 Revenue Sufficiency | 2030 | 9 | -17.7 | 1
3 Revenue Sufficiency | 2030 | 9 | -17.4 | 2
3 Revenue Sufficiency | 2030 | 9 | -17.2 | 1
3 Revenue Sufficiency | 2030 | 9 | -17 | 2
3 Revenue Sufficiency | 2030 | 9 | -16.9 | 1
3 Revenue Sufficiency | 2030 | 9 | -16.7 | 1
3 Revenue Sufficiency | 2030 | 9 | -16.5 | 1
3 Revenue Sufficiency | 2030 | 9 | -16.4 | 1
3 Revenue Sufficiency | 2030 | 9 | -16.3 | 1
3 Revenue Sufficiency | 2030 | 9 | -16.2 | 1
3 Revenue Sufficiency | 2030 | 9 | -16 | 1
3 Revenue Sufficiency | 2030 | 9 | -15.7 | 1
3 Revenue Sufficiency | 2030 | 9 | -15.5 | 1
3 Revenue Sufficiency | 2030 | 9 | -15.4 | 2
3 Revenue Sufficiency | 2030 | 9 | -15.3 | 1
3 Revenue Sufficiency | 2030 | 9 | -15.2 | 1
3 Revenue Sufficiency | 2030 | 9 | -15 | 1
3 Revenue Sufficiency | 2030 | 9 | -14.9 | 1
3 Revenue Sufficiency | 2030 | 9 | -14.8 | 2
3 Revenue Sufficiency | 2030 | 9 | -14.7 | 2
3 Revenue Sufficiency | 2030 | 9 | -14.6 | 2
3 Revenue Sufficiency | 2030 | 9 | -14.5 | 1
3 Revenue Sufficiency | 2030 | 9 | -14.3 | 2
3 Revenue Sufficiency | 2030 | 9 | -14.2 | 2
3 Revenue Sufficiency | 2030 | 9 | -13.8 | 1
3 Revenue Sufficiency | 2030 | 9 | -13.7 | 2
3 Revenue Sufficiency | 2030 | 9 | -13.5 | 1
3 Revenue Sufficiency | 2030 | 9 | -13.4 | 1
3 Revenue Sufficiency | 2030 | 9 | -13.2 | 2
3 Revenue Sufficiency | 2030 | 9 | -13.1 | 3
3 Revenue Sufficiency | 2030 | 9 | -12.9 | 2
3 Revenue Sufficiency | 2030 | 9 | -12.8 | 1
3 Revenue Sufficiency | 2030 | 9 | -12.6 | 1
3 Revenue Sufficiency | 2030 | 9 | -12.4 | 1
3 Revenue Sufficiency | 2030 | 9 | -11.8 | 2
3 Revenue Sufficiency | 2030 | 9 | -11.7 | 2
3 Revenue Sufficiency | 2030 | 9 | -11.2 | 1
3 Revenue Sufficiency | 2030 | 9 | -11.1 | 1
3 Revenue Sufficiency | 2030 | 9 | -10.7 | 1
3 Revenue Sufficiency | 2030 | 9 | -10.6 | 1
3 Revenue Sufficiency | 2030 | 9 | -10.1 | 1
3 Revenue Sufficiency | 2030 | 9 | -10 | 2
3 Revenue Sufficiency | 2030 | 9 | -9.8 | 1
3 Revenue Sufficiency | 2030 | 9 | -9.7 | 1
3 Revenue Sufficiency | 2030 | 9 | -9.4 | 1
3 Revenue Sufficiency | 2030 | 9 | -9.3 | 1
3 Revenue Sufficiency | 2030 | 9 | -9.2 | 2
3 Revenue Sufficiency | 2030 | 9 | -8.9 | 1
3 Revenue Sufficiency | 2030 | 9 | -8.8 | 1
3 Revenue Sufficiency | 2030 | 9 | -8.4 | 3
3 Revenue Sufficiency | 2030 | 9 | -8.3 | 1
3 Revenue Sufficiency | 2030 | 9 | -7.7 | 1
3 Revenue Sufficiency | 2030 | 9 | -6.9 | 1
3 Revenue Sufficiency | 2030 | 9 | -6.3 | 1
3 Revenue Sufficiency | 2030 | 9 | -5.2 | 1
3 Revenue Sufficiency | 2030 | 9 | -2.7 | 1
3 Revenue Sufficiency | 2030 | 9 | 2.6 | 1
3 Revenue Sufficiency | 2030 | 9 | 7.7 | 1
3 Revenue Sufficiency | 2030 | 9 | 8 | 1
3 Revenue Sufficiency | 2030 | 9 | 8.3 | 1
3 Revenue Sufficiency | 2030 | 9 | 8.6 | 1
3 Revenue Sufficiency | 2030 | 9 | 8.8 | 1
3 Revenue Sufficiency | 2030 | 9 | 9.1 | 1
3 Revenue Sufficiency | 2030 | 9 | 9.2 | 1
3 Revenue Sufficiency | 2030 | 9 | 9.4 | 1
3 Revenue Sufficiency | 2030 | 9 | 9.5 | 1
3 Revenue Sufficiency | 2030 | 9 | 9.6 | 1
3 Revenue Sufficiency | 2030 | 9 | 9.7 | 1
3 Revenue Sufficiency | 2030 | 9 | 9.9 | 1
3 Revenue Sufficiency | 2030 | 9 | 10.1 | 2
3 Revenue Sufficiency | 2030 | 9 | 10.2 | 1
3 Revenue Sufficiency | 2030 | 9 | 10.3 | 1
3 Revenue Sufficiency | 2030 | 9 | 10.4 | 2
3 Revenue Sufficiency | 2030 | 9 | 10.6 | 1
3 Revenue Sufficiency | 2030 | 9 | 10.7 | 1
3 Revenue Sufficiency | 2030 | 9 | 11.5 | 3
3 Revenue Sufficiency | 2030 | 9 | 11.6 | 1
3 Revenue Sufficiency | 2030 | 9 | 11.7 | 1
3 Revenue Sufficiency | 2030 | 9 | 11.8 | 2
3 Revenue Sufficiency | 2030 | 9 | 11.9 | 1
3 Revenue Sufficiency | 2030 | 9 | 12.1 | 1
3 Revenue Sufficiency | 2030 | 9 | 12.2 | 1
3 Revenue Sufficiency | 2030 | 9 | 12.4 | 1
3 Revenue Sufficiency | 2030 | 9 | 12.7 | 2
3 Revenue Sufficiency | 2030 | 9 | 12.8 | 1
3 Revenue Sufficiency | 2030 | 9 | 12.9 | 1
3 Revenue Sufficiency | 2030 | 9 | 13 | 1
3 Revenue Sufficiency | 2030 | 9 | 13.1 | 1
3 Revenue Sufficiency | 2030 | 9 | 13.2 | 1
3 Revenue Sufficiency | 2030 | 9 | 13.4 | 2
3 Revenue Sufficiency | 2030 | 9 | 13.5 | 1
3 Revenue Sufficiency | 2030 | 9 | 13.6 | 1
3 Revenue Sufficiency | 2030 | 9 | 13.7 | 1
3 Revenue Sufficiency | 2030 | 9 | 13.8 | 4
3 Revenue Sufficiency | 2030 | 9 | 13.9 | 1
3 Revenue Sufficiency | 2030 | 9 | 14 | 1
3 Revenue Sufficiency | 2030 | 9 | 14.2 | 1
3 Revenue Sufficiency | 2030 | 9 | 14.3 | 1
3 Revenue Sufficiency | 2030 | 9 | 14.4 | 1
3 Revenue Sufficiency | 2030 | 9 | 14.5 | 1
3 Revenue Sufficiency | 2030 | 9 | 14.6 | 2
3 Revenue Sufficiency | 2030 | 9 | 14.7 | 1
3 Revenue Sufficiency | 2030 | 9 | 14.8 | 1
3 Revenue Sufficiency | 2030 | 9 | 14.9 | 1
3 Revenue Sufficiency | 2030 | 9 | 15 | 1
3 Revenue Sufficiency | 2030 | 9 | 15.2 | 1
3 Revenue Sufficiency | 2030 | 9 | 15.4 | 1
3 Revenue Sufficiency | 2030 | 9 | 15.7 | 5
3 Revenue Sufficiency | 2030 | 9 | 15.8 | 2
3 Revenue Sufficiency | 2030 | 9 | 15.9 | 1
3 Revenue Sufficiency | 2030 | 9 | 16.1 | 2
3 Revenue Sufficiency | 2030 | 9 | 16.2 | 3
3 Revenue Sufficiency | 2030 | 9 | 16.3 | 3
3 Revenue Sufficiency | 2030 | 9 | 16.4 | 2
3 Revenue Sufficiency | 2030 | 9 | 16.6 | 2
3 Revenue Sufficiency | 2030 | 9 | 16.7 | 1
3 Revenue Sufficiency | 2030 | 9 | 16.8 | 1
3 Revenue Sufficiency | 2030 | 9 | 16.9 | 2
3 Revenue Sufficiency | 2030 | 9 | 17 | 3
3 Revenue Sufficiency | 2030 | 9 | 17.1 | 1
3 Revenue Sufficiency | 2030 | 9 | 17.2 | 4
3 Revenue Sufficiency | 2030 | 9 | 17.5 | 2
3 Revenue Sufficiency | 2030 | 9 | 17.6 | 2
3 Revenue Sufficiency | 2030 | 9 | 17.7 | 2
3 Revenue Sufficiency | 2030 | 9 | 17.8 | 1
3 Revenue Sufficiency | 2030 | 9 | 17.9 | 2
3 Revenue Sufficiency | 2030 | 9 | 18 | 2
3 Revenue Sufficiency | 2030 | 9 | 18.1 | 1
3 Revenue Sufficiency | 2030 | 9 | 18.3 | 1
3 Revenue Sufficiency | 2030 | 9 | 18.4 | 2
3 Revenue Sufficiency | 2030 | 9 | 18.5 | 1
3 Revenue Sufficiency | 2030 | 9 | 18.6 | 1
3 Revenue Sufficiency | 2030 | 9 | 18.7 | 1
3 Revenue Sufficiency | 2030 | 9 | 18.8 | 1
3 Revenue Sufficiency | 2030 | 9 | 18.9 | 1
3 Revenue Sufficiency | 2030 | 9 | 19.2 | 1
3 Revenue Sufficiency | 2030 | 9 | 19.3 | 1
3 Revenue Sufficiency | 2030 | 9 | 19.4 | 1
3 Revenue Sufficiency | 2030 | 9 | 19.5 | 2
3 Revenue Sufficiency | 2030 | 9 | 19.8 | 2
3 Revenue Sufficiency | 2030 | 9 | 19.9 | 2
3 Revenue Sufficiency | 2030 | 9 | 20 | 1
3 Revenue Sufficiency | 2030 | 9 | 20.1 | 2
3 Revenue Sufficiency | 2030 | 9 | 20.2 | 2
3 Revenue Sufficiency | 2030 | 9 | 20.3 | 2
3 Revenue Sufficiency | 2030 | 9 | 20.4 | 4
3 Revenue Sufficiency | 2030 | 9 | 20.7 | 1
3 Revenue Sufficiency | 2030 | 9 | 20.9 | 1
3 Revenue Sufficiency | 2030 | 9 | 21.1 | 1
3 Revenue Sufficiency | 2030 | 9 | 21.4 | 2
3 Revenue Sufficiency | 2030 | 9 | 21.5 | 2
3 Revenue Sufficiency | 2030 | 9 | 21.7 | 2
3 Revenue Sufficiency | 2030 | 9 | 21.8 | 1
3 Revenue Sufficiency | 2030 | 9 | 21.9 | 2
3 Revenue Sufficiency | 2030 | 9 | 22 | 2
3 Revenue Sufficiency | 2030 | 9 | 22.1 | 1
3 Revenue Sufficiency | 2030 | 9 | 22.2 | 1
3 Revenue Sufficiency | 2030 | 9 | 22.3 | 2
3 Revenue Sufficiency | 2030 | 9 | 22.7 | 1
3 Revenue Sufficiency | 2030 | 9 | 22.8 | 2
3 Revenue Sufficiency | 2030 | 9 | 22.9 | 3
3 Revenue Sufficiency | 2030 | 9 | 23.1 | 1
3 Revenue Sufficiency | 2030 | 9 | 23.2 | 1
3 Revenue Sufficiency | 2030 | 9 | 23.3 | 3
3 Revenue Sufficiency | 2030 | 9 | 23.5 | 1
3 Revenue Sufficiency | 2030 | 9 | 23.6 | 1
3 Revenue Sufficiency | 2030 | 9 | 23.7 | 2
3 Revenue Sufficiency | 2030 | 9 | 23.8 | 1
3 Revenue Sufficiency | 2030 | 9 | 23.9 | 2
3 Revenue Sufficiency | 2030 | 9 | 24 | 2
3 Revenue Sufficiency | 2030 | 9 | 24.1 | 1
3 Revenue Sufficiency | 2030 | 9 | 24.2 | 1
3 Revenue Sufficiency | 2030 | 9 | 24.6 | 2
3 Revenue Sufficiency | 2030 | 9 | 24.7 | 1
3 Revenue Sufficiency | 2030 | 9 | 24.8 | 2
3 Revenue Sufficiency | 2030 | 9 | 24.9 | 2
3 Revenue Sufficiency | 2030 | 9 | 25.1 | 2
3 Revenue Sufficiency | 2030 | 9 | 25.2 | 1
3 Revenue Sufficiency | 2030 | 9 | 25.5 | 1
3 Revenue Sufficiency | 2030 | 9 | 25.6 | 2
3 Revenue Sufficiency | 2030 | 9 | 25.7 | 2
3 Revenue Sufficiency | 2030 | 9 | 26 | 1
3 Revenue Sufficiency | 2030 | 9 | 26.3 | 1
3 Revenue Sufficiency | 2030 | 9 | 26.4 | 1
3 Revenue Sufficiency | 2030 | 9 | 26.5 | 1
3 Revenue Sufficiency | 2030 | 9 | 26.6 | 3
3 Revenue Sufficiency | 2030 | 9 | 26.7 | 1
3 Revenue Sufficiency | 2030 | 9 | 26.8 | 3
3 Revenue Sufficiency | 2030 | 9 | 26.9 | 1
3 Revenue Sufficiency | 2030 | 9 | 27.1 | 2
3 Revenue Sufficiency | 2030 | 9 | 27.2 | 1
3 Revenue Sufficiency | 2030 | 9 | 27.3 | 1
3 Revenue Sufficiency | 2030 | 9 | 27.4 | 2
3 Revenue Sufficiency | 2030 | 9 | 27.7 | 1
3 Revenue Sufficiency | 2030 | 9 | 27.9 | 2
3 Revenue Sufficiency | 2030 | 9 | 28.3 | 1
3 Revenue Sufficiency | 2030 | 9 | 28.5 | 2
3 Revenue Sufficiency | 2030 | 9 | 28.6 | 1
3 Revenue Sufficiency | 2030 | 9 | 28.7 | 1
3 Revenue Sufficiency | 2030 | 9 | 29.1 | 2
3 Revenue Sufficiency | 2030 | 9 | 29.2 | 2
3 Revenue Sufficiency | 2030 | 9 | 29.4 | 3
3 Revenue Sufficiency | 2030 | 9 | 29.5 | 1
3 Revenue Sufficiency | 2030 | 9 | 29.7 | 1
3 Revenue Sufficiency | 2030 | 9 | 29.9 | 1
3 Revenue Sufficiency | 2030 | 9 | 30 | 2
3 Revenue Sufficiency | 2030 | 9 | 30.1 | 1
3 Revenue Sufficiency | 2030 | 9 | 30.3 | 1
3 Revenue Sufficiency | 2030 | 9 | 30.5 | 2
3 Revenue Sufficiency | 2030 | 9 | 30.7 | 1
3 Revenue Sufficiency | 2030 | 9 | 30.8 | 2
3 Revenue Sufficiency | 2030 | 9 | 30.9 | 1
3 Revenue Sufficiency | 2030 | 9 | 31.3 | 1
3 Revenue Sufficiency | 2030 | 9 | 31.6 | 1
3 Revenue Sufficiency | 2030 | 9 | 31.8 | 2
3 Revenue Sufficiency | 2030 | 9 | 32 | 1
3 Revenue Sufficiency | 2030 | 9 | 32.1 | 1
3 Revenue Sufficiency | 2030 | 9 | 32.2 | 1
3 Revenue Sufficiency | 2030 | 9 | 32.3 | 1
3 Revenue Sufficiency | 2030 | 9 | 32.4 | 3
3 Revenue Sufficiency | 2030 | 9 | 32.6 | 2
3 Revenue Sufficiency | 2030 | 9 | 32.7 | 1
3 Revenue Sufficiency | 2030 | 9 | 32.9 | 2
3 Revenue Sufficiency | 2030 | 9 | 33.1 | 3
3 Revenue Sufficiency | 2030 | 9 | 33.2 | 2
3 Revenue Sufficiency | 2030 | 9 | 33.3 | 1
3 Revenue Sufficiency | 2030 | 9 | 33.7 | 1
3 Revenue Sufficiency | 2030 | 9 | 34.1 | 1
3 Revenue Sufficiency | 2030 | 9 | 34.3 | 2
3 Revenue Sufficiency | 2030 | 9 | 34.4 | 1
3 Revenue Sufficiency | 2030 | 9 | 34.5 | 1
3 Revenue Sufficiency | 2030 | 9 | 34.8 | 1
3 Revenue Sufficiency | 2030 | 9 | 35 | 1
3 Revenue Sufficiency | 2030 | 9 | 35.3 | 2
3 Revenue Sufficiency | 2030 | 9 | 35.5 | 2
3 Revenue Sufficiency | 2030 | 9 | 35.6 | 1
3 Revenue Sufficiency | 2030 | 9 | 35.7 | 2
3 Revenue Sufficiency | 2030 | 9 | 36.1 | 1
3 Revenue Sufficiency | 2030 | 9 | 36.2 | 1
3 Revenue Sufficiency | 2030 | 9 | 36.6 | 2
3 Revenue Sufficiency | 2030 | 9 | 36.9 | 1
3 Revenue Sufficiency | 2030 | 9 | 37 | 1
3 Revenue Sufficiency | 2030 | 9 | 37.1 | 2
3 Revenue Sufficiency | 2030 | 9 | 37.2 | 1
3 Revenue Sufficiency | 2030 | 9 | 37.3 | 1
3 Revenue Sufficiency | 2030 | 9 | 37.4 | 1
3 Revenue Sufficiency | 2030 | 9 | 37.6 | 1
3 Revenue Sufficiency | 2030 | 9 | 37.7 | 1
3 Revenue Sufficiency | 2030 | 9 | 37.8 | 1
3 Revenue Sufficiency | 2030 | 9 | 37.9 | 1
3 Revenue Sufficiency | 2030 | 9 | 38.1 | 1
3 Revenue Sufficiency | 2030 | 9 | 38.4 | 1
3 Revenue Sufficiency | 2030 | 9 | 38.5 | 1
3 Revenue Sufficiency | 2030 | 9 | 39.2 | 4
3 Revenue Sufficiency | 2030 | 9 | 39.3 | 1
3 Revenue Sufficiency | 2030 | 9 | 39.7 | 1
3 Revenue Sufficiency | 2030 | 9 | 40.1 | 1
3 Revenue Sufficiency | 2030 | 9 | 40.3 | 1
3 Revenue Sufficiency | 2030 | 9 | 40.6 | 1
3 Revenue Sufficiency | 2030 | 9 | 40.8 | 2
3 Revenue Sufficiency | 2030 | 9 | 41 | 1
3 Revenue Sufficiency | 2030 | 9 | 41.1 | 1
3 Revenue Sufficiency | 2030 | 9 | 41.6 | 1
3 Revenue Sufficiency | 2030 | 9 | 42.4 | 2
3 Revenue Sufficiency | 2030 | 9 | 42.8 | 2
3 Revenue Sufficiency | 2030 | 9 | 43 | 1
3 Revenue Sufficiency | 2030 | 9 | 43.2 | 2
3 Revenue Sufficiency | 2030 | 9 | 43.3 | 1
3 Revenue Sufficiency | 2030 | 9 | 43.4 | 1
3 Revenue Sufficiency | 2030 | 9 | 43.7 | 1
3 Revenue Sufficiency | 2030 | 9 | 43.9 | 2
3 Revenue Sufficiency | 2030 | 9 | 44.4 | 2
3 Revenue Sufficiency | 2030 | 9 | 44.7 | 1
3 Revenue Sufficiency | 2030 | 9 | 44.8 | 1
3 Revenue Sufficiency | 2030 | 9 | 45 | 1
3 Revenue Sufficiency | 2030 | 9 | 45.8 | 1
3 Revenue Sufficiency | 2030 | 9 | 45.9 | 1
3 Revenue Sufficiency | 2030 | 9 | 46.3 | 1
3 Revenue Sufficiency | 2030 | 9 | 46.5 | 1
3 Revenue Sufficiency | 2030 | 9 | 49 | 1
3 Revenue Sufficiency | 2030 | 9 | 49.6 | 2
3 Revenue Sufficiency | 2030 | 9 | 49.7 | 1
3 Revenue Sufficiency | 2030 | 9 | 50.2 | 1
3 Revenue Sufficiency | 2030 | 9 | 50.3 | 1
3 Revenue Sufficiency | 2030 | 9 | 50.7 | 1
3 Revenue Sufficiency | 2030 | 9 | 51 | 1
3 Revenue Sufficiency | 2030 | 9 | 51.2 | 1
3 Revenue Sufficiency | 2030 | 9 | 51.4 | 1
3 Revenue Sufficiency | 2030 | 9 | 51.8 | 1
3 Revenue Sufficiency | 2030 | 9 | 52 | 1
3 Revenue Sufficiency | 2030 | 9 | 52.3 | 1
3 Revenue Sufficiency | 2030 | 9 | 53.1 | 1
3 Revenue Sufficiency | 2030 | 9 | 54.9 | 1
3 Revenue Sufficiency | 2030 | 9 | 55.8 | 1
3 Revenue Sufficiency | 2030 | 9 | 56.4 | 1
3 Revenue Sufficiency | 2030 | 9 | 57 | 1
3 Revenue Sufficiency | 2030 | 9 | 57.8 | 1
3 Revenue Sufficiency | 2030 | 9 | 58.2 | 1
3 Revenue Sufficiency | 2030 | 9 | 59.4 | 1
3 Revenue Sufficiency | 2030 | 9 | 60.1 | 1
3 Revenue Sufficiency | 2030 | 9 | 60.2 | 1
3 Revenue Sufficiency | 2030 | 9 | 61.1 | 1
3 Revenue Sufficiency | 2030 | 9 | 62.2 | 1
3 Revenue Sufficiency | 2030 | 9 | 64.7 | 1
3 Revenue Sufficiency | 2030 | 9 | 67.5 | 1
3 Revenue Sufficiency | 2030 | 9 | 83.2 | 1
3 Revenue Sufficiency | 2030 | 9 | 108.4 | 1
3 Revenue Sufficiency | 2030 | 9 | 118.3 | 1
3 Revenue Sufficiency | 2030 | 9 | 164 | 1
3 Revenue Sufficiency | 2030 | 10 | -99.5 | 1
3 Revenue Sufficiency | 2030 | 10 | -69.1 | 1
3 Revenue Sufficiency | 2030 | 10 | -69 | 1
3 Revenue Sufficiency | 2030 | 10 | -65.9 | 1
3 Revenue Sufficiency | 2030 | 10 | -65 | 1
3 Revenue Sufficiency | 2030 | 10 | -64.5 | 2
3 Revenue Sufficiency | 2030 | 10 | -64.3 | 1
3 Revenue Sufficiency | 2030 | 10 | -60.8 | 1
3 Revenue Sufficiency | 2030 | 10 | -59.4 | 1
3 Revenue Sufficiency | 2030 | 10 | -58.2 | 1
3 Revenue Sufficiency | 2030 | 10 | -58.1 | 1
3 Revenue Sufficiency | 2030 | 10 | -56.8 | 1
3 Revenue Sufficiency | 2030 | 10 | -56.6 | 1
3 Revenue Sufficiency | 2030 | 10 | -56.3 | 1
3 Revenue Sufficiency | 2030 | 10 | -54.5 | 2
3 Revenue Sufficiency | 2030 | 10 | -54 | 1
3 Revenue Sufficiency | 2030 | 10 | -53.9 | 1
3 Revenue Sufficiency | 2030 | 10 | -53.1 | 1
3 Revenue Sufficiency | 2030 | 10 | -52.9 | 2
3 Revenue Sufficiency | 2030 | 10 | -52.8 | 1
3 Revenue Sufficiency | 2030 | 10 | -52.4 | 1
3 Revenue Sufficiency | 2030 | 10 | -51.5 | 1
3 Revenue Sufficiency | 2030 | 10 | -49.8 | 1
3 Revenue Sufficiency | 2030 | 10 | -49.6 | 1
3 Revenue Sufficiency | 2030 | 10 | -48.7 | 1
3 Revenue Sufficiency | 2030 | 10 | -48.6 | 1
3 Revenue Sufficiency | 2030 | 10 | -48.5 | 1
3 Revenue Sufficiency | 2030 | 10 | -47.6 | 1
3 Revenue Sufficiency | 2030 | 10 | -46.2 | 1
3 Revenue Sufficiency | 2030 | 10 | -45.8 | 2
3 Revenue Sufficiency | 2030 | 10 | -45.6 | 1
3 Revenue Sufficiency | 2030 | 10 | -45.4 | 1
3 Revenue Sufficiency | 2030 | 10 | -45.1 | 1
3 Revenue Sufficiency | 2030 | 10 | -44.5 | 1
3 Revenue Sufficiency | 2030 | 10 | -44.3 | 1
3 Revenue Sufficiency | 2030 | 10 | -44.1 | 1
3 Revenue Sufficiency | 2030 | 10 | -43.6 | 1
3 Revenue Sufficiency | 2030 | 10 | -43.5 | 2
3 Revenue Sufficiency | 2030 | 10 | -43.4 | 1
3 Revenue Sufficiency | 2030 | 10 | -43.2 | 1
3 Revenue Sufficiency | 2030 | 10 | -42.9 | 2
3 Revenue Sufficiency | 2030 | 10 | -42.8 | 1
3 Revenue Sufficiency | 2030 | 10 | -42.2 | 1
3 Revenue Sufficiency | 2030 | 10 | -42.1 | 1
3 Revenue Sufficiency | 2030 | 10 | -41.2 | 1
3 Revenue Sufficiency | 2030 | 10 | -41.1 | 2
3 Revenue Sufficiency | 2030 | 10 | -40.4 | 1
3 Revenue Sufficiency | 2030 | 10 | -39.3 | 1
3 Revenue Sufficiency | 2030 | 10 | -38.8 | 1
3 Revenue Sufficiency | 2030 | 10 | -38.5 | 1
3 Revenue Sufficiency | 2030 | 10 | -37.9 | 1
3 Revenue Sufficiency | 2030 | 10 | -37.4 | 1
3 Revenue Sufficiency | 2030 | 10 | -36.9 | 1
3 Revenue Sufficiency | 2030 | 10 | -36.4 | 1
3 Revenue Sufficiency | 2030 | 10 | -36.2 | 2
3 Revenue Sufficiency | 2030 | 10 | -36 | 1
3 Revenue Sufficiency | 2030 | 10 | -35.9 | 2
3 Revenue Sufficiency | 2030 | 10 | -35.5 | 1
3 Revenue Sufficiency | 2030 | 10 | -35.1 | 1
3 Revenue Sufficiency | 2030 | 10 | -34.7 | 2
3 Revenue Sufficiency | 2030 | 10 | -34 | 1
3 Revenue Sufficiency | 2030 | 10 | -33.9 | 2
3 Revenue Sufficiency | 2030 | 10 | -33.8 | 1
3 Revenue Sufficiency | 2030 | 10 | -33.7 | 1
3 Revenue Sufficiency | 2030 | 10 | -33.4 | 1
3 Revenue Sufficiency | 2030 | 10 | -33.3 | 2
3 Revenue Sufficiency | 2030 | 10 | -33.2 | 1
3 Revenue Sufficiency | 2030 | 10 | -32.9 | 2
3 Revenue Sufficiency | 2030 | 10 | -32.7 | 1
3 Revenue Sufficiency | 2030 | 10 | -32.4 | 1
3 Revenue Sufficiency | 2030 | 10 | -32.3 | 2
3 Revenue Sufficiency | 2030 | 10 | -32.2 | 1
3 Revenue Sufficiency | 2030 | 10 | -32.1 | 2
3 Revenue Sufficiency | 2030 | 10 | -31.8 | 1
3 Revenue Sufficiency | 2030 | 10 | -31.7 | 2
3 Revenue Sufficiency | 2030 | 10 | -31.6 | 1
3 Revenue Sufficiency | 2030 | 10 | -31.4 | 1
3 Revenue Sufficiency | 2030 | 10 | -31.1 | 1
3 Revenue Sufficiency | 2030 | 10 | -31 | 1
3 Revenue Sufficiency | 2030 | 10 | -30.7 | 1
3 Revenue Sufficiency | 2030 | 10 | -30.3 | 2
3 Revenue Sufficiency | 2030 | 10 | -30.2 | 1
3 Revenue Sufficiency | 2030 | 10 | -30.1 | 2
3 Revenue Sufficiency | 2030 | 10 | -30 | 1
3 Revenue Sufficiency | 2030 | 10 | -29.2 | 1
3 Revenue Sufficiency | 2030 | 10 | -28.9 | 1
3 Revenue Sufficiency | 2030 | 10 | -28.8 | 2
3 Revenue Sufficiency | 2030 | 10 | -28.7 | 1
3 Revenue Sufficiency | 2030 | 10 | -28.6 | 1
3 Revenue Sufficiency | 2030 | 10 | -28.4 | 1
3 Revenue Sufficiency | 2030 | 10 | -28.1 | 2
3 Revenue Sufficiency | 2030 | 10 | -28 | 1
3 Revenue Sufficiency | 2030 | 10 | -27.9 | 2
3 Revenue Sufficiency | 2030 | 10 | -27.6 | 1
3 Revenue Sufficiency | 2030 | 10 | -27.5 | 3
3 Revenue Sufficiency | 2030 | 10 | -27.3 | 4
3 Revenue Sufficiency | 2030 | 10 | -27.1 | 3
3 Revenue Sufficiency | 2030 | 10 | -26.9 | 1
3 Revenue Sufficiency | 2030 | 10 | -26.7 | 1
3 Revenue Sufficiency | 2030 | 10 | -26.5 | 1
3 Revenue Sufficiency | 2030 | 10 | -26.4 | 1
3 Revenue Sufficiency | 2030 | 10 | -26.2 | 1
3 Revenue Sufficiency | 2030 | 10 | -25.9 | 1
3 Revenue Sufficiency | 2030 | 10 | -25.8 | 2
3 Revenue Sufficiency | 2030 | 10 | -25.7 | 3
3 Revenue Sufficiency | 2030 | 10 | -25.6 | 1
3 Revenue Sufficiency | 2030 | 10 | -25.4 | 1
3 Revenue Sufficiency | 2030 | 10 | -25.3 | 1
3 Revenue Sufficiency | 2030 | 10 | -25 | 2
3 Revenue Sufficiency | 2030 | 10 | -24.8 | 1
3 Revenue Sufficiency | 2030 | 10 | -24.5 | 1
3 Revenue Sufficiency | 2030 | 10 | -24.4 | 1
3 Revenue Sufficiency | 2030 | 10 | -24.3 | 2
3 Revenue Sufficiency | 2030 | 10 | -24.2 | 1
3 Revenue Sufficiency | 2030 | 10 | -24 | 1
3 Revenue Sufficiency | 2030 | 10 | -23.9 | 1
3 Revenue Sufficiency | 2030 | 10 | -23.8 | 2
3 Revenue Sufficiency | 2030 | 10 | -23.7 | 1
3 Revenue Sufficiency | 2030 | 10 | -23.4 | 2
3 Revenue Sufficiency | 2030 | 10 | -23.3 | 1
3 Revenue Sufficiency | 2030 | 10 | -23.1 | 1
3 Revenue Sufficiency | 2030 | 10 | -23 | 1
3 Revenue Sufficiency | 2030 | 10 | -22.7 | 1
3 Revenue Sufficiency | 2030 | 10 | -22.6 | 2
3 Revenue Sufficiency | 2030 | 10 | -22.5 | 3
3 Revenue Sufficiency | 2030 | 10 | -22.1 | 2
3 Revenue Sufficiency | 2030 | 10 | -22 | 1
3 Revenue Sufficiency | 2030 | 10 | -21.7 | 2
3 Revenue Sufficiency | 2030 | 10 | -21.5 | 1
3 Revenue Sufficiency | 2030 | 10 | -21.4 | 3
3 Revenue Sufficiency | 2030 | 10 | -21.2 | 1
3 Revenue Sufficiency | 2030 | 10 | -21 | 1
3 Revenue Sufficiency | 2030 | 10 | -20.9 | 2
3 Revenue Sufficiency | 2030 | 10 | -20.7 | 3
3 Revenue Sufficiency | 2030 | 10 | -20.6 | 1
3 Revenue Sufficiency | 2030 | 10 | -20.4 | 1
3 Revenue Sufficiency | 2030 | 10 | -20.3 | 1
3 Revenue Sufficiency | 2030 | 10 | -20.2 | 1
3 Revenue Sufficiency | 2030 | 10 | -20.1 | 1
3 Revenue Sufficiency | 2030 | 10 | -20 | 1
3 Revenue Sufficiency | 2030 | 10 | -19.9 | 1
3 Revenue Sufficiency | 2030 | 10 | -19.6 | 1
3 Revenue Sufficiency | 2030 | 10 | -19.4 | 1
3 Revenue Sufficiency | 2030 | 10 | -19.2 | 1
3 Revenue Sufficiency | 2030 | 10 | -19.1 | 2
3 Revenue Sufficiency | 2030 | 10 | -19 | 1
3 Revenue Sufficiency | 2030 | 10 | -18.9 | 2
3 Revenue Sufficiency | 2030 | 10 | -18.8 | 2
3 Revenue Sufficiency | 2030 | 10 | -18.7 | 3
3 Revenue Sufficiency | 2030 | 10 | -18.6 | 3
3 Revenue Sufficiency | 2030 | 10 | -18.5 | 1
3 Revenue Sufficiency | 2030 | 10 | -18.4 | 2
3 Revenue Sufficiency | 2030 | 10 | -18.3 | 1
3 Revenue Sufficiency | 2030 | 10 | -18.1 | 1
3 Revenue Sufficiency | 2030 | 10 | -18 | 1
3 Revenue Sufficiency | 2030 | 10 | -17.9 | 1
3 Revenue Sufficiency | 2030 | 10 | -17.7 | 1
3 Revenue Sufficiency | 2030 | 10 | -17.6 | 1
3 Revenue Sufficiency | 2030 | 10 | -17.4 | 1
3 Revenue Sufficiency | 2030 | 10 | -17.3 | 2
3 Revenue Sufficiency | 2030 | 10 | -17.2 | 1
3 Revenue Sufficiency | 2030 | 10 | -17.1 | 1
3 Revenue Sufficiency | 2030 | 10 | -16.7 | 1
3 Revenue Sufficiency | 2030 | 10 | -16.4 | 1
3 Revenue Sufficiency | 2030 | 10 | -16.1 | 2
3 Revenue Sufficiency | 2030 | 10 | -15.9 | 1
3 Revenue Sufficiency | 2030 | 10 | -15.3 | 2
3 Revenue Sufficiency | 2030 | 10 | -14.6 | 1
3 Revenue Sufficiency | 2030 | 10 | -14.5 | 1
3 Revenue Sufficiency | 2030 | 10 | -14.2 | 1
3 Revenue Sufficiency | 2030 | 10 | -13.1 | 1
3 Revenue Sufficiency | 2030 | 10 | -13 | 2
3 Revenue Sufficiency | 2030 | 10 | -12.7 | 2
3 Revenue Sufficiency | 2030 | 10 | -12.6 | 1
3 Revenue Sufficiency | 2030 | 10 | -12.5 | 1
3 Revenue Sufficiency | 2030 | 10 | -12.1 | 1
3 Revenue Sufficiency | 2030 | 10 | -11.6 | 1
3 Revenue Sufficiency | 2030 | 10 | -11.5 | 1
3 Revenue Sufficiency | 2030 | 10 | -11.2 | 1
3 Revenue Sufficiency | 2030 | 10 | -10.8 | 1
3 Revenue Sufficiency | 2030 | 10 | -10 | 1
3 Revenue Sufficiency | 2030 | 10 | -9.9 | 2
3 Revenue Sufficiency | 2030 | 10 | -9.4 | 1
3 Revenue Sufficiency | 2030 | 10 | -9.3 | 1
3 Revenue Sufficiency | 2030 | 10 | -9.2 | 1
3 Revenue Sufficiency | 2030 | 10 | -9.1 | 2
3 Revenue Sufficiency | 2030 | 10 | -8.8 | 1
3 Revenue Sufficiency | 2030 | 10 | -8.7 | 1
3 Revenue Sufficiency | 2030 | 10 | -8.3 | 2
3 Revenue Sufficiency | 2030 | 10 | -7.3 | 1
3 Revenue Sufficiency | 2030 | 10 | -6.6 | 1
3 Revenue Sufficiency | 2030 | 10 | -5.7 | 1
3 Revenue Sufficiency | 2030 | 10 | -5.3 | 1
3 Revenue Sufficiency | 2030 | 10 | -0.7 | 1
3 Revenue Sufficiency | 2030 | 10 | 8.4 | 1
3 Revenue Sufficiency | 2030 | 10 | 8.7 | 1
3 Revenue Sufficiency | 2030 | 10 | 9 | 1
3 Revenue Sufficiency | 2030 | 10 | 9.5 | 1
3 Revenue Sufficiency | 2030 | 10 | 10 | 2
3 Revenue Sufficiency | 2030 | 10 | 10.2 | 1
3 Revenue Sufficiency | 2030 | 10 | 10.3 | 2
3 Revenue Sufficiency | 2030 | 10 | 10.5 | 1
3 Revenue Sufficiency | 2030 | 10 | 11.1 | 1
3 Revenue Sufficiency | 2030 | 10 | 11.2 | 1
3 Revenue Sufficiency | 2030 | 10 | 11.5 | 1
3 Revenue Sufficiency | 2030 | 10 | 11.7 | 1
3 Revenue Sufficiency | 2030 | 10 | 12.2 | 1
3 Revenue Sufficiency | 2030 | 10 | 12.4 | 2
3 Revenue Sufficiency | 2030 | 10 | 12.5 | 1
3 Revenue Sufficiency | 2030 | 10 | 12.6 | 1
3 Revenue Sufficiency | 2030 | 10 | 12.8 | 1
3 Revenue Sufficiency | 2030 | 10 | 13 | 1
3 Revenue Sufficiency | 2030 | 10 | 13.1 | 1
3 Revenue Sufficiency | 2030 | 10 | 13.5 | 2
3 Revenue Sufficiency | 2030 | 10 | 13.6 | 1
3 Revenue Sufficiency | 2030 | 10 | 13.7 | 2
3 Revenue Sufficiency | 2030 | 10 | 14.1 | 2
3 Revenue Sufficiency | 2030 | 10 | 14.2 | 1
3 Revenue Sufficiency | 2030 | 10 | 14.3 | 1
3 Revenue Sufficiency | 2030 | 10 | 14.5 | 1
3 Revenue Sufficiency | 2030 | 10 | 14.6 | 2
3 Revenue Sufficiency | 2030 | 10 | 14.8 | 1
3 Revenue Sufficiency | 2030 | 10 | 14.9 | 1
3 Revenue Sufficiency | 2030 | 10 | 15.1 | 1
3 Revenue Sufficiency | 2030 | 10 | 15.2 | 1
3 Revenue Sufficiency | 2030 | 10 | 15.3 | 2
3 Revenue Sufficiency | 2030 | 10 | 15.7 | 2
3 Revenue Sufficiency | 2030 | 10 | 15.8 | 3
3 Revenue Sufficiency | 2030 | 10 | 15.9 | 1
3 Revenue Sufficiency | 2030 | 10 | 16.2 | 2
3 Revenue Sufficiency | 2030 | 10 | 16.5 | 1
3 Revenue Sufficiency | 2030 | 10 | 16.6 | 3
3 Revenue Sufficiency | 2030 | 10 | 16.8 | 1
3 Revenue Sufficiency | 2030 | 10 | 17 | 1
3 Revenue Sufficiency | 2030 | 10 | 17.1 | 2
3 Revenue Sufficiency | 2030 | 10 | 17.5 | 3
3 Revenue Sufficiency | 2030 | 10 | 17.7 | 2
3 Revenue Sufficiency | 2030 | 10 | 18 | 1
3 Revenue Sufficiency | 2030 | 10 | 18.2 | 1
3 Revenue Sufficiency | 2030 | 10 | 18.3 | 1
3 Revenue Sufficiency | 2030 | 10 | 18.4 | 2
3 Revenue Sufficiency | 2030 | 10 | 18.5 | 1
3 Revenue Sufficiency | 2030 | 10 | 18.6 | 1
3 Revenue Sufficiency | 2030 | 10 | 18.8 | 2
3 Revenue Sufficiency | 2030 | 10 | 18.9 | 1
3 Revenue Sufficiency | 2030 | 10 | 19.1 | 1
3 Revenue Sufficiency | 2030 | 10 | 19.3 | 2
3 Revenue Sufficiency | 2030 | 10 | 19.4 | 1
3 Revenue Sufficiency | 2030 | 10 | 19.6 | 5
3 Revenue Sufficiency | 2030 | 10 | 19.8 | 2
3 Revenue Sufficiency | 2030 | 10 | 20 | 1
3 Revenue Sufficiency | 2030 | 10 | 20.2 | 1
3 Revenue Sufficiency | 2030 | 10 | 20.4 | 2
3 Revenue Sufficiency | 2030 | 10 | 20.6 | 1
3 Revenue Sufficiency | 2030 | 10 | 20.8 | 3
3 Revenue Sufficiency | 2030 | 10 | 20.9 | 2
3 Revenue Sufficiency | 2030 | 10 | 21.1 | 1
3 Revenue Sufficiency | 2030 | 10 | 21.2 | 1
3 Revenue Sufficiency | 2030 | 10 | 21.3 | 2
3 Revenue Sufficiency | 2030 | 10 | 21.4 | 2
3 Revenue Sufficiency | 2030 | 10 | 21.5 | 3
3 Revenue Sufficiency | 2030 | 10 | 21.9 | 1
3 Revenue Sufficiency | 2030 | 10 | 22 | 1
3 Revenue Sufficiency | 2030 | 10 | 22.3 | 1
3 Revenue Sufficiency | 2030 | 10 | 22.4 | 1
3 Revenue Sufficiency | 2030 | 10 | 22.7 | 1
3 Revenue Sufficiency | 2030 | 10 | 22.8 | 1
3 Revenue Sufficiency | 2030 | 10 | 22.9 | 1
3 Revenue Sufficiency | 2030 | 10 | 23.1 | 1
3 Revenue Sufficiency | 2030 | 10 | 23.2 | 1
3 Revenue Sufficiency | 2030 | 10 | 23.3 | 1
3 Revenue Sufficiency | 2030 | 10 | 23.4 | 1
3 Revenue Sufficiency | 2030 | 10 | 23.5 | 1
3 Revenue Sufficiency | 2030 | 10 | 23.6 | 1
3 Revenue Sufficiency | 2030 | 10 | 23.7 | 1
3 Revenue Sufficiency | 2030 | 10 | 23.8 | 1
3 Revenue Sufficiency | 2030 | 10 | 23.9 | 1
3 Revenue Sufficiency | 2030 | 10 | 24 | 1
3 Revenue Sufficiency | 2030 | 10 | 24.1 | 1
3 Revenue Sufficiency | 2030 | 10 | 24.2 | 2
3 Revenue Sufficiency | 2030 | 10 | 24.4 | 2
3 Revenue Sufficiency | 2030 | 10 | 24.6 | 1
3 Revenue Sufficiency | 2030 | 10 | 24.7 | 1
3 Revenue Sufficiency | 2030 | 10 | 24.9 | 1
3 Revenue Sufficiency | 2030 | 10 | 25 | 2
3 Revenue Sufficiency | 2030 | 10 | 25.1 | 2
3 Revenue Sufficiency | 2030 | 10 | 25.2 | 1
3 Revenue Sufficiency | 2030 | 10 | 25.6 | 1
3 Revenue Sufficiency | 2030 | 10 | 25.9 | 2
3 Revenue Sufficiency | 2030 | 10 | 26 | 2
3 Revenue Sufficiency | 2030 | 10 | 26.2 | 1
3 Revenue Sufficiency | 2030 | 10 | 26.3 | 1
3 Revenue Sufficiency | 2030 | 10 | 26.4 | 2
3 Revenue Sufficiency | 2030 | 10 | 26.7 | 2
3 Revenue Sufficiency | 2030 | 10 | 26.8 | 1
3 Revenue Sufficiency | 2030 | 10 | 26.9 | 1
3 Revenue Sufficiency | 2030 | 10 | 27 | 1
3 Revenue Sufficiency | 2030 | 10 | 27.2 | 1
3 Revenue Sufficiency | 2030 | 10 | 27.5 | 1
3 Revenue Sufficiency | 2030 | 10 | 27.6 | 1
3 Revenue Sufficiency | 2030 | 10 | 27.7 | 1
3 Revenue Sufficiency | 2030 | 10 | 27.8 | 1
3 Revenue Sufficiency | 2030 | 10 | 27.9 | 2
3 Revenue Sufficiency | 2030 | 10 | 28.2 | 1
3 Revenue Sufficiency | 2030 | 10 | 28.3 | 2
3 Revenue Sufficiency | 2030 | 10 | 28.4 | 2
3 Revenue Sufficiency | 2030 | 10 | 28.5 | 1
3 Revenue Sufficiency | 2030 | 10 | 28.6 | 2
3 Revenue Sufficiency | 2030 | 10 | 29 | 1
3 Revenue Sufficiency | 2030 | 10 | 29.1 | 1
3 Revenue Sufficiency | 2030 | 10 | 29.2 | 1
3 Revenue Sufficiency | 2030 | 10 | 29.3 | 1
3 Revenue Sufficiency | 2030 | 10 | 29.4 | 1
3 Revenue Sufficiency | 2030 | 10 | 29.9 | 1
3 Revenue Sufficiency | 2030 | 10 | 30.2 | 1
3 Revenue Sufficiency | 2030 | 10 | 30.3 | 1
3 Revenue Sufficiency | 2030 | 10 | 30.5 | 1
3 Revenue Sufficiency | 2030 | 10 | 30.7 | 1
3 Revenue Sufficiency | 2030 | 10 | 30.9 | 1
3 Revenue Sufficiency | 2030 | 10 | 31 | 1
3 Revenue Sufficiency | 2030 | 10 | 31.1 | 2
3 Revenue Sufficiency | 2030 | 10 | 31.2 | 1
3 Revenue Sufficiency | 2030 | 10 | 31.5 | 1
3 Revenue Sufficiency | 2030 | 10 | 32 | 1
3 Revenue Sufficiency | 2030 | 10 | 32.2 | 1
3 Revenue Sufficiency | 2030 | 10 | 32.3 | 2
3 Revenue Sufficiency | 2030 | 10 | 32.6 | 2
3 Revenue Sufficiency | 2030 | 10 | 32.7 | 3
3 Revenue Sufficiency | 2030 | 10 | 33 | 2
3 Revenue Sufficiency | 2030 | 10 | 33.1 | 1
3 Revenue Sufficiency | 2030 | 10 | 33.2 | 3
3 Revenue Sufficiency | 2030 | 10 | 33.3 | 2
3 Revenue Sufficiency | 2030 | 10 | 33.4 | 2
3 Revenue Sufficiency | 2030 | 10 | 33.5 | 2
3 Revenue Sufficiency | 2030 | 10 | 33.7 | 3
3 Revenue Sufficiency | 2030 | 10 | 34.2 | 1
3 Revenue Sufficiency | 2030 | 10 | 34.3 | 2
3 Revenue Sufficiency | 2030 | 10 | 34.4 | 1
3 Revenue Sufficiency | 2030 | 10 | 34.5 | 1
3 Revenue Sufficiency | 2030 | 10 | 35 | 3
3 Revenue Sufficiency | 2030 | 10 | 35.3 | 1
3 Revenue Sufficiency | 2030 | 10 | 35.4 | 1
3 Revenue Sufficiency | 2030 | 10 | 35.7 | 1
3 Revenue Sufficiency | 2030 | 10 | 35.8 | 2
3 Revenue Sufficiency | 2030 | 10 | 35.9 | 2
3 Revenue Sufficiency | 2030 | 10 | 36.1 | 1
3 Revenue Sufficiency | 2030 | 10 | 36.5 | 1
3 Revenue Sufficiency | 2030 | 10 | 36.9 | 1
3 Revenue Sufficiency | 2030 | 10 | 37.1 | 1
3 Revenue Sufficiency | 2030 | 10 | 37.2 | 1
3 Revenue Sufficiency | 2030 | 10 | 37.3 | 2
3 Revenue Sufficiency | 2030 | 10 | 37.4 | 1
3 Revenue Sufficiency | 2030 | 10 | 37.5 | 1
3 Revenue Sufficiency | 2030 | 10 | 37.6 | 1
3 Revenue Sufficiency | 2030 | 10 | 37.8 | 3
3 Revenue Sufficiency | 2030 | 10 | 38.1 | 2
3 Revenue Sufficiency | 2030 | 10 | 38.6 | 2
3 Revenue Sufficiency | 2030 | 10 | 38.8 | 1
3 Revenue Sufficiency | 2030 | 10 | 38.9 | 1
3 Revenue Sufficiency | 2030 | 10 | 39.2 | 1
3 Revenue Sufficiency | 2030 | 10 | 39.3 | 1
3 Revenue Sufficiency | 2030 | 10 | 39.6 | 1
3 Revenue Sufficiency | 2030 | 10 | 39.7 | 1
3 Revenue Sufficiency | 2030 | 10 | 39.9 | 1
3 Revenue Sufficiency | 2030 | 10 | 40.2 | 1
3 Revenue Sufficiency | 2030 | 10 | 40.5 | 1
3 Revenue Sufficiency | 2030 | 10 | 40.6 | 1
3 Revenue Sufficiency | 2030 | 10 | 40.7 | 1
3 Revenue Sufficiency | 2030 | 10 | 41.1 | 1
3 Revenue Sufficiency | 2030 | 10 | 41.4 | 1
3 Revenue Sufficiency | 2030 | 10 | 41.7 | 1
3 Revenue Sufficiency | 2030 | 10 | 41.9 | 1
3 Revenue Sufficiency | 2030 | 10 | 42 | 1
3 Revenue Sufficiency | 2030 | 10 | 42.3 | 1
3 Revenue Sufficiency | 2030 | 10 | 42.5 | 1
3 Revenue Sufficiency | 2030 | 10 | 42.6 | 1
3 Revenue Sufficiency | 2030 | 10 | 43 | 1
3 Revenue Sufficiency | 2030 | 10 | 44 | 1
3 Revenue Sufficiency | 2030 | 10 | 44.7 | 2
3 Revenue Sufficiency | 2030 | 10 | 44.9 | 1
3 Revenue Sufficiency | 2030 | 10 | 45.1 | 1
3 Revenue Sufficiency | 2030 | 10 | 45.2 | 1
3 Revenue Sufficiency | 2030 | 10 | 45.6 | 1
3 Revenue Sufficiency | 2030 | 10 | 45.8 | 1
3 Revenue Sufficiency | 2030 | 10 | 46 | 1
3 Revenue Sufficiency | 2030 | 10 | 46.1 | 1
3 Revenue Sufficiency | 2030 | 10 | 46.8 | 1
3 Revenue Sufficiency | 2030 | 10 | 47.5 | 1
3 Revenue Sufficiency | 2030 | 10 | 47.8 | 1
3 Revenue Sufficiency | 2030 | 10 | 48.2 | 1
3 Revenue Sufficiency | 2030 | 10 | 49.2 | 1
3 Revenue Sufficiency | 2030 | 10 | 49.9 | 1
3 Revenue Sufficiency | 2030 | 10 | 51.1 | 1
3 Revenue Sufficiency | 2030 | 10 | 51.3 | 1
3 Revenue Sufficiency | 2030 | 10 | 51.5 | 1
3 Revenue Sufficiency | 2030 | 10 | 52 | 1
3 Revenue Sufficiency | 2030 | 10 | 54.6 | 1
3 Revenue Sufficiency | 2030 | 10 | 55.6 | 1
3 Revenue Sufficiency | 2030 | 10 | 55.9 | 1
3 Revenue Sufficiency | 2030 | 10 | 59.9 | 1
3 Revenue Sufficiency | 2030 | 10 | 60.7 | 2
3 Revenue Sufficiency | 2030 | 10 | 60.9 | 1
3 Revenue Sufficiency | 2030 | 10 | 65.5 | 1
3 Revenue Sufficiency | 2030 | 10 | 67.4 | 1
3 Revenue Sufficiency | 2030 | 10 | 67.8 | 1
3 Revenue Sufficiency | 2030 | 10 | 68.1 | 1
3 Revenue Sufficiency | 2030 | 10 | 78.9 | 1
3 Revenue Sufficiency | 2030 | 10 | 79.8 | 1
3 Revenue Sufficiency | 2030 | 10 | 82.4 | 1
3 Revenue Sufficiency | 2030 | 10 | 119.4 | 1
3 Revenue Sufficiency | 2030 | 10 | 375.6 | 1
3 Revenue Sufficiency | 2030 | 11 | -108.1 | 1
3 Revenue Sufficiency | 2030 | 11 | -79.7 | 1
3 Revenue Sufficiency | 2030 | 11 | -76.6 | 1
3 Revenue Sufficiency | 2030 | 11 | -74.9 | 1
3 Revenue Sufficiency | 2030 | 11 | -73.3 | 1
3 Revenue Sufficiency | 2030 | 11 | -62.5 | 1
3 Revenue Sufficiency | 2030 | 11 | -61.1 | 1
3 Revenue Sufficiency | 2030 | 11 | -60.9 | 1
3 Revenue Sufficiency | 2030 | 11 | -57.6 | 1
3 Revenue Sufficiency | 2030 | 11 | -57.3 | 1
3 Revenue Sufficiency | 2030 | 11 | -55.2 | 1
3 Revenue Sufficiency | 2030 | 11 | -54.9 | 1
3 Revenue Sufficiency | 2030 | 11 | -53.2 | 2
3 Revenue Sufficiency | 2030 | 11 | -49.7 | 1
3 Revenue Sufficiency | 2030 | 11 | -48.6 | 1
3 Revenue Sufficiency | 2030 | 11 | -48.2 | 1
3 Revenue Sufficiency | 2030 | 11 | -47.5 | 1
3 Revenue Sufficiency | 2030 | 11 | -47.1 | 1
3 Revenue Sufficiency | 2030 | 11 | -47 | 1
3 Revenue Sufficiency | 2030 | 11 | -46.7 | 1
3 Revenue Sufficiency | 2030 | 11 | -46.1 | 1
3 Revenue Sufficiency | 2030 | 11 | -45.8 | 1
3 Revenue Sufficiency | 2030 | 11 | -45.6 | 1
3 Revenue Sufficiency | 2030 | 11 | -45.4 | 1
3 Revenue Sufficiency | 2030 | 11 | -45.3 | 1
3 Revenue Sufficiency | 2030 | 11 | -45 | 1
3 Revenue Sufficiency | 2030 | 11 | -44.7 | 1
3 Revenue Sufficiency | 2030 | 11 | -44.5 | 1
3 Revenue Sufficiency | 2030 | 11 | -43.7 | 1
3 Revenue Sufficiency | 2030 | 11 | -43.3 | 1
3 Revenue Sufficiency | 2030 | 11 | -42.8 | 1
3 Revenue Sufficiency | 2030 | 11 | -42.7 | 2
3 Revenue Sufficiency | 2030 | 11 | -42.5 | 1
3 Revenue Sufficiency | 2030 | 11 | -41.7 | 2
3 Revenue Sufficiency | 2030 | 11 | -41.6 | 1
3 Revenue Sufficiency | 2030 | 11 | -41 | 2
3 Revenue Sufficiency | 2030 | 11 | -40.8 | 1
3 Revenue Sufficiency | 2030 | 11 | -40.4 | 1
3 Revenue Sufficiency | 2030 | 11 | -40.2 | 1
3 Revenue Sufficiency | 2030 | 11 | -40.1 | 1
3 Revenue Sufficiency | 2030 | 11 | -39.9 | 1
3 Revenue Sufficiency | 2030 | 11 | -39.7 | 2
3 Revenue Sufficiency | 2030 | 11 | -39.2 | 1
3 Revenue Sufficiency | 2030 | 11 | -38.5 | 2
3 Revenue Sufficiency | 2030 | 11 | -38.3 | 1
3 Revenue Sufficiency | 2030 | 11 | -38.2 | 1
3 Revenue Sufficiency | 2030 | 11 | -38.1 | 1
3 Revenue Sufficiency | 2030 | 11 | -37.6 | 1
3 Revenue Sufficiency | 2030 | 11 | -37.5 | 1
3 Revenue Sufficiency | 2030 | 11 | -37.1 | 1
3 Revenue Sufficiency | 2030 | 11 | -36.4 | 2
3 Revenue Sufficiency | 2030 | 11 | -36.3 | 2
3 Revenue Sufficiency | 2030 | 11 | -36.2 | 1
3 Revenue Sufficiency | 2030 | 11 | -36 | 1
3 Revenue Sufficiency | 2030 | 11 | -35.9 | 2
3 Revenue Sufficiency | 2030 | 11 | -35.7 | 2
3 Revenue Sufficiency | 2030 | 11 | -35.5 | 1
3 Revenue Sufficiency | 2030 | 11 | -35.4 | 1
3 Revenue Sufficiency | 2030 | 11 | -35.2 | 2
3 Revenue Sufficiency | 2030 | 11 | -35 | 2
3 Revenue Sufficiency | 2030 | 11 | -34.9 | 1
3 Revenue Sufficiency | 2030 | 11 | -34.6 | 1
3 Revenue Sufficiency | 2030 | 11 | -34.5 | 3
3 Revenue Sufficiency | 2030 | 11 | -34.4 | 1
3 Revenue Sufficiency | 2030 | 11 | -34.3 | 1
3 Revenue Sufficiency | 2030 | 11 | -34.1 | 1
3 Revenue Sufficiency | 2030 | 11 | -33.9 | 2
3 Revenue Sufficiency | 2030 | 11 | -33.7 | 1
3 Revenue Sufficiency | 2030 | 11 | -33.5 | 1
3 Revenue Sufficiency | 2030 | 11 | -33.3 | 3
3 Revenue Sufficiency | 2030 | 11 | -32.9 | 3
3 Revenue Sufficiency | 2030 | 11 | -32.3 | 2
3 Revenue Sufficiency | 2030 | 11 | -32.1 | 1
3 Revenue Sufficiency | 2030 | 11 | -32 | 1
3 Revenue Sufficiency | 2030 | 11 | -31.8 | 1
3 Revenue Sufficiency | 2030 | 11 | -31.7 | 3
3 Revenue Sufficiency | 2030 | 11 | -31.6 | 1
3 Revenue Sufficiency | 2030 | 11 | -31.5 | 1
3 Revenue Sufficiency | 2030 | 11 | -31.4 | 1
3 Revenue Sufficiency | 2030 | 11 | -31.3 | 1
3 Revenue Sufficiency | 2030 | 11 | -31.2 | 3
3 Revenue Sufficiency | 2030 | 11 | -31 | 1
3 Revenue Sufficiency | 2030 | 11 | -30.7 | 1
3 Revenue Sufficiency | 2030 | 11 | -30.4 | 1
3 Revenue Sufficiency | 2030 | 11 | -30.3 | 1
3 Revenue Sufficiency | 2030 | 11 | -30.2 | 1
3 Revenue Sufficiency | 2030 | 11 | -30.1 | 1
3 Revenue Sufficiency | 2030 | 11 | -29.7 | 1
3 Revenue Sufficiency | 2030 | 11 | -29.6 | 1
3 Revenue Sufficiency | 2030 | 11 | -29.2 | 2
3 Revenue Sufficiency | 2030 | 11 | -29.1 | 1
3 Revenue Sufficiency | 2030 | 11 | -29 | 1
3 Revenue Sufficiency | 2030 | 11 | -28.9 | 2
3 Revenue Sufficiency | 2030 | 11 | -28.8 | 1
3 Revenue Sufficiency | 2030 | 11 | -28.7 | 1
3 Revenue Sufficiency | 2030 | 11 | -28.6 | 1
3 Revenue Sufficiency | 2030 | 11 | -28.4 | 1
3 Revenue Sufficiency | 2030 | 11 | -28 | 1
3 Revenue Sufficiency | 2030 | 11 | -27.8 | 1
3 Revenue Sufficiency | 2030 | 11 | -27.3 | 1
3 Revenue Sufficiency | 2030 | 11 | -27.2 | 1
3 Revenue Sufficiency | 2030 | 11 | -27.1 | 1
3 Revenue Sufficiency | 2030 | 11 | -27 | 1
3 Revenue Sufficiency | 2030 | 11 | -26.9 | 1
3 Revenue Sufficiency | 2030 | 11 | -26.6 | 1
3 Revenue Sufficiency | 2030 | 11 | -26.5 | 2
3 Revenue Sufficiency | 2030 | 11 | -26.4 | 1
3 Revenue Sufficiency | 2030 | 11 | -26.2 | 3
3 Revenue Sufficiency | 2030 | 11 | -26.1 | 1
3 Revenue Sufficiency | 2030 | 11 | -25.2 | 1
3 Revenue Sufficiency | 2030 | 11 | -25.1 | 2
3 Revenue Sufficiency | 2030 | 11 | -25 | 1
3 Revenue Sufficiency | 2030 | 11 | -24.3 | 1
3 Revenue Sufficiency | 2030 | 11 | -23.7 | 1
3 Revenue Sufficiency | 2030 | 11 | -23.5 | 1
3 Revenue Sufficiency | 2030 | 11 | -23.4 | 1
3 Revenue Sufficiency | 2030 | 11 | -23.2 | 3
3 Revenue Sufficiency | 2030 | 11 | -23.1 | 3
3 Revenue Sufficiency | 2030 | 11 | -23 | 1
3 Revenue Sufficiency | 2030 | 11 | -22.9 | 2
3 Revenue Sufficiency | 2030 | 11 | -22.7 | 2
3 Revenue Sufficiency | 2030 | 11 | -22.6 | 1
3 Revenue Sufficiency | 2030 | 11 | -22.5 | 2
3 Revenue Sufficiency | 2030 | 11 | -22.3 | 3
3 Revenue Sufficiency | 2030 | 11 | -21.9 | 2
3 Revenue Sufficiency | 2030 | 11 | -21.5 | 1
3 Revenue Sufficiency | 2030 | 11 | -21.3 | 2
3 Revenue Sufficiency | 2030 | 11 | -21.1 | 2
3 Revenue Sufficiency | 2030 | 11 | -20.9 | 2
3 Revenue Sufficiency | 2030 | 11 | -20.8 | 2
3 Revenue Sufficiency | 2030 | 11 | -20.6 | 2
3 Revenue Sufficiency | 2030 | 11 | -20.5 | 1
3 Revenue Sufficiency | 2030 | 11 | -20.4 | 2
3 Revenue Sufficiency | 2030 | 11 | -20.2 | 2
3 Revenue Sufficiency | 2030 | 11 | -19.8 | 1
3 Revenue Sufficiency | 2030 | 11 | -19.5 | 2
3 Revenue Sufficiency | 2030 | 11 | -19.4 | 1
3 Revenue Sufficiency | 2030 | 11 | -19.3 | 1
3 Revenue Sufficiency | 2030 | 11 | -19 | 1
3 Revenue Sufficiency | 2030 | 11 | -18.9 | 2
3 Revenue Sufficiency | 2030 | 11 | -18.3 | 1
3 Revenue Sufficiency | 2030 | 11 | -18.2 | 1
3 Revenue Sufficiency | 2030 | 11 | -18.1 | 1
3 Revenue Sufficiency | 2030 | 11 | -17.5 | 3
3 Revenue Sufficiency | 2030 | 11 | -17.3 | 1
3 Revenue Sufficiency | 2030 | 11 | -17.1 | 1
3 Revenue Sufficiency | 2030 | 11 | -17 | 2
3 Revenue Sufficiency | 2030 | 11 | -16.9 | 1
3 Revenue Sufficiency | 2030 | 11 | -16.8 | 1
3 Revenue Sufficiency | 2030 | 11 | -16.7 | 5
3 Revenue Sufficiency | 2030 | 11 | -16.3 | 2
3 Revenue Sufficiency | 2030 | 11 | -16.1 | 1
3 Revenue Sufficiency | 2030 | 11 | -15.8 | 1
3 Revenue Sufficiency | 2030 | 11 | -15.6 | 1
3 Revenue Sufficiency | 2030 | 11 | -15.4 | 1
3 Revenue Sufficiency | 2030 | 11 | -14.9 | 3
3 Revenue Sufficiency | 2030 | 11 | -14.8 | 2
3 Revenue Sufficiency | 2030 | 11 | -14.1 | 1
3 Revenue Sufficiency | 2030 | 11 | -13.9 | 1
3 Revenue Sufficiency | 2030 | 11 | -12.2 | 1
3 Revenue Sufficiency | 2030 | 11 | -12 | 1
3 Revenue Sufficiency | 2030 | 11 | -11.9 | 2
3 Revenue Sufficiency | 2030 | 11 | -11.8 | 1
3 Revenue Sufficiency | 2030 | 11 | -11.6 | 1
3 Revenue Sufficiency | 2030 | 11 | -11.4 | 1
3 Revenue Sufficiency | 2030 | 11 | -10.9 | 1
3 Revenue Sufficiency | 2030 | 11 | -10.6 | 2
3 Revenue Sufficiency | 2030 | 11 | -10.2 | 2
3 Revenue Sufficiency | 2030 | 11 | -9.5 | 1
3 Revenue Sufficiency | 2030 | 11 | -8.9 | 1
3 Revenue Sufficiency | 2030 | 11 | -7.5 | 1
3 Revenue Sufficiency | 2030 | 11 | 8.2 | 1
3 Revenue Sufficiency | 2030 | 11 | 9.7 | 1
3 Revenue Sufficiency | 2030 | 11 | 10.5 | 1
3 Revenue Sufficiency | 2030 | 11 | 10.6 | 1
3 Revenue Sufficiency | 2030 | 11 | 11 | 1
3 Revenue Sufficiency | 2030 | 11 | 11.3 | 1
3 Revenue Sufficiency | 2030 | 11 | 11.9 | 1
3 Revenue Sufficiency | 2030 | 11 | 12 | 2
3 Revenue Sufficiency | 2030 | 11 | 12.3 | 1
3 Revenue Sufficiency | 2030 | 11 | 12.7 | 1
3 Revenue Sufficiency | 2030 | 11 | 12.9 | 1
3 Revenue Sufficiency | 2030 | 11 | 13 | 1
3 Revenue Sufficiency | 2030 | 11 | 13.5 | 1
3 Revenue Sufficiency | 2030 | 11 | 14 | 1
3 Revenue Sufficiency | 2030 | 11 | 14.3 | 1
3 Revenue Sufficiency | 2030 | 11 | 14.5 | 2
3 Revenue Sufficiency | 2030 | 11 | 14.9 | 1
3 Revenue Sufficiency | 2030 | 11 | 15 | 1
3 Revenue Sufficiency | 2030 | 11 | 15.1 | 1
3 Revenue Sufficiency | 2030 | 11 | 16.1 | 1
3 Revenue Sufficiency | 2030 | 11 | 16.2 | 1
3 Revenue Sufficiency | 2030 | 11 | 16.6 | 1
3 Revenue Sufficiency | 2030 | 11 | 16.7 | 1
3 Revenue Sufficiency | 2030 | 11 | 16.9 | 1
3 Revenue Sufficiency | 2030 | 11 | 17 | 2
3 Revenue Sufficiency | 2030 | 11 | 17.4 | 1
3 Revenue Sufficiency | 2030 | 11 | 17.5 | 1
3 Revenue Sufficiency | 2030 | 11 | 17.7 | 1
3 Revenue Sufficiency | 2030 | 11 | 17.9 | 1
3 Revenue Sufficiency | 2030 | 11 | 18.5 | 1
3 Revenue Sufficiency | 2030 | 11 | 18.6 | 2
3 Revenue Sufficiency | 2030 | 11 | 18.7 | 1
3 Revenue Sufficiency | 2030 | 11 | 18.8 | 1
3 Revenue Sufficiency | 2030 | 11 | 19.6 | 1
3 Revenue Sufficiency | 2030 | 11 | 19.8 | 1
3 Revenue Sufficiency | 2030 | 11 | 20.4 | 1
3 Revenue Sufficiency | 2030 | 11 | 20.7 | 1
3 Revenue Sufficiency | 2030 | 11 | 21.2 | 2
3 Revenue Sufficiency | 2030 | 11 | 21.4 | 2
3 Revenue Sufficiency | 2030 | 11 | 21.6 | 1
3 Revenue Sufficiency | 2030 | 11 | 21.7 | 1
3 Revenue Sufficiency | 2030 | 11 | 21.8 | 1
3 Revenue Sufficiency | 2030 | 11 | 21.9 | 3
3 Revenue Sufficiency | 2030 | 11 | 22 | 2
3 Revenue Sufficiency | 2030 | 11 | 22.1 | 1
3 Revenue Sufficiency | 2030 | 11 | 22.3 | 1
3 Revenue Sufficiency | 2030 | 11 | 22.5 | 1
3 Revenue Sufficiency | 2030 | 11 | 22.7 | 2
3 Revenue Sufficiency | 2030 | 11 | 22.9 | 1
3 Revenue Sufficiency | 2030 | 11 | 23.2 | 1
3 Revenue Sufficiency | 2030 | 11 | 23.4 | 3
3 Revenue Sufficiency | 2030 | 11 | 23.8 | 1
3 Revenue Sufficiency | 2030 | 11 | 24.2 | 1
3 Revenue Sufficiency | 2030 | 11 | 24.4 | 1
3 Revenue Sufficiency | 2030 | 11 | 24.5 | 1
3 Revenue Sufficiency | 2030 | 11 | 24.6 | 1
3 Revenue Sufficiency | 2030 | 11 | 25.2 | 1
3 Revenue Sufficiency | 2030 | 11 | 25.3 | 1
3 Revenue Sufficiency | 2030 | 11 | 25.4 | 1
3 Revenue Sufficiency | 2030 | 11 | 25.6 | 1
3 Revenue Sufficiency | 2030 | 11 | 25.8 | 2
3 Revenue Sufficiency | 2030 | 11 | 26.3 | 3
3 Revenue Sufficiency | 2030 | 11 | 26.4 | 1
3 Revenue Sufficiency | 2030 | 11 | 26.9 | 1
3 Revenue Sufficiency | 2030 | 11 | 27.7 | 1
3 Revenue Sufficiency | 2030 | 11 | 28 | 1
3 Revenue Sufficiency | 2030 | 11 | 28.1 | 1
3 Revenue Sufficiency | 2030 | 11 | 28.3 | 1
3 Revenue Sufficiency | 2030 | 11 | 28.9 | 1
3 Revenue Sufficiency | 2030 | 11 | 29.1 | 1
3 Revenue Sufficiency | 2030 | 11 | 29.2 | 2
3 Revenue Sufficiency | 2030 | 11 | 29.4 | 1
3 Revenue Sufficiency | 2030 | 11 | 29.7 | 1
3 Revenue Sufficiency | 2030 | 11 | 30 | 2
3 Revenue Sufficiency | 2030 | 11 | 30.4 | 1
3 Revenue Sufficiency | 2030 | 11 | 30.6 | 1
3 Revenue Sufficiency | 2030 | 11 | 30.8 | 1
3 Revenue Sufficiency | 2030 | 11 | 31.1 | 1
3 Revenue Sufficiency | 2030 | 11 | 31.2 | 3
3 Revenue Sufficiency | 2030 | 11 | 31.4 | 1
3 Revenue Sufficiency | 2030 | 11 | 31.6 | 1
3 Revenue Sufficiency | 2030 | 11 | 31.8 | 1
3 Revenue Sufficiency | 2030 | 11 | 31.9 | 1
3 Revenue Sufficiency | 2030 | 11 | 32.2 | 2
3 Revenue Sufficiency | 2030 | 11 | 32.4 | 1
3 Revenue Sufficiency | 2030 | 11 | 32.5 | 1
3 Revenue Sufficiency | 2030 | 11 | 32.6 | 1
3 Revenue Sufficiency | 2030 | 11 | 32.9 | 2
3 Revenue Sufficiency | 2030 | 11 | 33.1 | 1
3 Revenue Sufficiency | 2030 | 11 | 33.3 | 1
3 Revenue Sufficiency | 2030 | 11 | 33.6 | 1
3 Revenue Sufficiency | 2030 | 11 | 33.8 | 1
3 Revenue Sufficiency | 2030 | 11 | 33.9 | 1
3 Revenue Sufficiency | 2030 | 11 | 34.1 | 1
3 Revenue Sufficiency | 2030 | 11 | 34.3 | 1
3 Revenue Sufficiency | 2030 | 11 | 34.9 | 1
3 Revenue Sufficiency | 2030 | 11 | 35.1 | 1
3 Revenue Sufficiency | 2030 | 11 | 35.7 | 1
3 Revenue Sufficiency | 2030 | 11 | 35.8 | 1
3 Revenue Sufficiency | 2030 | 11 | 35.9 | 1
3 Revenue Sufficiency | 2030 | 11 | 36 | 1
3 Revenue Sufficiency | 2030 | 11 | 36.1 | 1
3 Revenue Sufficiency | 2030 | 11 | 36.2 | 2
3 Revenue Sufficiency | 2030 | 11 | 36.3 | 1
3 Revenue Sufficiency | 2030 | 11 | 36.7 | 1
3 Revenue Sufficiency | 2030 | 11 | 36.9 | 1
3 Revenue Sufficiency | 2030 | 11 | 37.4 | 1
3 Revenue Sufficiency | 2030 | 11 | 37.7 | 2
3 Revenue Sufficiency | 2030 | 11 | 37.8 | 1
3 Revenue Sufficiency | 2030 | 11 | 37.9 | 1
3 Revenue Sufficiency | 2030 | 11 | 38 | 1
3 Revenue Sufficiency | 2030 | 11 | 38.1 | 1
3 Revenue Sufficiency | 2030 | 11 | 38.2 | 1
3 Revenue Sufficiency | 2030 | 11 | 38.7 | 1
3 Revenue Sufficiency | 2030 | 11 | 39 | 1
3 Revenue Sufficiency | 2030 | 11 | 39.1 | 1
3 Revenue Sufficiency | 2030 | 11 | 39.4 | 1
3 Revenue Sufficiency | 2030 | 11 | 39.5 | 2
3 Revenue Sufficiency | 2030 | 11 | 39.8 | 1
3 Revenue Sufficiency | 2030 | 11 | 40.1 | 1
3 Revenue Sufficiency | 2030 | 11 | 40.6 | 1
3 Revenue Sufficiency | 2030 | 11 | 40.7 | 1
3 Revenue Sufficiency | 2030 | 11 | 40.8 | 2
3 Revenue Sufficiency | 2030 | 11 | 40.9 | 1
3 Revenue Sufficiency | 2030 | 11 | 41.2 | 1
3 Revenue Sufficiency | 2030 | 11 | 41.3 | 1
3 Revenue Sufficiency | 2030 | 11 | 41.5 | 1
3 Revenue Sufficiency | 2030 | 11 | 42.3 | 1
3 Revenue Sufficiency | 2030 | 11 | 42.5 | 1
3 Revenue Sufficiency | 2030 | 11 | 43.1 | 1
3 Revenue Sufficiency | 2030 | 11 | 43.3 | 1
3 Revenue Sufficiency | 2030 | 11 | 43.4 | 1
3 Revenue Sufficiency | 2030 | 11 | 44.5 | 2
3 Revenue Sufficiency | 2030 | 11 | 45.8 | 1
3 Revenue Sufficiency | 2030 | 11 | 46.1 | 1
3 Revenue Sufficiency | 2030 | 11 | 46.8 | 1
3 Revenue Sufficiency | 2030 | 11 | 48.4 | 1
3 Revenue Sufficiency | 2030 | 11 | 49.2 | 1
3 Revenue Sufficiency | 2030 | 11 | 49.7 | 2
3 Revenue Sufficiency | 2030 | 11 | 49.9 | 1
3 Revenue Sufficiency | 2030 | 11 | 51.8 | 1
3 Revenue Sufficiency | 2030 | 11 | 52 | 1
3 Revenue Sufficiency | 2030 | 11 | 52.6 | 1
3 Revenue Sufficiency | 2030 | 11 | 53.3 | 1
3 Revenue Sufficiency | 2030 | 11 | 53.5 | 1
3 Revenue Sufficiency | 2030 | 11 | 53.9 | 1
3 Revenue Sufficiency | 2030 | 11 | 54.3 | 1
3 Revenue Sufficiency | 2030 | 11 | 54.7 | 1
3 Revenue Sufficiency | 2030 | 11 | 55.2 | 1
3 Revenue Sufficiency | 2030 | 11 | 55.5 | 1
3 Revenue Sufficiency | 2030 | 11 | 56.7 | 1
3 Revenue Sufficiency | 2030 | 11 | 57.4 | 1
3 Revenue Sufficiency | 2030 | 11 | 58.3 | 1
3 Revenue Sufficiency | 2030 | 11 | 58.4 | 1
3 Revenue Sufficiency | 2030 | 11 | 58.6 | 1
3 Revenue Sufficiency | 2030 | 11 | 61.6 | 2
3 Revenue Sufficiency | 2030 | 11 | 62.5 | 1
3 Revenue Sufficiency | 2030 | 11 | 62.7 | 1
3 Revenue Sufficiency | 2030 | 11 | 63.4 | 1
3 Revenue Sufficiency | 2030 | 11 | 63.6 | 2
3 Revenue Sufficiency | 2030 | 11 | 63.8 | 1
3 Revenue Sufficiency | 2030 | 11 | 69.3 | 1
3 Revenue Sufficiency | 2030 | 11 | 71.7 | 1
3 Revenue Sufficiency | 2030 | 12 | -93.3 | 1
3 Revenue Sufficiency | 2030 | 12 | -71.9 | 1
3 Revenue Sufficiency | 2030 | 12 | -65.4 | 1
3 Revenue Sufficiency | 2030 | 12 | -63.7 | 1
3 Revenue Sufficiency | 2030 | 12 | -63.5 | 1
3 Revenue Sufficiency | 2030 | 12 | -60.7 | 1
3 Revenue Sufficiency | 2030 | 12 | -58.3 | 1
3 Revenue Sufficiency | 2030 | 12 | -56.6 | 1
3 Revenue Sufficiency | 2030 | 12 | -55.1 | 1
3 Revenue Sufficiency | 2030 | 12 | -54.5 | 1
3 Revenue Sufficiency | 2030 | 12 | -53.9 | 1
3 Revenue Sufficiency | 2030 | 12 | -51.8 | 1
3 Revenue Sufficiency | 2030 | 12 | -50.7 | 1
3 Revenue Sufficiency | 2030 | 12 | -50.5 | 1
3 Revenue Sufficiency | 2030 | 12 | -50.4 | 1
3 Revenue Sufficiency | 2030 | 12 | -50.2 | 1
3 Revenue Sufficiency | 2030 | 12 | -49.8 | 1
3 Revenue Sufficiency | 2030 | 12 | -48.2 | 1
3 Revenue Sufficiency | 2030 | 12 | -47.8 | 1
3 Revenue Sufficiency | 2030 | 12 | -47.6 | 1
3 Revenue Sufficiency | 2030 | 12 | -47.5 | 2
3 Revenue Sufficiency | 2030 | 12 | -47.1 | 2
3 Revenue Sufficiency | 2030 | 12 | -46.7 | 1
3 Revenue Sufficiency | 2030 | 12 | -46.4 | 1
3 Revenue Sufficiency | 2030 | 12 | -46.2 | 1
3 Revenue Sufficiency | 2030 | 12 | -46.1 | 1
3 Revenue Sufficiency | 2030 | 12 | -45.9 | 1
3 Revenue Sufficiency | 2030 | 12 | -45.1 | 1
3 Revenue Sufficiency | 2030 | 12 | -44.8 | 1
3 Revenue Sufficiency | 2030 | 12 | -44.5 | 2
3 Revenue Sufficiency | 2030 | 12 | -43.4 | 1
3 Revenue Sufficiency | 2030 | 12 | -42.9 | 1
3 Revenue Sufficiency | 2030 | 12 | -42.8 | 1
3 Revenue Sufficiency | 2030 | 12 | -42.5 | 1
3 Revenue Sufficiency | 2030 | 12 | -42.1 | 1
3 Revenue Sufficiency | 2030 | 12 | -41.9 | 1
3 Revenue Sufficiency | 2030 | 12 | -40.5 | 1
3 Revenue Sufficiency | 2030 | 12 | -39.2 | 1
3 Revenue Sufficiency | 2030 | 12 | -39 | 1
3 Revenue Sufficiency | 2030 | 12 | -38.8 | 1
3 Revenue Sufficiency | 2030 | 12 | -38.5 | 1
3 Revenue Sufficiency | 2030 | 12 | -38.1 | 1
3 Revenue Sufficiency | 2030 | 12 | -38 | 1
3 Revenue Sufficiency | 2030 | 12 | -37.9 | 1
3 Revenue Sufficiency | 2030 | 12 | -37.8 | 1
3 Revenue Sufficiency | 2030 | 12 | -37.7 | 1
3 Revenue Sufficiency | 2030 | 12 | -37.6 | 2
3 Revenue Sufficiency | 2030 | 12 | -37.4 | 1
3 Revenue Sufficiency | 2030 | 12 | -37.3 | 2
3 Revenue Sufficiency | 2030 | 12 | -37.1 | 1
3 Revenue Sufficiency | 2030 | 12 | -37 | 2
3 Revenue Sufficiency | 2030 | 12 | -36.5 | 2
3 Revenue Sufficiency | 2030 | 12 | -36.3 | 1
3 Revenue Sufficiency | 2030 | 12 | -35.9 | 2
3 Revenue Sufficiency | 2030 | 12 | -35.3 | 2
3 Revenue Sufficiency | 2030 | 12 | -34.7 | 1
3 Revenue Sufficiency | 2030 | 12 | -34.6 | 1
3 Revenue Sufficiency | 2030 | 12 | -34.3 | 1
3 Revenue Sufficiency | 2030 | 12 | -33.7 | 1
3 Revenue Sufficiency | 2030 | 12 | -33.6 | 2
3 Revenue Sufficiency | 2030 | 12 | -33.5 | 1
3 Revenue Sufficiency | 2030 | 12 | -33.4 | 1
3 Revenue Sufficiency | 2030 | 12 | -33.3 | 2
3 Revenue Sufficiency | 2030 | 12 | -33.2 | 1
3 Revenue Sufficiency | 2030 | 12 | -32.6 | 1
3 Revenue Sufficiency | 2030 | 12 | -32.5 | 1
3 Revenue Sufficiency | 2030 | 12 | -32.4 | 1
3 Revenue Sufficiency | 2030 | 12 | -32 | 1
3 Revenue Sufficiency | 2030 | 12 | -31.8 | 2
3 Revenue Sufficiency | 2030 | 12 | -31.6 | 1
3 Revenue Sufficiency | 2030 | 12 | -31.4 | 1
3 Revenue Sufficiency | 2030 | 12 | -30.9 | 2
3 Revenue Sufficiency | 2030 | 12 | -30.8 | 2
3 Revenue Sufficiency | 2030 | 12 | -30.6 | 1
3 Revenue Sufficiency | 2030 | 12 | -30.4 | 1
3 Revenue Sufficiency | 2030 | 12 | -30 | 2
3 Revenue Sufficiency | 2030 | 12 | -29.9 | 1
3 Revenue Sufficiency | 2030 | 12 | -29.8 | 1
3 Revenue Sufficiency | 2030 | 12 | -29.7 | 2
3 Revenue Sufficiency | 2030 | 12 | -29.5 | 1
3 Revenue Sufficiency | 2030 | 12 | -29.4 | 1
3 Revenue Sufficiency | 2030 | 12 | -29.3 | 1
3 Revenue Sufficiency | 2030 | 12 | -28.9 | 1
3 Revenue Sufficiency | 2030 | 12 | -28.6 | 1
3 Revenue Sufficiency | 2030 | 12 | -28.5 | 1
3 Revenue Sufficiency | 2030 | 12 | -28.4 | 2
3 Revenue Sufficiency | 2030 | 12 | -28.3 | 1
3 Revenue Sufficiency | 2030 | 12 | -27.8 | 1
3 Revenue Sufficiency | 2030 | 12 | -27.7 | 1
3 Revenue Sufficiency | 2030 | 12 | -27.3 | 1
3 Revenue Sufficiency | 2030 | 12 | -27.2 | 1
3 Revenue Sufficiency | 2030 | 12 | -27.1 | 1
3 Revenue Sufficiency | 2030 | 12 | -27 | 1
3 Revenue Sufficiency | 2030 | 12 | -26.7 | 1
3 Revenue Sufficiency | 2030 | 12 | -26.4 | 2
3 Revenue Sufficiency | 2030 | 12 | -26.2 | 1
3 Revenue Sufficiency | 2030 | 12 | -26 | 1
3 Revenue Sufficiency | 2030 | 12 | -25.9 | 3
3 Revenue Sufficiency | 2030 | 12 | -25.7 | 2
3 Revenue Sufficiency | 2030 | 12 | -25.6 | 2
3 Revenue Sufficiency | 2030 | 12 | -25.5 | 1
3 Revenue Sufficiency | 2030 | 12 | -25.2 | 1
3 Revenue Sufficiency | 2030 | 12 | -25.1 | 2
3 Revenue Sufficiency | 2030 | 12 | -24.9 | 1
3 Revenue Sufficiency | 2030 | 12 | -24.7 | 1
3 Revenue Sufficiency | 2030 | 12 | -24.5 | 1
3 Revenue Sufficiency | 2030 | 12 | -24.2 | 1
3 Revenue Sufficiency | 2030 | 12 | -24 | 1
3 Revenue Sufficiency | 2030 | 12 | -23.7 | 2
3 Revenue Sufficiency | 2030 | 12 | -23.5 | 1
3 Revenue Sufficiency | 2030 | 12 | -23.2 | 1
3 Revenue Sufficiency | 2030 | 12 | -23 | 1
3 Revenue Sufficiency | 2030 | 12 | -22.9 | 2
3 Revenue Sufficiency | 2030 | 12 | -22.8 | 2
3 Revenue Sufficiency | 2030 | 12 | -22.3 | 1
3 Revenue Sufficiency | 2030 | 12 | -21.8 | 2
3 Revenue Sufficiency | 2030 | 12 | -21.7 | 1
3 Revenue Sufficiency | 2030 | 12 | -21.6 | 1
3 Revenue Sufficiency | 2030 | 12 | -21.5 | 1
3 Revenue Sufficiency | 2030 | 12 | -21.3 | 1
3 Revenue Sufficiency | 2030 | 12 | -21 | 1
3 Revenue Sufficiency | 2030 | 12 | -20.8 | 1
3 Revenue Sufficiency | 2030 | 12 | -20.6 | 2
3 Revenue Sufficiency | 2030 | 12 | -20.4 | 2
3 Revenue Sufficiency | 2030 | 12 | -20.3 | 1
3 Revenue Sufficiency | 2030 | 12 | -20.1 | 1
3 Revenue Sufficiency | 2030 | 12 | -19.7 | 1
3 Revenue Sufficiency | 2030 | 12 | -19.3 | 1
3 Revenue Sufficiency | 2030 | 12 | -18.7 | 1
3 Revenue Sufficiency | 2030 | 12 | -18.5 | 1
3 Revenue Sufficiency | 2030 | 12 | -18.4 | 1
3 Revenue Sufficiency | 2030 | 12 | -18.2 | 1
3 Revenue Sufficiency | 2030 | 12 | -18 | 2
3 Revenue Sufficiency | 2030 | 12 | -17.9 | 1
3 Revenue Sufficiency | 2030 | 12 | -17.8 | 1
3 Revenue Sufficiency | 2030 | 12 | -17.7 | 1
3 Revenue Sufficiency | 2030 | 12 | -17.2 | 1
3 Revenue Sufficiency | 2030 | 12 | -16.5 | 1
3 Revenue Sufficiency | 2030 | 12 | -16.3 | 2
3 Revenue Sufficiency | 2030 | 12 | -16.2 | 1
3 Revenue Sufficiency | 2030 | 12 | -16.1 | 1
3 Revenue Sufficiency | 2030 | 12 | -15.8 | 1
3 Revenue Sufficiency | 2030 | 12 | -15.2 | 1
3 Revenue Sufficiency | 2030 | 12 | -14.8 | 1
3 Revenue Sufficiency | 2030 | 12 | -14.7 | 1
3 Revenue Sufficiency | 2030 | 12 | -14.5 | 1
3 Revenue Sufficiency | 2030 | 12 | -14.3 | 1
3 Revenue Sufficiency | 2030 | 12 | -14.2 | 1
3 Revenue Sufficiency | 2030 | 12 | -13.9 | 1
3 Revenue Sufficiency | 2030 | 12 | -13.2 | 1
3 Revenue Sufficiency | 2030 | 12 | -13.1 | 1
3 Revenue Sufficiency | 2030 | 12 | -12.5 | 1
3 Revenue Sufficiency | 2030 | 12 | -10.2 | 1
3 Revenue Sufficiency | 2030 | 12 | 9.4 | 1
3 Revenue Sufficiency | 2030 | 12 | 9.5 | 1
3 Revenue Sufficiency | 2030 | 12 | 9.7 | 1
3 Revenue Sufficiency | 2030 | 12 | 10.8 | 1
3 Revenue Sufficiency | 2030 | 12 | 10.9 | 1
3 Revenue Sufficiency | 2030 | 12 | 11.1 | 1
3 Revenue Sufficiency | 2030 | 12 | 11.7 | 1
3 Revenue Sufficiency | 2030 | 12 | 11.9 | 1
3 Revenue Sufficiency | 2030 | 12 | 12.8 | 1
3 Revenue Sufficiency | 2030 | 12 | 12.9 | 1
3 Revenue Sufficiency | 2030 | 12 | 13.2 | 2
3 Revenue Sufficiency | 2030 | 12 | 14 | 1
3 Revenue Sufficiency | 2030 | 12 | 14.1 | 1
3 Revenue Sufficiency | 2030 | 12 | 14.2 | 1
3 Revenue Sufficiency | 2030 | 12 | 14.4 | 1
3 Revenue Sufficiency | 2030 | 12 | 14.6 | 1
3 Revenue Sufficiency | 2030 | 12 | 15.1 | 1
3 Revenue Sufficiency | 2030 | 12 | 15.2 | 1
3 Revenue Sufficiency | 2030 | 12 | 15.3 | 1
3 Revenue Sufficiency | 2030 | 12 | 15.4 | 1
3 Revenue Sufficiency | 2030 | 12 | 15.7 | 1
3 Revenue Sufficiency | 2030 | 12 | 16.1 | 1
3 Revenue Sufficiency | 2030 | 12 | 16.2 | 1
3 Revenue Sufficiency | 2030 | 12 | 16.3 | 1
3 Revenue Sufficiency | 2030 | 12 | 16.7 | 1
3 Revenue Sufficiency | 2030 | 12 | 17.6 | 1
3 Revenue Sufficiency | 2030 | 12 | 17.8 | 1
3 Revenue Sufficiency | 2030 | 12 | 18 | 1
3 Revenue Sufficiency | 2030 | 12 | 18.1 | 1
3 Revenue Sufficiency | 2030 | 12 | 18.3 | 1
3 Revenue Sufficiency | 2030 | 12 | 18.4 | 2
3 Revenue Sufficiency | 2030 | 12 | 18.5 | 1
3 Revenue Sufficiency | 2030 | 12 | 18.6 | 1
3 Revenue Sufficiency | 2030 | 12 | 18.9 | 2
3 Revenue Sufficiency | 2030 | 12 | 19 | 1
3 Revenue Sufficiency | 2030 | 12 | 19.1 | 2
3 Revenue Sufficiency | 2030 | 12 | 19.4 | 1
3 Revenue Sufficiency | 2030 | 12 | 19.5 | 1
3 Revenue Sufficiency | 2030 | 12 | 19.6 | 1
3 Revenue Sufficiency | 2030 | 12 | 20.2 | 1
3 Revenue Sufficiency | 2030 | 12 | 20.7 | 1
3 Revenue Sufficiency | 2030 | 12 | 20.8 | 2
3 Revenue Sufficiency | 2030 | 12 | 20.9 | 2
3 Revenue Sufficiency | 2030 | 12 | 21 | 1
3 Revenue Sufficiency | 2030 | 12 | 21.2 | 1
3 Revenue Sufficiency | 2030 | 12 | 21.3 | 2
3 Revenue Sufficiency | 2030 | 12 | 21.4 | 1
3 Revenue Sufficiency | 2030 | 12 | 21.5 | 1
3 Revenue Sufficiency | 2030 | 12 | 21.6 | 1
3 Revenue Sufficiency | 2030 | 12 | 21.8 | 2
3 Revenue Sufficiency | 2030 | 12 | 21.9 | 1
3 Revenue Sufficiency | 2030 | 12 | 22 | 1
3 Revenue Sufficiency | 2030 | 12 | 22.1 | 2
3 Revenue Sufficiency | 2030 | 12 | 22.3 | 1
3 Revenue Sufficiency | 2030 | 12 | 22.4 | 2
3 Revenue Sufficiency | 2030 | 12 | 22.7 | 1
3 Revenue Sufficiency | 2030 | 12 | 22.9 | 1
3 Revenue Sufficiency | 2030 | 12 | 23 | 2
3 Revenue Sufficiency | 2030 | 12 | 23.3 | 2
3 Revenue Sufficiency | 2030 | 12 | 23.4 | 1
3 Revenue Sufficiency | 2030 | 12 | 23.9 | 1
3 Revenue Sufficiency | 2030 | 12 | 24 | 2
3 Revenue Sufficiency | 2030 | 12 | 24.1 | 2
3 Revenue Sufficiency | 2030 | 12 | 24.4 | 1
3 Revenue Sufficiency | 2030 | 12 | 25.1 | 2
3 Revenue Sufficiency | 2030 | 12 | 25.4 | 2
3 Revenue Sufficiency | 2030 | 12 | 25.8 | 1
3 Revenue Sufficiency | 2030 | 12 | 25.9 | 2
3 Revenue Sufficiency | 2030 | 12 | 26.1 | 1
3 Revenue Sufficiency | 2030 | 12 | 26.3 | 2
3 Revenue Sufficiency | 2030 | 12 | 26.6 | 1
3 Revenue Sufficiency | 2030 | 12 | 26.7 | 2
3 Revenue Sufficiency | 2030 | 12 | 26.9 | 1
3 Revenue Sufficiency | 2030 | 12 | 27.4 | 1
3 Revenue Sufficiency | 2030 | 12 | 27.5 | 2
3 Revenue Sufficiency | 2030 | 12 | 27.6 | 2
3 Revenue Sufficiency | 2030 | 12 | 27.7 | 2
3 Revenue Sufficiency | 2030 | 12 | 27.9 | 3
3 Revenue Sufficiency | 2030 | 12 | 28.3 | 1
3 Revenue Sufficiency | 2030 | 12 | 28.4 | 1
3 Revenue Sufficiency | 2030 | 12 | 28.5 | 3
3 Revenue Sufficiency | 2030 | 12 | 28.8 | 2
3 Revenue Sufficiency | 2030 | 12 | 29 | 1
3 Revenue Sufficiency | 2030 | 12 | 29.1 | 1
3 Revenue Sufficiency | 2030 | 12 | 29.4 | 1
3 Revenue Sufficiency | 2030 | 12 | 29.5 | 1
3 Revenue Sufficiency | 2030 | 12 | 29.8 | 1
3 Revenue Sufficiency | 2030 | 12 | 30 | 2
3 Revenue Sufficiency | 2030 | 12 | 30.3 | 1
3 Revenue Sufficiency | 2030 | 12 | 30.4 | 1
3 Revenue Sufficiency | 2030 | 12 | 31 | 1
3 Revenue Sufficiency | 2030 | 12 | 31.2 | 1
3 Revenue Sufficiency | 2030 | 12 | 31.4 | 1
3 Revenue Sufficiency | 2030 | 12 | 32 | 1
3 Revenue Sufficiency | 2030 | 12 | 32.1 | 1
3 Revenue Sufficiency | 2030 | 12 | 32.5 | 1
3 Revenue Sufficiency | 2030 | 12 | 32.6 | 2
3 Revenue Sufficiency | 2030 | 12 | 32.8 | 1
3 Revenue Sufficiency | 2030 | 12 | 32.9 | 1
3 Revenue Sufficiency | 2030 | 12 | 33.3 | 1
3 Revenue Sufficiency | 2030 | 12 | 33.5 | 1
3 Revenue Sufficiency | 2030 | 12 | 33.7 | 1
3 Revenue Sufficiency | 2030 | 12 | 33.9 | 1
3 Revenue Sufficiency | 2030 | 12 | 34.1 | 1
3 Revenue Sufficiency | 2030 | 12 | 34.8 | 1
3 Revenue Sufficiency | 2030 | 12 | 35.3 | 2
3 Revenue Sufficiency | 2030 | 12 | 35.4 | 1
3 Revenue Sufficiency | 2030 | 12 | 35.5 | 1
3 Revenue Sufficiency | 2030 | 12 | 35.7 | 2
3 Revenue Sufficiency | 2030 | 12 | 36.4 | 1
3 Revenue Sufficiency | 2030 | 12 | 36.8 | 1
3 Revenue Sufficiency | 2030 | 12 | 37.2 | 1
3 Revenue Sufficiency | 2030 | 12 | 37.4 | 1
3 Revenue Sufficiency | 2030 | 12 | 37.5 | 1
3 Revenue Sufficiency | 2030 | 12 | 37.7 | 1
3 Revenue Sufficiency | 2030 | 12 | 37.8 | 1
3 Revenue Sufficiency | 2030 | 12 | 37.9 | 1
3 Revenue Sufficiency | 2030 | 12 | 38.2 | 1
3 Revenue Sufficiency | 2030 | 12 | 38.3 | 1
3 Revenue Sufficiency | 2030 | 12 | 38.4 | 1
3 Revenue Sufficiency | 2030 | 12 | 38.5 | 1
3 Revenue Sufficiency | 2030 | 12 | 38.6 | 1
3 Revenue Sufficiency | 2030 | 12 | 38.9 | 1
3 Revenue Sufficiency | 2030 | 12 | 39.1 | 1
3 Revenue Sufficiency | 2030 | 12 | 39.4 | 1
3 Revenue Sufficiency | 2030 | 12 | 39.5 | 2
3 Revenue Sufficiency | 2030 | 12 | 39.7 | 1
3 Revenue Sufficiency | 2030 | 12 | 40.1 | 1
3 Revenue Sufficiency | 2030 | 12 | 40.2 | 1
3 Revenue Sufficiency | 2030 | 12 | 40.9 | 1
3 Revenue Sufficiency | 2030 | 12 | 41 | 2
3 Revenue Sufficiency | 2030 | 12 | 42.6 | 1
3 Revenue Sufficiency | 2030 | 12 | 43 | 1
3 Revenue Sufficiency | 2030 | 12 | 43.4 | 1
3 Revenue Sufficiency | 2030 | 12 | 44.7 | 1
3 Revenue Sufficiency | 2030 | 12 | 44.9 | 1
3 Revenue Sufficiency | 2030 | 12 | 45 | 1
3 Revenue Sufficiency | 2030 | 12 | 45.6 | 1
3 Revenue Sufficiency | 2030 | 12 | 46.1 | 1
3 Revenue Sufficiency | 2030 | 12 | 46.4 | 1
3 Revenue Sufficiency | 2030 | 12 | 46.5 | 1
3 Revenue Sufficiency | 2030 | 12 | 47.3 | 2
3 Revenue Sufficiency | 2030 | 12 | 47.9 | 1
3 Revenue Sufficiency | 2030 | 12 | 49.1 | 1
3 Revenue Sufficiency | 2030 | 12 | 51.1 | 1
3 Revenue Sufficiency | 2030 | 12 | 51.2 | 1
3 Revenue Sufficiency | 2030 | 12 | 51.7 | 1
3 Revenue Sufficiency | 2030 | 12 | 52 | 1
3 Revenue Sufficiency | 2030 | 12 | 52.1 | 1
3 Revenue Sufficiency | 2030 | 12 | 52.2 | 1
3 Revenue Sufficiency | 2030 | 12 | 53 | 1
3 Revenue Sufficiency | 2030 | 12 | 53.1 | 1
3 Revenue Sufficiency | 2030 | 12 | 54.4 | 1
3 Revenue Sufficiency | 2030 | 12 | 55.9 | 1
3 Revenue Sufficiency | 2030 | 12 | 56.2 | 1
3 Revenue Sufficiency | 2030 | 12 | 56.4 | 1
3 Revenue Sufficiency | 2030 | 12 | 59.2 | 1
3 Revenue Sufficiency | 2030 | 12 | 61.3 | 1
3 Revenue Sufficiency | 2030 | 12 | 63 | 2
3 Revenue Sufficiency | 2030 | 12 | 63.4 | 1
3 Revenue Sufficiency | 2030 | 12 | 64.1 | 2
3 Revenue Sufficiency | 2030 | 12 | 65.4 | 1
3 Revenue Sufficiency | 2030 | 12 | 66.5 | 1
3 Revenue Sufficiency | 2030 | 12 | 67.5 | 1
3 Revenue Sufficiency | 2030 | 12 | 68.5 | 1
3 Revenue Sufficiency | 2030 | 12 | 70 | 1
3 Revenue Sufficiency | 2030 | 12 | 74.9 | 1
3 Revenue Sufficiency | 2030 | 12 | 79.4 | 1
3 Revenue Sufficiency | 2030 | 12 | 79.8 | 1
3 Revenue Sufficiency | 2030 | 12 | 110.9 | 1
3 Revenue Sufficiency | 2030 | 12 | 131.5 | 1
3 Revenue Sufficiency | 2030 | 12 | 132.1 | 1
3 Revenue Sufficiency | 2030 | 13 | -141.1 | 1
3 Revenue Sufficiency | 2030 | 13 | -90.5 | 1
3 Revenue Sufficiency | 2030 | 13 | -84.8 | 1
3 Revenue Sufficiency | 2030 | 13 | -82.8 | 1
3 Revenue Sufficiency | 2030 | 13 | -70.7 | 1
3 Revenue Sufficiency | 2030 | 13 | -69.7 | 1
3 Revenue Sufficiency | 2030 | 13 | -68.1 | 1
3 Revenue Sufficiency | 2030 | 13 | -66.5 | 1
3 Revenue Sufficiency | 2030 | 13 | -66.1 | 1
3 Revenue Sufficiency | 2030 | 13 | -65.7 | 1
3 Revenue Sufficiency | 2030 | 13 | -64.9 | 1
3 Revenue Sufficiency | 2030 | 13 | -64.4 | 1
3 Revenue Sufficiency | 2030 | 13 | -62.8 | 1
3 Revenue Sufficiency | 2030 | 13 | -61.5 | 2
3 Revenue Sufficiency | 2030 | 13 | -61.2 | 1
3 Revenue Sufficiency | 2030 | 13 | -60.1 | 1
3 Revenue Sufficiency | 2030 | 13 | -58.5 | 1
3 Revenue Sufficiency | 2030 | 13 | -56.1 | 1
3 Revenue Sufficiency | 2030 | 13 | -56 | 1
3 Revenue Sufficiency | 2030 | 13 | -55.2 | 1
3 Revenue Sufficiency | 2030 | 13 | -54.8 | 1
3 Revenue Sufficiency | 2030 | 13 | -54.2 | 1
3 Revenue Sufficiency | 2030 | 13 | -53.9 | 1
3 Revenue Sufficiency | 2030 | 13 | -53.6 | 1
3 Revenue Sufficiency | 2030 | 13 | -53.3 | 2
3 Revenue Sufficiency | 2030 | 13 | -53 | 1
3 Revenue Sufficiency | 2030 | 13 | -52.3 | 1
3 Revenue Sufficiency | 2030 | 13 | -50.9 | 1
3 Revenue Sufficiency | 2030 | 13 | -50.7 | 1
3 Revenue Sufficiency | 2030 | 13 | -50 | 1
3 Revenue Sufficiency | 2030 | 13 | -49.7 | 2
3 Revenue Sufficiency | 2030 | 13 | -49.3 | 1
3 Revenue Sufficiency | 2030 | 13 | -48.3 | 1
3 Revenue Sufficiency | 2030 | 13 | -48.1 | 1
3 Revenue Sufficiency | 2030 | 13 | -47.5 | 1
3 Revenue Sufficiency | 2030 | 13 | -46.7 | 1
3 Revenue Sufficiency | 2030 | 13 | -46.6 | 2
3 Revenue Sufficiency | 2030 | 13 | -46.3 | 1
3 Revenue Sufficiency | 2030 | 13 | -45.8 | 1
3 Revenue Sufficiency | 2030 | 13 | -45.7 | 1
3 Revenue Sufficiency | 2030 | 13 | -44.9 | 1
3 Revenue Sufficiency | 2030 | 13 | -44.5 | 1
3 Revenue Sufficiency | 2030 | 13 | -44.3 | 1
3 Revenue Sufficiency | 2030 | 13 | -43.8 | 1
3 Revenue Sufficiency | 2030 | 13 | -43.5 | 1
3 Revenue Sufficiency | 2030 | 13 | -43.2 | 1
3 Revenue Sufficiency | 2030 | 13 | -43.1 | 1
3 Revenue Sufficiency | 2030 | 13 | -43 | 2
3 Revenue Sufficiency | 2030 | 13 | -42.2 | 1
3 Revenue Sufficiency | 2030 | 13 | -42 | 1
3 Revenue Sufficiency | 2030 | 13 | -41.9 | 2
3 Revenue Sufficiency | 2030 | 13 | -41.8 | 1
3 Revenue Sufficiency | 2030 | 13 | -41.5 | 1
3 Revenue Sufficiency | 2030 | 13 | -41.3 | 1
3 Revenue Sufficiency | 2030 | 13 | -39.7 | 1
3 Revenue Sufficiency | 2030 | 13 | -39.1 | 1
3 Revenue Sufficiency | 2030 | 13 | -38.9 | 1
3 Revenue Sufficiency | 2030 | 13 | -38.2 | 2
3 Revenue Sufficiency | 2030 | 13 | -37.7 | 1
3 Revenue Sufficiency | 2030 | 13 | -37.5 | 1
3 Revenue Sufficiency | 2030 | 13 | -37.2 | 1
3 Revenue Sufficiency | 2030 | 13 | -37.1 | 2
3 Revenue Sufficiency | 2030 | 13 | -36.6 | 1
3 Revenue Sufficiency | 2030 | 13 | -35.9 | 1
3 Revenue Sufficiency | 2030 | 13 | -35.7 | 1
3 Revenue Sufficiency | 2030 | 13 | -34.8 | 1
3 Revenue Sufficiency | 2030 | 13 | -34.4 | 1
3 Revenue Sufficiency | 2030 | 13 | -34.3 | 1
3 Revenue Sufficiency | 2030 | 13 | -34.2 | 2
3 Revenue Sufficiency | 2030 | 13 | -34.1 | 1
3 Revenue Sufficiency | 2030 | 13 | -32.7 | 1
3 Revenue Sufficiency | 2030 | 13 | -32.5 | 1
3 Revenue Sufficiency | 2030 | 13 | -32.4 | 2
3 Revenue Sufficiency | 2030 | 13 | -32.3 | 1
3 Revenue Sufficiency | 2030 | 13 | -31.4 | 1
3 Revenue Sufficiency | 2030 | 13 | -31.1 | 2
3 Revenue Sufficiency | 2030 | 13 | -30.5 | 1
3 Revenue Sufficiency | 2030 | 13 | -30.4 | 1
3 Revenue Sufficiency | 2030 | 13 | -30.3 | 2
3 Revenue Sufficiency | 2030 | 13 | -30.2 | 1
3 Revenue Sufficiency | 2030 | 13 | -30 | 1
3 Revenue Sufficiency | 2030 | 13 | -29.9 | 1
3 Revenue Sufficiency | 2030 | 13 | -29.8 | 2
3 Revenue Sufficiency | 2030 | 13 | -29 | 2
3 Revenue Sufficiency | 2030 | 13 | -28.7 | 1
3 Revenue Sufficiency | 2030 | 13 | -28.1 | 1
3 Revenue Sufficiency | 2030 | 13 | -27.8 | 2
3 Revenue Sufficiency | 2030 | 13 | -27.6 | 1
3 Revenue Sufficiency | 2030 | 13 | -27.4 | 3
3 Revenue Sufficiency | 2030 | 13 | -27.2 | 1
3 Revenue Sufficiency | 2030 | 13 | -27 | 1
3 Revenue Sufficiency | 2030 | 13 | -26.9 | 1
3 Revenue Sufficiency | 2030 | 13 | -25.3 | 2
3 Revenue Sufficiency | 2030 | 13 | -24.7 | 1
3 Revenue Sufficiency | 2030 | 13 | -24.4 | 1
3 Revenue Sufficiency | 2030 | 13 | -24.2 | 1
3 Revenue Sufficiency | 2030 | 13 | -23.2 | 1
3 Revenue Sufficiency | 2030 | 13 | -22.8 | 1
3 Revenue Sufficiency | 2030 | 13 | -22.6 | 1
3 Revenue Sufficiency | 2030 | 13 | -21.9 | 1
3 Revenue Sufficiency | 2030 | 13 | -21.7 | 1
3 Revenue Sufficiency | 2030 | 13 | -21.3 | 2
3 Revenue Sufficiency | 2030 | 13 | -21 | 2
3 Revenue Sufficiency | 2030 | 13 | -20.3 | 2
3 Revenue Sufficiency | 2030 | 13 | -19.9 | 1
3 Revenue Sufficiency | 2030 | 13 | -18.5 | 1
3 Revenue Sufficiency | 2030 | 13 | -18.1 | 1
3 Revenue Sufficiency | 2030 | 13 | -17.4 | 1
3 Revenue Sufficiency | 2030 | 13 | -17.3 | 2
3 Revenue Sufficiency | 2030 | 13 | -17.2 | 1
3 Revenue Sufficiency | 2030 | 13 | -16.5 | 1
3 Revenue Sufficiency | 2030 | 13 | -16.4 | 1
3 Revenue Sufficiency | 2030 | 13 | -15 | 1
3 Revenue Sufficiency | 2030 | 13 | -14.7 | 1
3 Revenue Sufficiency | 2030 | 13 | -14.2 | 1
3 Revenue Sufficiency | 2030 | 13 | -13.5 | 1
3 Revenue Sufficiency | 2030 | 13 | -12.9 | 1
3 Revenue Sufficiency | 2030 | 13 | -12.6 | 2
3 Revenue Sufficiency | 2030 | 13 | -11.6 | 1
3 Revenue Sufficiency | 2030 | 13 | -11.5 | 1
3 Revenue Sufficiency | 2030 | 13 | -11 | 1
3 Revenue Sufficiency | 2030 | 13 | 9 | 1
3 Revenue Sufficiency | 2030 | 13 | 10.9 | 1
3 Revenue Sufficiency | 2030 | 13 | 13.7 | 1
3 Revenue Sufficiency | 2030 | 13 | 14.6 | 1
3 Revenue Sufficiency | 2030 | 13 | 15.1 | 1
3 Revenue Sufficiency | 2030 | 13 | 15.3 | 1
3 Revenue Sufficiency | 2030 | 13 | 15.4 | 1
3 Revenue Sufficiency | 2030 | 13 | 15.5 | 1
3 Revenue Sufficiency | 2030 | 13 | 15.6 | 3
3 Revenue Sufficiency | 2030 | 13 | 15.7 | 1
3 Revenue Sufficiency | 2030 | 13 | 16.3 | 1
3 Revenue Sufficiency | 2030 | 13 | 16.7 | 1
3 Revenue Sufficiency | 2030 | 13 | 16.9 | 1
3 Revenue Sufficiency | 2030 | 13 | 17.1 | 1
3 Revenue Sufficiency | 2030 | 13 | 17.2 | 1
3 Revenue Sufficiency | 2030 | 13 | 17.3 | 1
3 Revenue Sufficiency | 2030 | 13 | 17.7 | 1
3 Revenue Sufficiency | 2030 | 13 | 17.8 | 2
3 Revenue Sufficiency | 2030 | 13 | 18.3 | 1
3 Revenue Sufficiency | 2030 | 13 | 18.4 | 1
3 Revenue Sufficiency | 2030 | 13 | 18.5 | 1
3 Revenue Sufficiency | 2030 | 13 | 18.7 | 2
3 Revenue Sufficiency | 2030 | 13 | 18.9 | 1
3 Revenue Sufficiency | 2030 | 13 | 19.1 | 1
3 Revenue Sufficiency | 2030 | 13 | 19.2 | 1
3 Revenue Sufficiency | 2030 | 13 | 19.4 | 2
3 Revenue Sufficiency | 2030 | 13 | 19.6 | 1
3 Revenue Sufficiency | 2030 | 13 | 20 | 1
3 Revenue Sufficiency | 2030 | 13 | 20.1 | 1
3 Revenue Sufficiency | 2030 | 13 | 20.4 | 1
3 Revenue Sufficiency | 2030 | 13 | 20.5 | 1
3 Revenue Sufficiency | 2030 | 13 | 20.9 | 2
3 Revenue Sufficiency | 2030 | 13 | 21 | 1
3 Revenue Sufficiency | 2030 | 13 | 21.4 | 1
3 Revenue Sufficiency | 2030 | 13 | 21.5 | 1
3 Revenue Sufficiency | 2030 | 13 | 21.7 | 1
3 Revenue Sufficiency | 2030 | 13 | 22 | 1
3 Revenue Sufficiency | 2030 | 13 | 22.1 | 2
3 Revenue Sufficiency | 2030 | 13 | 22.3 | 2
3 Revenue Sufficiency | 2030 | 13 | 22.5 | 1
3 Revenue Sufficiency | 2030 | 13 | 22.8 | 2
3 Revenue Sufficiency | 2030 | 13 | 23 | 1
3 Revenue Sufficiency | 2030 | 13 | 23.2 | 2
3 Revenue Sufficiency | 2030 | 13 | 23.4 | 1
3 Revenue Sufficiency | 2030 | 13 | 23.6 | 1
3 Revenue Sufficiency | 2030 | 13 | 23.7 | 1
3 Revenue Sufficiency | 2030 | 13 | 23.8 | 1
3 Revenue Sufficiency | 2030 | 13 | 23.9 | 2
3 Revenue Sufficiency | 2030 | 13 | 24.2 | 2
3 Revenue Sufficiency | 2030 | 13 | 24.4 | 1
3 Revenue Sufficiency | 2030 | 13 | 24.6 | 1
3 Revenue Sufficiency | 2030 | 13 | 24.7 | 2
3 Revenue Sufficiency | 2030 | 13 | 24.9 | 2
3 Revenue Sufficiency | 2030 | 13 | 25.2 | 2
3 Revenue Sufficiency | 2030 | 13 | 25.3 | 1
3 Revenue Sufficiency | 2030 | 13 | 25.6 | 1
3 Revenue Sufficiency | 2030 | 13 | 25.8 | 3
3 Revenue Sufficiency | 2030 | 13 | 26.2 | 2
3 Revenue Sufficiency | 2030 | 13 | 26.5 | 1
3 Revenue Sufficiency | 2030 | 13 | 26.6 | 1
3 Revenue Sufficiency | 2030 | 13 | 26.7 | 2
3 Revenue Sufficiency | 2030 | 13 | 26.9 | 1
3 Revenue Sufficiency | 2030 | 13 | 27.1 | 1
3 Revenue Sufficiency | 2030 | 13 | 27.4 | 1
3 Revenue Sufficiency | 2030 | 13 | 27.6 | 1
3 Revenue Sufficiency | 2030 | 13 | 27.8 | 1
3 Revenue Sufficiency | 2030 | 13 | 28.1 | 1
3 Revenue Sufficiency | 2030 | 13 | 28.5 | 2
3 Revenue Sufficiency | 2030 | 13 | 28.6 | 1
3 Revenue Sufficiency | 2030 | 13 | 29 | 1
3 Revenue Sufficiency | 2030 | 13 | 29.1 | 1
3 Revenue Sufficiency | 2030 | 13 | 29.3 | 1
3 Revenue Sufficiency | 2030 | 13 | 29.4 | 1
3 Revenue Sufficiency | 2030 | 13 | 29.5 | 1
3 Revenue Sufficiency | 2030 | 13 | 29.6 | 1
3 Revenue Sufficiency | 2030 | 13 | 30 | 1
3 Revenue Sufficiency | 2030 | 13 | 30.4 | 1
3 Revenue Sufficiency | 2030 | 13 | 30.5 | 1
3 Revenue Sufficiency | 2030 | 13 | 30.7 | 1
3 Revenue Sufficiency | 2030 | 13 | 30.8 | 2
3 Revenue Sufficiency | 2030 | 13 | 31 | 1
3 Revenue Sufficiency | 2030 | 13 | 31.1 | 1
3 Revenue Sufficiency | 2030 | 13 | 31.3 | 1
3 Revenue Sufficiency | 2030 | 13 | 31.5 | 1
3 Revenue Sufficiency | 2030 | 13 | 31.6 | 1
3 Revenue Sufficiency | 2030 | 13 | 32.4 | 1
3 Revenue Sufficiency | 2030 | 13 | 33.2 | 1
3 Revenue Sufficiency | 2030 | 13 | 33.4 | 1
3 Revenue Sufficiency | 2030 | 13 | 33.5 | 1
3 Revenue Sufficiency | 2030 | 13 | 33.7 | 2
3 Revenue Sufficiency | 2030 | 13 | 33.9 | 1
3 Revenue Sufficiency | 2030 | 13 | 34.1 | 1
3 Revenue Sufficiency | 2030 | 13 | 34.2 | 1
3 Revenue Sufficiency | 2030 | 13 | 34.4 | 2
3 Revenue Sufficiency | 2030 | 13 | 34.5 | 1
3 Revenue Sufficiency | 2030 | 13 | 34.7 | 1
3 Revenue Sufficiency | 2030 | 13 | 34.8 | 1
3 Revenue Sufficiency | 2030 | 13 | 35.5 | 1
3 Revenue Sufficiency | 2030 | 13 | 35.9 | 1
3 Revenue Sufficiency | 2030 | 13 | 36.1 | 2
3 Revenue Sufficiency | 2030 | 13 | 36.7 | 1
3 Revenue Sufficiency | 2030 | 13 | 37.5 | 1
3 Revenue Sufficiency | 2030 | 13 | 37.8 | 1
3 Revenue Sufficiency | 2030 | 13 | 37.9 | 1
3 Revenue Sufficiency | 2030 | 13 | 38 | 1
3 Revenue Sufficiency | 2030 | 13 | 38.1 | 1
3 Revenue Sufficiency | 2030 | 13 | 38.3 | 1
3 Revenue Sufficiency | 2030 | 13 | 38.6 | 1
3 Revenue Sufficiency | 2030 | 13 | 38.9 | 2
3 Revenue Sufficiency | 2030 | 13 | 39.5 | 1
3 Revenue Sufficiency | 2030 | 13 | 40 | 1
3 Revenue Sufficiency | 2030 | 13 | 40.2 | 1
3 Revenue Sufficiency | 2030 | 13 | 40.3 | 1
3 Revenue Sufficiency | 2030 | 13 | 40.4 | 2
3 Revenue Sufficiency | 2030 | 13 | 40.5 | 1
3 Revenue Sufficiency | 2030 | 13 | 40.8 | 1
3 Revenue Sufficiency | 2030 | 13 | 40.9 | 1
3 Revenue Sufficiency | 2030 | 13 | 41.2 | 1
3 Revenue Sufficiency | 2030 | 13 | 41.4 | 1
3 Revenue Sufficiency | 2030 | 13 | 41.5 | 1
3 Revenue Sufficiency | 2030 | 13 | 41.7 | 1
3 Revenue Sufficiency | 2030 | 13 | 42.9 | 1
3 Revenue Sufficiency | 2030 | 13 | 43.1 | 1
3 Revenue Sufficiency | 2030 | 13 | 43.7 | 1
3 Revenue Sufficiency | 2030 | 13 | 43.9 | 1
3 Revenue Sufficiency | 2030 | 13 | 44.2 | 2
3 Revenue Sufficiency | 2030 | 13 | 44.6 | 1
3 Revenue Sufficiency | 2030 | 13 | 44.7 | 1
3 Revenue Sufficiency | 2030 | 13 | 45.3 | 1
3 Revenue Sufficiency | 2030 | 13 | 45.9 | 1
3 Revenue Sufficiency | 2030 | 13 | 46 | 2
3 Revenue Sufficiency | 2030 | 13 | 46.8 | 1
3 Revenue Sufficiency | 2030 | 13 | 46.9 | 1
3 Revenue Sufficiency | 2030 | 13 | 47.1 | 1
3 Revenue Sufficiency | 2030 | 13 | 47.8 | 1
3 Revenue Sufficiency | 2030 | 13 | 51.1 | 1
3 Revenue Sufficiency | 2030 | 13 | 51.8 | 1
3 Revenue Sufficiency | 2030 | 13 | 53.7 | 1
3 Revenue Sufficiency | 2030 | 13 | 53.8 | 1
3 Revenue Sufficiency | 2030 | 13 | 55.3 | 1
3 Revenue Sufficiency | 2030 | 13 | 55.4 | 1
3 Revenue Sufficiency | 2030 | 13 | 55.5 | 1
3 Revenue Sufficiency | 2030 | 13 | 56.1 | 1
3 Revenue Sufficiency | 2030 | 13 | 57.1 | 1
3 Revenue Sufficiency | 2030 | 13 | 57.9 | 1
3 Revenue Sufficiency | 2030 | 13 | 58.1 | 1
3 Revenue Sufficiency | 2030 | 13 | 58.6 | 1
3 Revenue Sufficiency | 2030 | 13 | 59.5 | 1
3 Revenue Sufficiency | 2030 | 13 | 59.9 | 1
3 Revenue Sufficiency | 2030 | 13 | 63.6 | 1
3 Revenue Sufficiency | 2030 | 13 | 64.1 | 1
3 Revenue Sufficiency | 2030 | 13 | 65.8 | 1
3 Revenue Sufficiency | 2030 | 13 | 66.1 | 1
3 Revenue Sufficiency | 2030 | 13 | 67.3 | 1
3 Revenue Sufficiency | 2030 | 13 | 67.5 | 1
3 Revenue Sufficiency | 2030 | 13 | 68.9 | 1
3 Revenue Sufficiency | 2030 | 13 | 72.1 | 1
3 Revenue Sufficiency | 2030 | 13 | 72.3 | 1
3 Revenue Sufficiency | 2030 | 13 | 79.3 | 1
3 Revenue Sufficiency | 2030 | 13 | 79.9 | 1
3 Revenue Sufficiency | 2030 | 14 | -80.3 | 1
3 Revenue Sufficiency | 2030 | 14 | -75.8 | 1
3 Revenue Sufficiency | 2030 | 14 | -69.5 | 1
3 Revenue Sufficiency | 2030 | 14 | -67.9 | 1
3 Revenue Sufficiency | 2030 | 14 | -65.3 | 1
3 Revenue Sufficiency | 2030 | 14 | -64.4 | 1
3 Revenue Sufficiency | 2030 | 14 | -63.1 | 1
3 Revenue Sufficiency | 2030 | 14 | -61.6 | 1
3 Revenue Sufficiency | 2030 | 14 | -61.1 | 1
3 Revenue Sufficiency | 2030 | 14 | -61 | 1
3 Revenue Sufficiency | 2030 | 14 | -60.6 | 1
3 Revenue Sufficiency | 2030 | 14 | -59.6 | 1
3 Revenue Sufficiency | 2030 | 14 | -58.3 | 1
3 Revenue Sufficiency | 2030 | 14 | -57.9 | 1
3 Revenue Sufficiency | 2030 | 14 | -56.4 | 1
3 Revenue Sufficiency | 2030 | 14 | -55.7 | 1
3 Revenue Sufficiency | 2030 | 14 | -55.2 | 2
3 Revenue Sufficiency | 2030 | 14 | -54.8 | 1
3 Revenue Sufficiency | 2030 | 14 | -54.4 | 1
3 Revenue Sufficiency | 2030 | 14 | -53.4 | 1
3 Revenue Sufficiency | 2030 | 14 | -52.9 | 1
3 Revenue Sufficiency | 2030 | 14 | -52.6 | 1
3 Revenue Sufficiency | 2030 | 14 | -51.4 | 1
3 Revenue Sufficiency | 2030 | 14 | -51 | 1
3 Revenue Sufficiency | 2030 | 14 | -50.6 | 1
3 Revenue Sufficiency | 2030 | 14 | -50.4 | 1
3 Revenue Sufficiency | 2030 | 14 | -50.1 | 1
3 Revenue Sufficiency | 2030 | 14 | -49.5 | 1
3 Revenue Sufficiency | 2030 | 14 | -49.2 | 1
3 Revenue Sufficiency | 2030 | 14 | -48.6 | 1
3 Revenue Sufficiency | 2030 | 14 | -48.5 | 1
3 Revenue Sufficiency | 2030 | 14 | -46.9 | 1
3 Revenue Sufficiency | 2030 | 14 | -46.3 | 1
3 Revenue Sufficiency | 2030 | 14 | -45.8 | 1
3 Revenue Sufficiency | 2030 | 14 | -45.6 | 2
3 Revenue Sufficiency | 2030 | 14 | -44.3 | 1
3 Revenue Sufficiency | 2030 | 14 | -44.1 | 1
3 Revenue Sufficiency | 2030 | 14 | -44 | 1
3 Revenue Sufficiency | 2030 | 14 | -43.1 | 1
3 Revenue Sufficiency | 2030 | 14 | -42.8 | 1
3 Revenue Sufficiency | 2030 | 14 | -41.1 | 1
3 Revenue Sufficiency | 2030 | 14 | -40.7 | 1
3 Revenue Sufficiency | 2030 | 14 | -40.5 | 1
3 Revenue Sufficiency | 2030 | 14 | -40.1 | 1
3 Revenue Sufficiency | 2030 | 14 | -40 | 1
3 Revenue Sufficiency | 2030 | 14 | -39.7 | 1
3 Revenue Sufficiency | 2030 | 14 | -39.5 | 1
3 Revenue Sufficiency | 2030 | 14 | -39.3 | 1
3 Revenue Sufficiency | 2030 | 14 | -39.1 | 1
3 Revenue Sufficiency | 2030 | 14 | -39 | 1
3 Revenue Sufficiency | 2030 | 14 | -38.6 | 2
3 Revenue Sufficiency | 2030 | 14 | -38.4 | 1
3 Revenue Sufficiency | 2030 | 14 | -38.3 | 2
3 Revenue Sufficiency | 2030 | 14 | -37.8 | 1
3 Revenue Sufficiency | 2030 | 14 | -37.5 | 1
3 Revenue Sufficiency | 2030 | 14 | -37.3 | 1
3 Revenue Sufficiency | 2030 | 14 | -37.2 | 1
3 Revenue Sufficiency | 2030 | 14 | -36.8 | 1
3 Revenue Sufficiency | 2030 | 14 | -36.7 | 1
3 Revenue Sufficiency | 2030 | 14 | -36.4 | 1
3 Revenue Sufficiency | 2030 | 14 | -36.1 | 1
3 Revenue Sufficiency | 2030 | 14 | -35.8 | 2
3 Revenue Sufficiency | 2030 | 14 | -35.6 | 1
3 Revenue Sufficiency | 2030 | 14 | -35.3 | 1
3 Revenue Sufficiency | 2030 | 14 | -35.2 | 1
3 Revenue Sufficiency | 2030 | 14 | -34.7 | 2
3 Revenue Sufficiency | 2030 | 14 | -34.6 | 1
3 Revenue Sufficiency | 2030 | 14 | -34.1 | 1
3 Revenue Sufficiency | 2030 | 14 | -33.7 | 1
3 Revenue Sufficiency | 2030 | 14 | -33.3 | 1
3 Revenue Sufficiency | 2030 | 14 | -33.1 | 1
3 Revenue Sufficiency | 2030 | 14 | -32.9 | 1
3 Revenue Sufficiency | 2030 | 14 | -32.6 | 1
3 Revenue Sufficiency | 2030 | 14 | -32.4 | 1
3 Revenue Sufficiency | 2030 | 14 | -32.1 | 1
3 Revenue Sufficiency | 2030 | 14 | -31.9 | 1
3 Revenue Sufficiency | 2030 | 14 | -31.8 | 2
3 Revenue Sufficiency | 2030 | 14 | -31.7 | 1
3 Revenue Sufficiency | 2030 | 14 | -31.5 | 1
3 Revenue Sufficiency | 2030 | 14 | -31 | 1
3 Revenue Sufficiency | 2030 | 14 | -30.8 | 1
3 Revenue Sufficiency | 2030 | 14 | -30.4 | 1
3 Revenue Sufficiency | 2030 | 14 | -30.2 | 1
3 Revenue Sufficiency | 2030 | 14 | -30 | 1
3 Revenue Sufficiency | 2030 | 14 | -29.7 | 1
3 Revenue Sufficiency | 2030 | 14 | -28.7 | 1
3 Revenue Sufficiency | 2030 | 14 | -28.6 | 1
3 Revenue Sufficiency | 2030 | 14 | -28.5 | 1
3 Revenue Sufficiency | 2030 | 14 | -28 | 3
3 Revenue Sufficiency | 2030 | 14 | -27.8 | 1
3 Revenue Sufficiency | 2030 | 14 | -27.5 | 1
3 Revenue Sufficiency | 2030 | 14 | -27.4 | 1
3 Revenue Sufficiency | 2030 | 14 | -27 | 1
3 Revenue Sufficiency | 2030 | 14 | -26.9 | 1
3 Revenue Sufficiency | 2030 | 14 | -26.8 | 1
3 Revenue Sufficiency | 2030 | 14 | -26.4 | 1
3 Revenue Sufficiency | 2030 | 14 | -24.8 | 1
3 Revenue Sufficiency | 2030 | 14 | -24.6 | 2
3 Revenue Sufficiency | 2030 | 14 | -24.1 | 1
3 Revenue Sufficiency | 2030 | 14 | -24 | 1
3 Revenue Sufficiency | 2030 | 14 | -23.9 | 1
3 Revenue Sufficiency | 2030 | 14 | -23.7 | 1
3 Revenue Sufficiency | 2030 | 14 | -23.4 | 1
3 Revenue Sufficiency | 2030 | 14 | -23.2 | 2
3 Revenue Sufficiency | 2030 | 14 | -23 | 1
3 Revenue Sufficiency | 2030 | 14 | -22.9 | 1
3 Revenue Sufficiency | 2030 | 14 | -22.7 | 1
3 Revenue Sufficiency | 2030 | 14 | -22.1 | 1
3 Revenue Sufficiency | 2030 | 14 | -22 | 1
3 Revenue Sufficiency | 2030 | 14 | -21.7 | 1
3 Revenue Sufficiency | 2030 | 14 | -21.1 | 1
3 Revenue Sufficiency | 2030 | 14 | -21 | 1
3 Revenue Sufficiency | 2030 | 14 | -20.5 | 1
3 Revenue Sufficiency | 2030 | 14 | -20.1 | 1
3 Revenue Sufficiency | 2030 | 14 | -19.2 | 1
3 Revenue Sufficiency | 2030 | 14 | -18.8 | 1
3 Revenue Sufficiency | 2030 | 14 | -18.1 | 1
3 Revenue Sufficiency | 2030 | 14 | -17.9 | 1
3 Revenue Sufficiency | 2030 | 14 | -17.6 | 1
3 Revenue Sufficiency | 2030 | 14 | -16.8 | 1
3 Revenue Sufficiency | 2030 | 14 | -16.5 | 1
3 Revenue Sufficiency | 2030 | 14 | -14.7 | 1
3 Revenue Sufficiency | 2030 | 14 | -13.9 | 1
3 Revenue Sufficiency | 2030 | 14 | -13.6 | 1
3 Revenue Sufficiency | 2030 | 14 | -12.2 | 1
3 Revenue Sufficiency | 2030 | 14 | -11.8 | 1
3 Revenue Sufficiency | 2030 | 14 | 13.7 | 1
3 Revenue Sufficiency | 2030 | 14 | 14.5 | 1
3 Revenue Sufficiency | 2030 | 14 | 14.8 | 1
3 Revenue Sufficiency | 2030 | 14 | 16.2 | 1
3 Revenue Sufficiency | 2030 | 14 | 17.6 | 2
3 Revenue Sufficiency | 2030 | 14 | 18.2 | 1
3 Revenue Sufficiency | 2030 | 14 | 18.4 | 1
3 Revenue Sufficiency | 2030 | 14 | 18.6 | 2
3 Revenue Sufficiency | 2030 | 14 | 18.8 | 1
3 Revenue Sufficiency | 2030 | 14 | 19.3 | 1
3 Revenue Sufficiency | 2030 | 14 | 19.4 | 1
3 Revenue Sufficiency | 2030 | 14 | 19.8 | 3
3 Revenue Sufficiency | 2030 | 14 | 20.3 | 1
3 Revenue Sufficiency | 2030 | 14 | 20.5 | 1
3 Revenue Sufficiency | 2030 | 14 | 20.8 | 1
3 Revenue Sufficiency | 2030 | 14 | 21 | 1
3 Revenue Sufficiency | 2030 | 14 | 21.1 | 1
3 Revenue Sufficiency | 2030 | 14 | 21.2 | 1
3 Revenue Sufficiency | 2030 | 14 | 21.6 | 1
3 Revenue Sufficiency | 2030 | 14 | 21.7 | 1
3 Revenue Sufficiency | 2030 | 14 | 21.9 | 1
3 Revenue Sufficiency | 2030 | 14 | 22 | 3
3 Revenue Sufficiency | 2030 | 14 | 22.1 | 1
3 Revenue Sufficiency | 2030 | 14 | 22.2 | 1
3 Revenue Sufficiency | 2030 | 14 | 22.6 | 1
3 Revenue Sufficiency | 2030 | 14 | 22.7 | 1
3 Revenue Sufficiency | 2030 | 14 | 22.8 | 1
3 Revenue Sufficiency | 2030 | 14 | 23.1 | 1
3 Revenue Sufficiency | 2030 | 14 | 23.3 | 1
3 Revenue Sufficiency | 2030 | 14 | 23.4 | 1
3 Revenue Sufficiency | 2030 | 14 | 23.8 | 2
3 Revenue Sufficiency | 2030 | 14 | 23.9 | 1
3 Revenue Sufficiency | 2030 | 14 | 24 | 2
3 Revenue Sufficiency | 2030 | 14 | 24.2 | 1
3 Revenue Sufficiency | 2030 | 14 | 24.3 | 1
3 Revenue Sufficiency | 2030 | 14 | 24.4 | 1
3 Revenue Sufficiency | 2030 | 14 | 24.5 | 2
3 Revenue Sufficiency | 2030 | 14 | 24.7 | 2
3 Revenue Sufficiency | 2030 | 14 | 24.8 | 1
3 Revenue Sufficiency | 2030 | 14 | 25.1 | 2
3 Revenue Sufficiency | 2030 | 14 | 25.4 | 1
3 Revenue Sufficiency | 2030 | 14 | 26.7 | 1
3 Revenue Sufficiency | 2030 | 14 | 26.8 | 1
3 Revenue Sufficiency | 2030 | 14 | 27 | 1
3 Revenue Sufficiency | 2030 | 14 | 27.2 | 1
3 Revenue Sufficiency | 2030 | 14 | 27.4 | 2
3 Revenue Sufficiency | 2030 | 14 | 29.1 | 1
3 Revenue Sufficiency | 2030 | 14 | 29.3 | 1
3 Revenue Sufficiency | 2030 | 14 | 29.5 | 1
3 Revenue Sufficiency | 2030 | 14 | 29.8 | 1
3 Revenue Sufficiency | 2030 | 14 | 29.9 | 1
3 Revenue Sufficiency | 2030 | 14 | 30.4 | 1
3 Revenue Sufficiency | 2030 | 14 | 30.6 | 2
3 Revenue Sufficiency | 2030 | 14 | 31.4 | 1
3 Revenue Sufficiency | 2030 | 14 | 31.5 | 1
3 Revenue Sufficiency | 2030 | 14 | 31.6 | 1
3 Revenue Sufficiency | 2030 | 14 | 31.8 | 2
3 Revenue Sufficiency | 2030 | 14 | 32.4 | 1
3 Revenue Sufficiency | 2030 | 14 | 33.7 | 1
3 Revenue Sufficiency | 2030 | 14 | 33.8 | 1
3 Revenue Sufficiency | 2030 | 14 | 34.2 | 1
3 Revenue Sufficiency | 2030 | 14 | 34.3 | 1
3 Revenue Sufficiency | 2030 | 14 | 34.5 | 1
3 Revenue Sufficiency | 2030 | 14 | 34.6 | 1
3 Revenue Sufficiency | 2030 | 14 | 34.8 | 1
3 Revenue Sufficiency | 2030 | 14 | 34.9 | 2
3 Revenue Sufficiency | 2030 | 14 | 35.3 | 1
3 Revenue Sufficiency | 2030 | 14 | 35.5 | 1
3 Revenue Sufficiency | 2030 | 14 | 35.6 | 1
3 Revenue Sufficiency | 2030 | 14 | 36.7 | 1
3 Revenue Sufficiency | 2030 | 14 | 37 | 2
3 Revenue Sufficiency | 2030 | 14 | 37.3 | 2
3 Revenue Sufficiency | 2030 | 14 | 37.4 | 1
3 Revenue Sufficiency | 2030 | 14 | 37.5 | 1
3 Revenue Sufficiency | 2030 | 14 | 37.9 | 2
3 Revenue Sufficiency | 2030 | 14 | 38.6 | 1
3 Revenue Sufficiency | 2030 | 14 | 39 | 1
3 Revenue Sufficiency | 2030 | 14 | 39.3 | 1
3 Revenue Sufficiency | 2030 | 14 | 39.7 | 1
3 Revenue Sufficiency | 2030 | 14 | 39.9 | 1
3 Revenue Sufficiency | 2030 | 14 | 40.4 | 1
3 Revenue Sufficiency | 2030 | 14 | 40.7 | 1
3 Revenue Sufficiency | 2030 | 14 | 41 | 1
3 Revenue Sufficiency | 2030 | 14 | 41.1 | 1
3 Revenue Sufficiency | 2030 | 14 | 41.9 | 1
3 Revenue Sufficiency | 2030 | 14 | 42.6 | 1
3 Revenue Sufficiency | 2030 | 14 | 42.7 | 1
3 Revenue Sufficiency | 2030 | 14 | 43.6 | 2
3 Revenue Sufficiency | 2030 | 14 | 43.7 | 1
3 Revenue Sufficiency | 2030 | 14 | 44.3 | 2
3 Revenue Sufficiency | 2030 | 14 | 44.5 | 1
3 Revenue Sufficiency | 2030 | 14 | 44.6 | 1
3 Revenue Sufficiency | 2030 | 14 | 45.4 | 1
3 Revenue Sufficiency | 2030 | 14 | 45.6 | 1
3 Revenue Sufficiency | 2030 | 14 | 45.7 | 2
3 Revenue Sufficiency | 2030 | 14 | 45.9 | 1
3 Revenue Sufficiency | 2030 | 14 | 48.3 | 1
3 Revenue Sufficiency | 2030 | 14 | 48.7 | 1
3 Revenue Sufficiency | 2030 | 14 | 48.8 | 1
3 Revenue Sufficiency | 2030 | 14 | 49 | 1
3 Revenue Sufficiency | 2030 | 14 | 49.9 | 1
3 Revenue Sufficiency | 2030 | 14 | 50.5 | 1
3 Revenue Sufficiency | 2030 | 14 | 51 | 1
3 Revenue Sufficiency | 2030 | 14 | 51.3 | 1
3 Revenue Sufficiency | 2030 | 14 | 51.6 | 1
3 Revenue Sufficiency | 2030 | 14 | 52.3 | 1
3 Revenue Sufficiency | 2030 | 14 | 52.7 | 1
3 Revenue Sufficiency | 2030 | 14 | 53.1 | 1
3 Revenue Sufficiency | 2030 | 14 | 53.4 | 1
3 Revenue Sufficiency | 2030 | 14 | 54.4 | 1
3 Revenue Sufficiency | 2030 | 14 | 54.7 | 1
3 Revenue Sufficiency | 2030 | 14 | 55.8 | 1
3 Revenue Sufficiency | 2030 | 14 | 56.4 | 1
3 Revenue Sufficiency | 2030 | 14 | 58 | 1
3 Revenue Sufficiency | 2030 | 14 | 61 | 1
3 Revenue Sufficiency | 2030 | 14 | 61.6 | 1
3 Revenue Sufficiency | 2030 | 14 | 63.3 | 1
3 Revenue Sufficiency | 2030 | 14 | 63.4 | 1
3 Revenue Sufficiency | 2030 | 14 | 64.5 | 1
3 Revenue Sufficiency | 2030 | 14 | 65.3 | 1
3 Revenue Sufficiency | 2030 | 14 | 66.7 | 1
3 Revenue Sufficiency | 2030 | 14 | 71.1 | 1
3 Revenue Sufficiency | 2030 | 14 | 75.9 | 1
3 Revenue Sufficiency | 2030 | 14 | 79.4 | 1
3 Revenue Sufficiency | 2030 | 14 | 88 | 1
3 Revenue Sufficiency | 2030 | 14 | 88.4 | 1
3 Revenue Sufficiency | 2030 | 14 | 91.1 | 1
3 Revenue Sufficiency | 2030 | 14 | 96.7 | 1
3 Revenue Sufficiency | 2030 | 14 | 101.1 | 1
3 Revenue Sufficiency | 2030 | 15 | -110.4 | 1
3 Revenue Sufficiency | 2030 | 15 | -98.8 | 1
3 Revenue Sufficiency | 2030 | 15 | -90.8 | 1
3 Revenue Sufficiency | 2030 | 15 | -80.5 | 1
3 Revenue Sufficiency | 2030 | 15 | -70.7 | 1
3 Revenue Sufficiency | 2030 | 15 | -68.6 | 1
3 Revenue Sufficiency | 2030 | 15 | -68.5 | 1
3 Revenue Sufficiency | 2030 | 15 | -67.1 | 1
3 Revenue Sufficiency | 2030 | 15 | -65.6 | 1
3 Revenue Sufficiency | 2030 | 15 | -61.5 | 1
3 Revenue Sufficiency | 2030 | 15 | -61.3 | 1
3 Revenue Sufficiency | 2030 | 15 | -61.1 | 1
3 Revenue Sufficiency | 2030 | 15 | -60.7 | 1
3 Revenue Sufficiency | 2030 | 15 | -60.4 | 1
3 Revenue Sufficiency | 2030 | 15 | -59.9 | 1
3 Revenue Sufficiency | 2030 | 15 | -58.7 | 1
3 Revenue Sufficiency | 2030 | 15 | -56 | 1
3 Revenue Sufficiency | 2030 | 15 | -55.6 | 1
3 Revenue Sufficiency | 2030 | 15 | -53.3 | 1
3 Revenue Sufficiency | 2030 | 15 | -51 | 1
3 Revenue Sufficiency | 2030 | 15 | -50.8 | 1
3 Revenue Sufficiency | 2030 | 15 | -50.6 | 1
3 Revenue Sufficiency | 2030 | 15 | -50.5 | 1
3 Revenue Sufficiency | 2030 | 15 | -50.4 | 1
3 Revenue Sufficiency | 2030 | 15 | -50 | 2
3 Revenue Sufficiency | 2030 | 15 | -49.1 | 1
3 Revenue Sufficiency | 2030 | 15 | -49 | 2
3 Revenue Sufficiency | 2030 | 15 | -48.2 | 1
3 Revenue Sufficiency | 2030 | 15 | -47.3 | 1
3 Revenue Sufficiency | 2030 | 15 | -46.9 | 1
3 Revenue Sufficiency | 2030 | 15 | -46.6 | 1
3 Revenue Sufficiency | 2030 | 15 | -46.5 | 1
3 Revenue Sufficiency | 2030 | 15 | -45.1 | 1
3 Revenue Sufficiency | 2030 | 15 | -44.1 | 1
3 Revenue Sufficiency | 2030 | 15 | -43.9 | 1
3 Revenue Sufficiency | 2030 | 15 | -43.5 | 1
3 Revenue Sufficiency | 2030 | 15 | -42.1 | 1
3 Revenue Sufficiency | 2030 | 15 | -42 | 1
3 Revenue Sufficiency | 2030 | 15 | -41.5 | 1
3 Revenue Sufficiency | 2030 | 15 | -41.2 | 1
3 Revenue Sufficiency | 2030 | 15 | -41 | 1
3 Revenue Sufficiency | 2030 | 15 | -40.7 | 1
3 Revenue Sufficiency | 2030 | 15 | -39.8 | 1
3 Revenue Sufficiency | 2030 | 15 | -39.6 | 1
3 Revenue Sufficiency | 2030 | 15 | -39.4 | 1
3 Revenue Sufficiency | 2030 | 15 | -37.2 | 1
3 Revenue Sufficiency | 2030 | 15 | -37 | 1
3 Revenue Sufficiency | 2030 | 15 | -36.2 | 1
3 Revenue Sufficiency | 2030 | 15 | -36.1 | 1
3 Revenue Sufficiency | 2030 | 15 | -35.9 | 1
3 Revenue Sufficiency | 2030 | 15 | -35.3 | 1
3 Revenue Sufficiency | 2030 | 15 | -35.1 | 1
3 Revenue Sufficiency | 2030 | 15 | -34.7 | 1
3 Revenue Sufficiency | 2030 | 15 | -34.6 | 1
3 Revenue Sufficiency | 2030 | 15 | -34.3 | 1
3 Revenue Sufficiency | 2030 | 15 | -34.1 | 1
3 Revenue Sufficiency | 2030 | 15 | -33.9 | 1
3 Revenue Sufficiency | 2030 | 15 | -33.4 | 1
3 Revenue Sufficiency | 2030 | 15 | -32.7 | 1
3 Revenue Sufficiency | 2030 | 15 | -32.6 | 2
3 Revenue Sufficiency | 2030 | 15 | -32.5 | 1
3 Revenue Sufficiency | 2030 | 15 | -32.3 | 1
3 Revenue Sufficiency | 2030 | 15 | -31.3 | 2
3 Revenue Sufficiency | 2030 | 15 | -30.6 | 1
3 Revenue Sufficiency | 2030 | 15 | -30.2 | 1
3 Revenue Sufficiency | 2030 | 15 | -30.1 | 1
3 Revenue Sufficiency | 2030 | 15 | -30 | 1
3 Revenue Sufficiency | 2030 | 15 | -29.7 | 1
3 Revenue Sufficiency | 2030 | 15 | -29 | 1
3 Revenue Sufficiency | 2030 | 15 | -28.7 | 2
3 Revenue Sufficiency | 2030 | 15 | -28.6 | 1
3 Revenue Sufficiency | 2030 | 15 | -28.4 | 1
3 Revenue Sufficiency | 2030 | 15 | -27.2 | 1
3 Revenue Sufficiency | 2030 | 15 | -26.4 | 1
3 Revenue Sufficiency | 2030 | 15 | -26.1 | 1
3 Revenue Sufficiency | 2030 | 15 | -25.9 | 1
3 Revenue Sufficiency | 2030 | 15 | -25.1 | 1
3 Revenue Sufficiency | 2030 | 15 | -24.9 | 1
3 Revenue Sufficiency | 2030 | 15 | -24.8 | 2
3 Revenue Sufficiency | 2030 | 15 | -24.7 | 1
3 Revenue Sufficiency | 2030 | 15 | -23.3 | 1
3 Revenue Sufficiency | 2030 | 15 | -23.2 | 1
3 Revenue Sufficiency | 2030 | 15 | -23 | 1
3 Revenue Sufficiency | 2030 | 15 | -22.8 | 1
3 Revenue Sufficiency | 2030 | 15 | -22.7 | 1
3 Revenue Sufficiency | 2030 | 15 | -22.6 | 1
3 Revenue Sufficiency | 2030 | 15 | -22.5 | 1
3 Revenue Sufficiency | 2030 | 15 | -22.4 | 1
3 Revenue Sufficiency | 2030 | 15 | -22 | 1
3 Revenue Sufficiency | 2030 | 15 | -21.8 | 1
3 Revenue Sufficiency | 2030 | 15 | -21 | 1
3 Revenue Sufficiency | 2030 | 15 | -20.9 | 1
3 Revenue Sufficiency | 2030 | 15 | -20.5 | 1
3 Revenue Sufficiency | 2030 | 15 | -20.4 | 1
3 Revenue Sufficiency | 2030 | 15 | -20.2 | 1
3 Revenue Sufficiency | 2030 | 15 | -20.1 | 1
3 Revenue Sufficiency | 2030 | 15 | -19.1 | 1
3 Revenue Sufficiency | 2030 | 15 | -18.1 | 1
3 Revenue Sufficiency | 2030 | 15 | -17.7 | 1
3 Revenue Sufficiency | 2030 | 15 | -17.6 | 1
3 Revenue Sufficiency | 2030 | 15 | -17.2 | 1
3 Revenue Sufficiency | 2030 | 15 | -16.1 | 1
3 Revenue Sufficiency | 2030 | 15 | -16 | 1
3 Revenue Sufficiency | 2030 | 15 | -12.3 | 1
3 Revenue Sufficiency | 2030 | 15 | -11.8 | 1
3 Revenue Sufficiency | 2030 | 15 | -11.6 | 1
3 Revenue Sufficiency | 2030 | 15 | 12.1 | 1
3 Revenue Sufficiency | 2030 | 15 | 13 | 1
3 Revenue Sufficiency | 2030 | 15 | 13.6 | 1
3 Revenue Sufficiency | 2030 | 15 | 13.9 | 1
3 Revenue Sufficiency | 2030 | 15 | 15.1 | 1
3 Revenue Sufficiency | 2030 | 15 | 15.2 | 1
3 Revenue Sufficiency | 2030 | 15 | 15.4 | 1
3 Revenue Sufficiency | 2030 | 15 | 16.4 | 1
3 Revenue Sufficiency | 2030 | 15 | 16.5 | 1
3 Revenue Sufficiency | 2030 | 15 | 17.1 | 1
3 Revenue Sufficiency | 2030 | 15 | 17.8 | 1
3 Revenue Sufficiency | 2030 | 15 | 18.5 | 1
3 Revenue Sufficiency | 2030 | 15 | 18.6 | 2
3 Revenue Sufficiency | 2030 | 15 | 18.7 | 3
3 Revenue Sufficiency | 2030 | 15 | 20.4 | 1
3 Revenue Sufficiency | 2030 | 15 | 21.1 | 1
3 Revenue Sufficiency | 2030 | 15 | 21.2 | 1
3 Revenue Sufficiency | 2030 | 15 | 21.4 | 1
3 Revenue Sufficiency | 2030 | 15 | 21.5 | 1
3 Revenue Sufficiency | 2030 | 15 | 21.9 | 1
3 Revenue Sufficiency | 2030 | 15 | 22.6 | 1
3 Revenue Sufficiency | 2030 | 15 | 22.7 | 1
3 Revenue Sufficiency | 2030 | 15 | 22.8 | 1
3 Revenue Sufficiency | 2030 | 15 | 23 | 1
3 Revenue Sufficiency | 2030 | 15 | 23.2 | 2
3 Revenue Sufficiency | 2030 | 15 | 23.3 | 1
3 Revenue Sufficiency | 2030 | 15 | 23.6 | 1
3 Revenue Sufficiency | 2030 | 15 | 23.7 | 1
3 Revenue Sufficiency | 2030 | 15 | 23.8 | 2
3 Revenue Sufficiency | 2030 | 15 | 23.9 | 1
3 Revenue Sufficiency | 2030 | 15 | 24.3 | 1
3 Revenue Sufficiency | 2030 | 15 | 25.1 | 1
3 Revenue Sufficiency | 2030 | 15 | 25.3 | 3
3 Revenue Sufficiency | 2030 | 15 | 25.9 | 1
3 Revenue Sufficiency | 2030 | 15 | 26.3 | 1
3 Revenue Sufficiency | 2030 | 15 | 26.7 | 1
3 Revenue Sufficiency | 2030 | 15 | 27.1 | 1
3 Revenue Sufficiency | 2030 | 15 | 27.2 | 1
3 Revenue Sufficiency | 2030 | 15 | 27.3 | 1
3 Revenue Sufficiency | 2030 | 15 | 27.8 | 1
3 Revenue Sufficiency | 2030 | 15 | 28.1 | 1
3 Revenue Sufficiency | 2030 | 15 | 28.6 | 1
3 Revenue Sufficiency | 2030 | 15 | 29.1 | 1
3 Revenue Sufficiency | 2030 | 15 | 29.2 | 2
3 Revenue Sufficiency | 2030 | 15 | 29.6 | 1
3 Revenue Sufficiency | 2030 | 15 | 29.7 | 2
3 Revenue Sufficiency | 2030 | 15 | 30.7 | 1
3 Revenue Sufficiency | 2030 | 15 | 30.9 | 1
3 Revenue Sufficiency | 2030 | 15 | 31.1 | 3
3 Revenue Sufficiency | 2030 | 15 | 31.3 | 1
3 Revenue Sufficiency | 2030 | 15 | 31.7 | 2
3 Revenue Sufficiency | 2030 | 15 | 32.4 | 1
3 Revenue Sufficiency | 2030 | 15 | 32.5 | 1
3 Revenue Sufficiency | 2030 | 15 | 33 | 1
3 Revenue Sufficiency | 2030 | 15 | 33.2 | 1
3 Revenue Sufficiency | 2030 | 15 | 33.4 | 1
3 Revenue Sufficiency | 2030 | 15 | 33.7 | 1
3 Revenue Sufficiency | 2030 | 15 | 33.9 | 2
3 Revenue Sufficiency | 2030 | 15 | 34.1 | 1
3 Revenue Sufficiency | 2030 | 15 | 34.8 | 1
3 Revenue Sufficiency | 2030 | 15 | 34.9 | 2
3 Revenue Sufficiency | 2030 | 15 | 35.4 | 1
3 Revenue Sufficiency | 2030 | 15 | 35.5 | 1
3 Revenue Sufficiency | 2030 | 15 | 35.6 | 1
3 Revenue Sufficiency | 2030 | 15 | 35.7 | 1
3 Revenue Sufficiency | 2030 | 15 | 36 | 1
3 Revenue Sufficiency | 2030 | 15 | 36.3 | 2
3 Revenue Sufficiency | 2030 | 15 | 36.4 | 1
3 Revenue Sufficiency | 2030 | 15 | 37.7 | 2
3 Revenue Sufficiency | 2030 | 15 | 37.8 | 1
3 Revenue Sufficiency | 2030 | 15 | 38 | 1
3 Revenue Sufficiency | 2030 | 15 | 38.5 | 1
3 Revenue Sufficiency | 2030 | 15 | 38.8 | 1
3 Revenue Sufficiency | 2030 | 15 | 38.9 | 1
3 Revenue Sufficiency | 2030 | 15 | 39 | 1
3 Revenue Sufficiency | 2030 | 15 | 39.2 | 1
3 Revenue Sufficiency | 2030 | 15 | 39.3 | 2
3 Revenue Sufficiency | 2030 | 15 | 39.6 | 1
3 Revenue Sufficiency | 2030 | 15 | 40.2 | 1
3 Revenue Sufficiency | 2030 | 15 | 40.3 | 2
3 Revenue Sufficiency | 2030 | 15 | 40.7 | 1
3 Revenue Sufficiency | 2030 | 15 | 40.8 | 1
3 Revenue Sufficiency | 2030 | 15 | 40.9 | 1
3 Revenue Sufficiency | 2030 | 15 | 41.6 | 1
3 Revenue Sufficiency | 2030 | 15 | 42.2 | 1
3 Revenue Sufficiency | 2030 | 15 | 43.4 | 1
3 Revenue Sufficiency | 2030 | 15 | 43.5 | 1
3 Revenue Sufficiency | 2030 | 15 | 43.8 | 1
3 Revenue Sufficiency | 2030 | 15 | 45 | 1
3 Revenue Sufficiency | 2030 | 15 | 46.6 | 1
3 Revenue Sufficiency | 2030 | 15 | 46.8 | 1
3 Revenue Sufficiency | 2030 | 15 | 46.9 | 1
3 Revenue Sufficiency | 2030 | 15 | 47.7 | 1
3 Revenue Sufficiency | 2030 | 15 | 48.6 | 1
3 Revenue Sufficiency | 2030 | 15 | 48.7 | 1
3 Revenue Sufficiency | 2030 | 15 | 49.2 | 1
3 Revenue Sufficiency | 2030 | 15 | 49.7 | 1
3 Revenue Sufficiency | 2030 | 15 | 49.8 | 1
3 Revenue Sufficiency | 2030 | 15 | 50 | 1
3 Revenue Sufficiency | 2030 | 15 | 50.7 | 1
3 Revenue Sufficiency | 2030 | 15 | 51.2 | 1
3 Revenue Sufficiency | 2030 | 15 | 51.6 | 1
3 Revenue Sufficiency | 2030 | 15 | 52.8 | 1
3 Revenue Sufficiency | 2030 | 15 | 54.9 | 1
3 Revenue Sufficiency | 2030 | 15 | 55 | 1
3 Revenue Sufficiency | 2030 | 15 | 55.7 | 1
3 Revenue Sufficiency | 2030 | 15 | 57.7 | 1
3 Revenue Sufficiency | 2030 | 15 | 60 | 1
3 Revenue Sufficiency | 2030 | 15 | 62.6 | 1
3 Revenue Sufficiency | 2030 | 15 | 62.9 | 1
3 Revenue Sufficiency | 2030 | 15 | 64.2 | 1
3 Revenue Sufficiency | 2030 | 15 | 64.7 | 1
3 Revenue Sufficiency | 2030 | 15 | 65.2 | 1
3 Revenue Sufficiency | 2030 | 15 | 65.8 | 1
3 Revenue Sufficiency | 2030 | 15 | 66.8 | 1
3 Revenue Sufficiency | 2030 | 15 | 67 | 1
3 Revenue Sufficiency | 2030 | 15 | 68 | 1
3 Revenue Sufficiency | 2030 | 15 | 70.2 | 1
3 Revenue Sufficiency | 2030 | 15 | 71 | 1
3 Revenue Sufficiency | 2030 | 15 | 71.5 | 1
3 Revenue Sufficiency | 2030 | 15 | 75.1 | 1
3 Revenue Sufficiency | 2030 | 15 | 77.2 | 1
3 Revenue Sufficiency | 2030 | 15 | 83.8 | 1
3 Revenue Sufficiency | 2030 | 15 | 89.6 | 1
3 Revenue Sufficiency | 2030 | 15 | 90.1 | 1
3 Revenue Sufficiency | 2030 | 16 | -120.5 | 1
3 Revenue Sufficiency | 2030 | 16 | -113.2 | 1
3 Revenue Sufficiency | 2030 | 16 | -103.2 | 1
3 Revenue Sufficiency | 2030 | 16 | -91 | 1
3 Revenue Sufficiency | 2030 | 16 | -89.7 | 1
3 Revenue Sufficiency | 2030 | 16 | -86.6 | 1
3 Revenue Sufficiency | 2030 | 16 | -85 | 1
3 Revenue Sufficiency | 2030 | 16 | -84 | 1
3 Revenue Sufficiency | 2030 | 16 | -78.7 | 1
3 Revenue Sufficiency | 2030 | 16 | -77.5 | 1
3 Revenue Sufficiency | 2030 | 16 | -74 | 1
3 Revenue Sufficiency | 2030 | 16 | -72.7 | 1
3 Revenue Sufficiency | 2030 | 16 | -66.6 | 1
3 Revenue Sufficiency | 2030 | 16 | -65.5 | 1
3 Revenue Sufficiency | 2030 | 16 | -63.7 | 1
3 Revenue Sufficiency | 2030 | 16 | -58.8 | 1
3 Revenue Sufficiency | 2030 | 16 | -58.4 | 1
3 Revenue Sufficiency | 2030 | 16 | -58.3 | 1
3 Revenue Sufficiency | 2030 | 16 | -57.7 | 1
3 Revenue Sufficiency | 2030 | 16 | -57.5 | 1
3 Revenue Sufficiency | 2030 | 16 | -57.3 | 1
3 Revenue Sufficiency | 2030 | 16 | -57.2 | 1
3 Revenue Sufficiency | 2030 | 16 | -54.9 | 1
3 Revenue Sufficiency | 2030 | 16 | -54.7 | 1
3 Revenue Sufficiency | 2030 | 16 | -52.4 | 1
3 Revenue Sufficiency | 2030 | 16 | -51.5 | 1
3 Revenue Sufficiency | 2030 | 16 | -51.3 | 1
3 Revenue Sufficiency | 2030 | 16 | -50.5 | 1
3 Revenue Sufficiency | 2030 | 16 | -50.1 | 1
3 Revenue Sufficiency | 2030 | 16 | -49.9 | 1
3 Revenue Sufficiency | 2030 | 16 | -47.3 | 1
3 Revenue Sufficiency | 2030 | 16 | -46 | 1
3 Revenue Sufficiency | 2030 | 16 | -45.9 | 1
3 Revenue Sufficiency | 2030 | 16 | -45.6 | 1
3 Revenue Sufficiency | 2030 | 16 | -45.4 | 1
3 Revenue Sufficiency | 2030 | 16 | -45.1 | 1
3 Revenue Sufficiency | 2030 | 16 | -44.8 | 1
3 Revenue Sufficiency | 2030 | 16 | -44.1 | 2
3 Revenue Sufficiency | 2030 | 16 | -43 | 1
3 Revenue Sufficiency | 2030 | 16 | -42.8 | 1
3 Revenue Sufficiency | 2030 | 16 | -42 | 1
3 Revenue Sufficiency | 2030 | 16 | -40.6 | 1
3 Revenue Sufficiency | 2030 | 16 | -40.3 | 1
3 Revenue Sufficiency | 2030 | 16 | -40.1 | 1
3 Revenue Sufficiency | 2030 | 16 | -38.7 | 1
3 Revenue Sufficiency | 2030 | 16 | -38.5 | 1
3 Revenue Sufficiency | 2030 | 16 | -37.9 | 1
3 Revenue Sufficiency | 2030 | 16 | -37.2 | 1
3 Revenue Sufficiency | 2030 | 16 | -36.8 | 1
3 Revenue Sufficiency | 2030 | 16 | -36.6 | 1
3 Revenue Sufficiency | 2030 | 16 | -36.4 | 1
3 Revenue Sufficiency | 2030 | 16 | -36.1 | 1
3 Revenue Sufficiency | 2030 | 16 | -35.7 | 3
3 Revenue Sufficiency | 2030 | 16 | -35.5 | 1
3 Revenue Sufficiency | 2030 | 16 | -35.2 | 2
3 Revenue Sufficiency | 2030 | 16 | -35 | 1
3 Revenue Sufficiency | 2030 | 16 | -34.9 | 1
3 Revenue Sufficiency | 2030 | 16 | -34.8 | 1
3 Revenue Sufficiency | 2030 | 16 | -34.5 | 1
3 Revenue Sufficiency | 2030 | 16 | -33.9 | 1
3 Revenue Sufficiency | 2030 | 16 | -33.7 | 1
3 Revenue Sufficiency | 2030 | 16 | -33.6 | 1
3 Revenue Sufficiency | 2030 | 16 | -33 | 1
3 Revenue Sufficiency | 2030 | 16 | -32.5 | 2
3 Revenue Sufficiency | 2030 | 16 | -32.4 | 1
3 Revenue Sufficiency | 2030 | 16 | -31.9 | 2
3 Revenue Sufficiency | 2030 | 16 | -31.7 | 1
3 Revenue Sufficiency | 2030 | 16 | -31.6 | 1
3 Revenue Sufficiency | 2030 | 16 | -31.5 | 1
3 Revenue Sufficiency | 2030 | 16 | -31.4 | 1
3 Revenue Sufficiency | 2030 | 16 | -31 | 2
3 Revenue Sufficiency | 2030 | 16 | -30.8 | 1
3 Revenue Sufficiency | 2030 | 16 | -30.3 | 1
3 Revenue Sufficiency | 2030 | 16 | -29.7 | 1
3 Revenue Sufficiency | 2030 | 16 | -29.6 | 2
3 Revenue Sufficiency | 2030 | 16 | -28.7 | 1
3 Revenue Sufficiency | 2030 | 16 | -28.1 | 1
3 Revenue Sufficiency | 2030 | 16 | -27.8 | 2
3 Revenue Sufficiency | 2030 | 16 | -27.3 | 1
3 Revenue Sufficiency | 2030 | 16 | -26.7 | 1
3 Revenue Sufficiency | 2030 | 16 | -25.9 | 1
3 Revenue Sufficiency | 2030 | 16 | -24.8 | 1
3 Revenue Sufficiency | 2030 | 16 | -24.3 | 2
3 Revenue Sufficiency | 2030 | 16 | -23.7 | 1
3 Revenue Sufficiency | 2030 | 16 | -23.5 | 1
3 Revenue Sufficiency | 2030 | 16 | -23 | 1
3 Revenue Sufficiency | 2030 | 16 | -22.3 | 1
3 Revenue Sufficiency | 2030 | 16 | -22.2 | 1
3 Revenue Sufficiency | 2030 | 16 | -21.9 | 2
3 Revenue Sufficiency | 2030 | 16 | -20.9 | 1
3 Revenue Sufficiency | 2030 | 16 | -19.5 | 1
3 Revenue Sufficiency | 2030 | 16 | -19 | 2
3 Revenue Sufficiency | 2030 | 16 | -18.5 | 2
3 Revenue Sufficiency | 2030 | 16 | -17.2 | 1
3 Revenue Sufficiency | 2030 | 16 | -17.1 | 1
3 Revenue Sufficiency | 2030 | 16 | -17 | 1
3 Revenue Sufficiency | 2030 | 16 | -16.1 | 1
3 Revenue Sufficiency | 2030 | 16 | -16 | 1
3 Revenue Sufficiency | 2030 | 16 | -15.8 | 1
3 Revenue Sufficiency | 2030 | 16 | -14.8 | 1
3 Revenue Sufficiency | 2030 | 16 | -13 | 1
3 Revenue Sufficiency | 2030 | 16 | -9.3 | 1
3 Revenue Sufficiency | 2030 | 16 | 11.5 | 1
3 Revenue Sufficiency | 2030 | 16 | 14.9 | 1
3 Revenue Sufficiency | 2030 | 16 | 15.7 | 1
3 Revenue Sufficiency | 2030 | 16 | 17.1 | 1
3 Revenue Sufficiency | 2030 | 16 | 17.3 | 1
3 Revenue Sufficiency | 2030 | 16 | 17.6 | 1
3 Revenue Sufficiency | 2030 | 16 | 17.8 | 1
3 Revenue Sufficiency | 2030 | 16 | 18.6 | 1
3 Revenue Sufficiency | 2030 | 16 | 19.7 | 1
3 Revenue Sufficiency | 2030 | 16 | 19.9 | 1
3 Revenue Sufficiency | 2030 | 16 | 20.8 | 1
3 Revenue Sufficiency | 2030 | 16 | 21.2 | 2
3 Revenue Sufficiency | 2030 | 16 | 21.6 | 1
3 Revenue Sufficiency | 2030 | 16 | 21.7 | 1
3 Revenue Sufficiency | 2030 | 16 | 22.6 | 1
3 Revenue Sufficiency | 2030 | 16 | 23.2 | 1
3 Revenue Sufficiency | 2030 | 16 | 25.5 | 1
3 Revenue Sufficiency | 2030 | 16 | 25.6 | 2
3 Revenue Sufficiency | 2030 | 16 | 25.7 | 1
3 Revenue Sufficiency | 2030 | 16 | 26.3 | 1
3 Revenue Sufficiency | 2030 | 16 | 27.7 | 1
3 Revenue Sufficiency | 2030 | 16 | 28 | 1
3 Revenue Sufficiency | 2030 | 16 | 28.4 | 1
3 Revenue Sufficiency | 2030 | 16 | 29 | 1
3 Revenue Sufficiency | 2030 | 16 | 29.1 | 1
3 Revenue Sufficiency | 2030 | 16 | 29.6 | 1
3 Revenue Sufficiency | 2030 | 16 | 29.8 | 1
3 Revenue Sufficiency | 2030 | 16 | 30 | 1
3 Revenue Sufficiency | 2030 | 16 | 30.5 | 1
3 Revenue Sufficiency | 2030 | 16 | 30.6 | 1
3 Revenue Sufficiency | 2030 | 16 | 31.4 | 1
3 Revenue Sufficiency | 2030 | 16 | 32.2 | 1
3 Revenue Sufficiency | 2030 | 16 | 32.4 | 1
3 Revenue Sufficiency | 2030 | 16 | 32.6 | 1
3 Revenue Sufficiency | 2030 | 16 | 32.8 | 1
3 Revenue Sufficiency | 2030 | 16 | 33.3 | 1
3 Revenue Sufficiency | 2030 | 16 | 33.7 | 1
3 Revenue Sufficiency | 2030 | 16 | 33.8 | 1
3 Revenue Sufficiency | 2030 | 16 | 33.9 | 1
3 Revenue Sufficiency | 2030 | 16 | 34.1 | 1
3 Revenue Sufficiency | 2030 | 16 | 34.5 | 1
3 Revenue Sufficiency | 2030 | 16 | 35.3 | 1
3 Revenue Sufficiency | 2030 | 16 | 35.5 | 1
3 Revenue Sufficiency | 2030 | 16 | 35.6 | 1
3 Revenue Sufficiency | 2030 | 16 | 35.7 | 1
3 Revenue Sufficiency | 2030 | 16 | 36 | 1
3 Revenue Sufficiency | 2030 | 16 | 36.6 | 1
3 Revenue Sufficiency | 2030 | 16 | 37.4 | 1
3 Revenue Sufficiency | 2030 | 16 | 37.6 | 1
3 Revenue Sufficiency | 2030 | 16 | 37.7 | 1
3 Revenue Sufficiency | 2030 | 16 | 37.8 | 1
3 Revenue Sufficiency | 2030 | 16 | 38.1 | 1
3 Revenue Sufficiency | 2030 | 16 | 38.7 | 1
3 Revenue Sufficiency | 2030 | 16 | 39.3 | 1
3 Revenue Sufficiency | 2030 | 16 | 39.6 | 1
3 Revenue Sufficiency | 2030 | 16 | 40.7 | 2
3 Revenue Sufficiency | 2030 | 16 | 41.5 | 1
3 Revenue Sufficiency | 2030 | 16 | 41.8 | 2
3 Revenue Sufficiency | 2030 | 16 | 42.4 | 2
3 Revenue Sufficiency | 2030 | 16 | 43.3 | 1
3 Revenue Sufficiency | 2030 | 16 | 43.4 | 1
3 Revenue Sufficiency | 2030 | 16 | 43.6 | 1
3 Revenue Sufficiency | 2030 | 16 | 44.1 | 1
3 Revenue Sufficiency | 2030 | 16 | 44.4 | 1
3 Revenue Sufficiency | 2030 | 16 | 46.4 | 1
3 Revenue Sufficiency | 2030 | 16 | 46.5 | 1
3 Revenue Sufficiency | 2030 | 16 | 47 | 1
3 Revenue Sufficiency | 2030 | 16 | 47.3 | 2
3 Revenue Sufficiency | 2030 | 16 | 48.3 | 1
3 Revenue Sufficiency | 2030 | 16 | 48.5 | 1
3 Revenue Sufficiency | 2030 | 16 | 48.9 | 1
3 Revenue Sufficiency | 2030 | 16 | 49.4 | 1
3 Revenue Sufficiency | 2030 | 16 | 49.7 | 1
3 Revenue Sufficiency | 2030 | 16 | 51.4 | 1
3 Revenue Sufficiency | 2030 | 16 | 52.8 | 1
3 Revenue Sufficiency | 2030 | 16 | 53.4 | 1
3 Revenue Sufficiency | 2030 | 16 | 54 | 1
3 Revenue Sufficiency | 2030 | 16 | 57.1 | 1
3 Revenue Sufficiency | 2030 | 16 | 58 | 2
3 Revenue Sufficiency | 2030 | 16 | 62.3 | 1
3 Revenue Sufficiency | 2030 | 16 | 64.6 | 1
3 Revenue Sufficiency | 2030 | 16 | 66.3 | 1
3 Revenue Sufficiency | 2030 | 16 | 68.7 | 1
3 Revenue Sufficiency | 2030 | 16 | 70.8 | 1
3 Revenue Sufficiency | 2030 | 16 | 72.8 | 1
3 Revenue Sufficiency | 2030 | 16 | 73.7 | 1
3 Revenue Sufficiency | 2030 | 16 | 76.2 | 1
3 Revenue Sufficiency | 2030 | 16 | 76.8 | 1
3 Revenue Sufficiency | 2030 | 16 | 84.3 | 1
3 Revenue Sufficiency | 2030 | 17 | -106.6 | 1
3 Revenue Sufficiency | 2030 | 17 | -94.3 | 1
3 Revenue Sufficiency | 2030 | 17 | -91.8 | 1
3 Revenue Sufficiency | 2030 | 17 | -85.5 | 1
3 Revenue Sufficiency | 2030 | 17 | -83.2 | 1
3 Revenue Sufficiency | 2030 | 17 | -82.6 | 1
3 Revenue Sufficiency | 2030 | 17 | -72.7 | 1
3 Revenue Sufficiency | 2030 | 17 | -70.1 | 1
3 Revenue Sufficiency | 2030 | 17 | -68.5 | 1
3 Revenue Sufficiency | 2030 | 17 | -68.4 | 1
3 Revenue Sufficiency | 2030 | 17 | -67.3 | 1
3 Revenue Sufficiency | 2030 | 17 | -64.3 | 1
3 Revenue Sufficiency | 2030 | 17 | -62.6 | 1
3 Revenue Sufficiency | 2030 | 17 | -62.4 | 1
3 Revenue Sufficiency | 2030 | 17 | -62 | 1
3 Revenue Sufficiency | 2030 | 17 | -60.4 | 1
3 Revenue Sufficiency | 2030 | 17 | -58.7 | 1
3 Revenue Sufficiency | 2030 | 17 | -58.3 | 2
3 Revenue Sufficiency | 2030 | 17 | -58.2 | 1
3 Revenue Sufficiency | 2030 | 17 | -56.9 | 1
3 Revenue Sufficiency | 2030 | 17 | -56.8 | 3
3 Revenue Sufficiency | 2030 | 17 | -56.3 | 1
3 Revenue Sufficiency | 2030 | 17 | -55.7 | 1
3 Revenue Sufficiency | 2030 | 17 | -55.4 | 2
3 Revenue Sufficiency | 2030 | 17 | -54.7 | 2
3 Revenue Sufficiency | 2030 | 17 | -54.3 | 1
3 Revenue Sufficiency | 2030 | 17 | -53.8 | 1
3 Revenue Sufficiency | 2030 | 17 | -53.7 | 2
3 Revenue Sufficiency | 2030 | 17 | -53.3 | 1
3 Revenue Sufficiency | 2030 | 17 | -52.6 | 1
3 Revenue Sufficiency | 2030 | 17 | -50.2 | 1
3 Revenue Sufficiency | 2030 | 17 | -48.7 | 1
3 Revenue Sufficiency | 2030 | 17 | -47.6 | 1
3 Revenue Sufficiency | 2030 | 17 | -47.3 | 1
3 Revenue Sufficiency | 2030 | 17 | -47.2 | 1
3 Revenue Sufficiency | 2030 | 17 | -46.8 | 1
3 Revenue Sufficiency | 2030 | 17 | -45.4 | 1
3 Revenue Sufficiency | 2030 | 17 | -45.3 | 1
3 Revenue Sufficiency | 2030 | 17 | -45.1 | 1
3 Revenue Sufficiency | 2030 | 17 | -45 | 1
3 Revenue Sufficiency | 2030 | 17 | -44.9 | 2
3 Revenue Sufficiency | 2030 | 17 | -44.4 | 1
3 Revenue Sufficiency | 2030 | 17 | -43.7 | 1
3 Revenue Sufficiency | 2030 | 17 | -43.1 | 2
3 Revenue Sufficiency | 2030 | 17 | -43 | 2
3 Revenue Sufficiency | 2030 | 17 | -42.8 | 1
3 Revenue Sufficiency | 2030 | 17 | -41.8 | 1
3 Revenue Sufficiency | 2030 | 17 | -41.6 | 1
3 Revenue Sufficiency | 2030 | 17 | -41.2 | 1
3 Revenue Sufficiency | 2030 | 17 | -40.2 | 1
3 Revenue Sufficiency | 2030 | 17 | -39.9 | 1
3 Revenue Sufficiency | 2030 | 17 | -39.4 | 1
3 Revenue Sufficiency | 2030 | 17 | -38.9 | 1
3 Revenue Sufficiency | 2030 | 17 | -38.1 | 1
3 Revenue Sufficiency | 2030 | 17 | -37.1 | 1
3 Revenue Sufficiency | 2030 | 17 | -36.8 | 1
3 Revenue Sufficiency | 2030 | 17 | -36.7 | 1
3 Revenue Sufficiency | 2030 | 17 | -35.2 | 1
3 Revenue Sufficiency | 2030 | 17 | -34.7 | 1
3 Revenue Sufficiency | 2030 | 17 | -34.6 | 1
3 Revenue Sufficiency | 2030 | 17 | -32.9 | 1
3 Revenue Sufficiency | 2030 | 17 | -32.6 | 1
3 Revenue Sufficiency | 2030 | 17 | -32.5 | 1
3 Revenue Sufficiency | 2030 | 17 | -32.4 | 1
3 Revenue Sufficiency | 2030 | 17 | -31.7 | 1
3 Revenue Sufficiency | 2030 | 17 | -31 | 1
3 Revenue Sufficiency | 2030 | 17 | -30.7 | 3
3 Revenue Sufficiency | 2030 | 17 | -29.9 | 1
3 Revenue Sufficiency | 2030 | 17 | -29.2 | 1
3 Revenue Sufficiency | 2030 | 17 | -28.9 | 1
3 Revenue Sufficiency | 2030 | 17 | -28.5 | 2
3 Revenue Sufficiency | 2030 | 17 | -28 | 1
3 Revenue Sufficiency | 2030 | 17 | -27.4 | 1
3 Revenue Sufficiency | 2030 | 17 | -27.1 | 1
3 Revenue Sufficiency | 2030 | 17 | -26.1 | 1
3 Revenue Sufficiency | 2030 | 17 | -25.9 | 1
3 Revenue Sufficiency | 2030 | 17 | -25.4 | 1
3 Revenue Sufficiency | 2030 | 17 | -25.1 | 1
3 Revenue Sufficiency | 2030 | 17 | -25 | 1
3 Revenue Sufficiency | 2030 | 17 | -24.1 | 1
3 Revenue Sufficiency | 2030 | 17 | -23.8 | 1
3 Revenue Sufficiency | 2030 | 17 | -22.7 | 1
3 Revenue Sufficiency | 2030 | 17 | -22.2 | 1
3 Revenue Sufficiency | 2030 | 17 | -22 | 1
3 Revenue Sufficiency | 2030 | 17 | -21.8 | 1
3 Revenue Sufficiency | 2030 | 17 | -20.3 | 1
3 Revenue Sufficiency | 2030 | 17 | -19.1 | 1
3 Revenue Sufficiency | 2030 | 17 | -18.8 | 1
3 Revenue Sufficiency | 2030 | 17 | -18.3 | 1
3 Revenue Sufficiency | 2030 | 17 | -15.3 | 1
3 Revenue Sufficiency | 2030 | 17 | -13.1 | 1
3 Revenue Sufficiency | 2030 | 17 | 10.5 | 1
3 Revenue Sufficiency | 2030 | 17 | 14.8 | 1
3 Revenue Sufficiency | 2030 | 17 | 15.1 | 1
3 Revenue Sufficiency | 2030 | 17 | 15.8 | 1
3 Revenue Sufficiency | 2030 | 17 | 16.5 | 1
3 Revenue Sufficiency | 2030 | 17 | 17.6 | 1
3 Revenue Sufficiency | 2030 | 17 | 19.2 | 1
3 Revenue Sufficiency | 2030 | 17 | 20.1 | 1
3 Revenue Sufficiency | 2030 | 17 | 20.3 | 1
3 Revenue Sufficiency | 2030 | 17 | 20.4 | 1
3 Revenue Sufficiency | 2030 | 17 | 20.5 | 1
3 Revenue Sufficiency | 2030 | 17 | 21.1 | 1
3 Revenue Sufficiency | 2030 | 17 | 21.2 | 1
3 Revenue Sufficiency | 2030 | 17 | 21.3 | 1
3 Revenue Sufficiency | 2030 | 17 | 22.6 | 4
3 Revenue Sufficiency | 2030 | 17 | 22.8 | 1
3 Revenue Sufficiency | 2030 | 17 | 24 | 1
3 Revenue Sufficiency | 2030 | 17 | 24.5 | 1
3 Revenue Sufficiency | 2030 | 17 | 25.2 | 1
3 Revenue Sufficiency | 2030 | 17 | 25.8 | 1
3 Revenue Sufficiency | 2030 | 17 | 26 | 2
3 Revenue Sufficiency | 2030 | 17 | 27.1 | 1
3 Revenue Sufficiency | 2030 | 17 | 27.6 | 1
3 Revenue Sufficiency | 2030 | 17 | 27.8 | 1
3 Revenue Sufficiency | 2030 | 17 | 27.9 | 2
3 Revenue Sufficiency | 2030 | 17 | 28.8 | 1
3 Revenue Sufficiency | 2030 | 17 | 29.3 | 1
3 Revenue Sufficiency | 2030 | 17 | 29.4 | 1
3 Revenue Sufficiency | 2030 | 17 | 30.6 | 1
3 Revenue Sufficiency | 2030 | 17 | 30.8 | 1
3 Revenue Sufficiency | 2030 | 17 | 31.2 | 1
3 Revenue Sufficiency | 2030 | 17 | 31.8 | 1
3 Revenue Sufficiency | 2030 | 17 | 32.2 | 1
3 Revenue Sufficiency | 2030 | 17 | 32.5 | 1
3 Revenue Sufficiency | 2030 | 17 | 32.9 | 1
3 Revenue Sufficiency | 2030 | 17 | 33 | 2
3 Revenue Sufficiency | 2030 | 17 | 33.2 | 1
3 Revenue Sufficiency | 2030 | 17 | 33.5 | 1
3 Revenue Sufficiency | 2030 | 17 | 33.7 | 1
3 Revenue Sufficiency | 2030 | 17 | 33.8 | 1
3 Revenue Sufficiency | 2030 | 17 | 33.9 | 2
3 Revenue Sufficiency | 2030 | 17 | 34.2 | 1
3 Revenue Sufficiency | 2030 | 17 | 35.6 | 1
3 Revenue Sufficiency | 2030 | 17 | 35.7 | 1
3 Revenue Sufficiency | 2030 | 17 | 36 | 1
3 Revenue Sufficiency | 2030 | 17 | 36.4 | 1
3 Revenue Sufficiency | 2030 | 17 | 36.7 | 1
3 Revenue Sufficiency | 2030 | 17 | 36.9 | 1
3 Revenue Sufficiency | 2030 | 17 | 37 | 1
3 Revenue Sufficiency | 2030 | 17 | 37.6 | 1
3 Revenue Sufficiency | 2030 | 17 | 37.7 | 1
3 Revenue Sufficiency | 2030 | 17 | 38.3 | 1
3 Revenue Sufficiency | 2030 | 17 | 38.7 | 1
3 Revenue Sufficiency | 2030 | 17 | 38.8 | 1
3 Revenue Sufficiency | 2030 | 17 | 39.1 | 1
3 Revenue Sufficiency | 2030 | 17 | 39.3 | 1
3 Revenue Sufficiency | 2030 | 17 | 40 | 1
3 Revenue Sufficiency | 2030 | 17 | 40.2 | 1
3 Revenue Sufficiency | 2030 | 17 | 40.8 | 2
3 Revenue Sufficiency | 2030 | 17 | 41.3 | 1
3 Revenue Sufficiency | 2030 | 17 | 41.9 | 1
3 Revenue Sufficiency | 2030 | 17 | 42.1 | 1
3 Revenue Sufficiency | 2030 | 17 | 42.2 | 1
3 Revenue Sufficiency | 2030 | 17 | 42.4 | 1
3 Revenue Sufficiency | 2030 | 17 | 43 | 1
3 Revenue Sufficiency | 2030 | 17 | 44 | 1
3 Revenue Sufficiency | 2030 | 17 | 44.3 | 1
3 Revenue Sufficiency | 2030 | 17 | 46.3 | 1
3 Revenue Sufficiency | 2030 | 17 | 47.8 | 1
3 Revenue Sufficiency | 2030 | 17 | 47.9 | 1
3 Revenue Sufficiency | 2030 | 17 | 48.6 | 2
3 Revenue Sufficiency | 2030 | 17 | 48.7 | 1
3 Revenue Sufficiency | 2030 | 17 | 49.6 | 1
3 Revenue Sufficiency | 2030 | 17 | 50.2 | 1
3 Revenue Sufficiency | 2030 | 17 | 50.4 | 1
3 Revenue Sufficiency | 2030 | 17 | 50.5 | 1
3 Revenue Sufficiency | 2030 | 17 | 51.6 | 1
3 Revenue Sufficiency | 2030 | 17 | 52.3 | 1
3 Revenue Sufficiency | 2030 | 17 | 53.7 | 1
3 Revenue Sufficiency | 2030 | 17 | 54.8 | 1
3 Revenue Sufficiency | 2030 | 17 | 55.8 | 1
3 Revenue Sufficiency | 2030 | 17 | 56.6 | 1
3 Revenue Sufficiency | 2030 | 17 | 56.8 | 1
3 Revenue Sufficiency | 2030 | 17 | 57.8 | 1
3 Revenue Sufficiency | 2030 | 17 | 58.5 | 1
3 Revenue Sufficiency | 2030 | 17 | 59.1 | 1
3 Revenue Sufficiency | 2030 | 17 | 61.6 | 1
3 Revenue Sufficiency | 2030 | 17 | 62 | 1
3 Revenue Sufficiency | 2030 | 17 | 64.2 | 1
3 Revenue Sufficiency | 2030 | 17 | 66.4 | 1
3 Revenue Sufficiency | 2030 | 17 | 68.6 | 1
3 Revenue Sufficiency | 2030 | 17 | 69.2 | 1
3 Revenue Sufficiency | 2030 | 17 | 69.3 | 1
3 Revenue Sufficiency | 2030 | 17 | 70.1 | 1
3 Revenue Sufficiency | 2030 | 17 | 71 | 1
3 Revenue Sufficiency | 2030 | 17 | 77.1 | 1
3 Revenue Sufficiency | 2030 | 17 | 79.5 | 1
3 Revenue Sufficiency | 2030 | 17 | 130.7 | 1
3 Revenue Sufficiency | 2030 | 18 | -117.5 | 1
3 Revenue Sufficiency | 2030 | 18 | -87 | 1
3 Revenue Sufficiency | 2030 | 18 | -81.7 | 1
3 Revenue Sufficiency | 2030 | 18 | -79.9 | 1
3 Revenue Sufficiency | 2030 | 18 | -70.7 | 1
3 Revenue Sufficiency | 2030 | 18 | -69.7 | 1
3 Revenue Sufficiency | 2030 | 18 | -67.8 | 1
3 Revenue Sufficiency | 2030 | 18 | -67.4 | 1
3 Revenue Sufficiency | 2030 | 18 | -66.3 | 1
3 Revenue Sufficiency | 2030 | 18 | -64.3 | 1
3 Revenue Sufficiency | 2030 | 18 | -61.7 | 2
3 Revenue Sufficiency | 2030 | 18 | -60.7 | 2
3 Revenue Sufficiency | 2030 | 18 | -60.6 | 1
3 Revenue Sufficiency | 2030 | 18 | -60.5 | 1
3 Revenue Sufficiency | 2030 | 18 | -59.8 | 1
3 Revenue Sufficiency | 2030 | 18 | -59.5 | 1
3 Revenue Sufficiency | 2030 | 18 | -58.9 | 1
3 Revenue Sufficiency | 2030 | 18 | -58.3 | 1
3 Revenue Sufficiency | 2030 | 18 | -58.1 | 1
3 Revenue Sufficiency | 2030 | 18 | -57.7 | 1
3 Revenue Sufficiency | 2030 | 18 | -56.4 | 1
3 Revenue Sufficiency | 2030 | 18 | -55.6 | 1
3 Revenue Sufficiency | 2030 | 18 | -55.3 | 1
3 Revenue Sufficiency | 2030 | 18 | -54.3 | 1
3 Revenue Sufficiency | 2030 | 18 | -53.7 | 1
3 Revenue Sufficiency | 2030 | 18 | -53.6 | 1
3 Revenue Sufficiency | 2030 | 18 | -52.1 | 1
3 Revenue Sufficiency | 2030 | 18 | -51.1 | 1
3 Revenue Sufficiency | 2030 | 18 | -50.5 | 1
3 Revenue Sufficiency | 2030 | 18 | -50.2 | 1
3 Revenue Sufficiency | 2030 | 18 | -49.8 | 1
3 Revenue Sufficiency | 2030 | 18 | -49.5 | 1
3 Revenue Sufficiency | 2030 | 18 | -49.3 | 1
3 Revenue Sufficiency | 2030 | 18 | -48.9 | 1
3 Revenue Sufficiency | 2030 | 18 | -48.6 | 1
3 Revenue Sufficiency | 2030 | 18 | -47.7 | 1
3 Revenue Sufficiency | 2030 | 18 | -47 | 1
3 Revenue Sufficiency | 2030 | 18 | -46.7 | 1
3 Revenue Sufficiency | 2030 | 18 | -45.6 | 1
3 Revenue Sufficiency | 2030 | 18 | -45.3 | 1
3 Revenue Sufficiency | 2030 | 18 | -45 | 1
3 Revenue Sufficiency | 2030 | 18 | -43.5 | 1
3 Revenue Sufficiency | 2030 | 18 | -43.1 | 1
3 Revenue Sufficiency | 2030 | 18 | -42 | 1
3 Revenue Sufficiency | 2030 | 18 | -41.3 | 1
3 Revenue Sufficiency | 2030 | 18 | -40.1 | 1
3 Revenue Sufficiency | 2030 | 18 | -38.7 | 1
3 Revenue Sufficiency | 2030 | 18 | -38.3 | 1
3 Revenue Sufficiency | 2030 | 18 | -38 | 1
3 Revenue Sufficiency | 2030 | 18 | -37.7 | 3
3 Revenue Sufficiency | 2030 | 18 | -37.2 | 2
3 Revenue Sufficiency | 2030 | 18 | -37 | 1
3 Revenue Sufficiency | 2030 | 18 | -36.9 | 1
3 Revenue Sufficiency | 2030 | 18 | -36.3 | 1
3 Revenue Sufficiency | 2030 | 18 | -36.2 | 1
3 Revenue Sufficiency | 2030 | 18 | -35.5 | 1
3 Revenue Sufficiency | 2030 | 18 | -34.8 | 1
3 Revenue Sufficiency | 2030 | 18 | -34.7 | 1
3 Revenue Sufficiency | 2030 | 18 | -34.2 | 1
3 Revenue Sufficiency | 2030 | 18 | -32.9 | 1
3 Revenue Sufficiency | 2030 | 18 | -32.4 | 1
3 Revenue Sufficiency | 2030 | 18 | -31.9 | 1
3 Revenue Sufficiency | 2030 | 18 | -30.7 | 1
3 Revenue Sufficiency | 2030 | 18 | -30.5 | 1
3 Revenue Sufficiency | 2030 | 18 | -30.3 | 1
3 Revenue Sufficiency | 2030 | 18 | -29.4 | 1
3 Revenue Sufficiency | 2030 | 18 | -28.8 | 1
3 Revenue Sufficiency | 2030 | 18 | -28.5 | 1
3 Revenue Sufficiency | 2030 | 18 | -27.1 | 1
3 Revenue Sufficiency | 2030 | 18 | -26.2 | 1
3 Revenue Sufficiency | 2030 | 18 | -25.3 | 1
3 Revenue Sufficiency | 2030 | 18 | -24.8 | 1
3 Revenue Sufficiency | 2030 | 18 | -24.5 | 1
3 Revenue Sufficiency | 2030 | 18 | -24.1 | 1
3 Revenue Sufficiency | 2030 | 18 | -23.2 | 1
3 Revenue Sufficiency | 2030 | 18 | -22.8 | 1
3 Revenue Sufficiency | 2030 | 18 | -22.5 | 1
3 Revenue Sufficiency | 2030 | 18 | -21.7 | 1
3 Revenue Sufficiency | 2030 | 18 | -21 | 1
3 Revenue Sufficiency | 2030 | 18 | -20.2 | 1
3 Revenue Sufficiency | 2030 | 18 | -18.5 | 1
3 Revenue Sufficiency | 2030 | 18 | 14.2 | 1
3 Revenue Sufficiency | 2030 | 18 | 15.7 | 1
3 Revenue Sufficiency | 2030 | 18 | 17.3 | 1
3 Revenue Sufficiency | 2030 | 18 | 18.1 | 1
3 Revenue Sufficiency | 2030 | 18 | 19.5 | 1
3 Revenue Sufficiency | 2030 | 18 | 21.7 | 1
3 Revenue Sufficiency | 2030 | 18 | 23.5 | 1
3 Revenue Sufficiency | 2030 | 18 | 23.6 | 1
3 Revenue Sufficiency | 2030 | 18 | 23.8 | 1
3 Revenue Sufficiency | 2030 | 18 | 25 | 2
3 Revenue Sufficiency | 2030 | 18 | 25.4 | 1
3 Revenue Sufficiency | 2030 | 18 | 25.7 | 1
3 Revenue Sufficiency | 2030 | 18 | 26 | 1
3 Revenue Sufficiency | 2030 | 18 | 26.4 | 1
3 Revenue Sufficiency | 2030 | 18 | 26.6 | 1
3 Revenue Sufficiency | 2030 | 18 | 27.3 | 1
3 Revenue Sufficiency | 2030 | 18 | 27.7 | 1
3 Revenue Sufficiency | 2030 | 18 | 29.4 | 1
3 Revenue Sufficiency | 2030 | 18 | 30.3 | 3
3 Revenue Sufficiency | 2030 | 18 | 30.4 | 1
3 Revenue Sufficiency | 2030 | 18 | 31.4 | 1
3 Revenue Sufficiency | 2030 | 18 | 31.5 | 1
3 Revenue Sufficiency | 2030 | 18 | 32.2 | 2
3 Revenue Sufficiency | 2030 | 18 | 33.4 | 1
3 Revenue Sufficiency | 2030 | 18 | 34 | 1
3 Revenue Sufficiency | 2030 | 18 | 34.1 | 1
3 Revenue Sufficiency | 2030 | 18 | 34.3 | 1
3 Revenue Sufficiency | 2030 | 18 | 35.4 | 1
3 Revenue Sufficiency | 2030 | 18 | 35.5 | 1
3 Revenue Sufficiency | 2030 | 18 | 35.7 | 1
3 Revenue Sufficiency | 2030 | 18 | 35.9 | 2
3 Revenue Sufficiency | 2030 | 18 | 37 | 1
3 Revenue Sufficiency | 2030 | 18 | 37.3 | 1
3 Revenue Sufficiency | 2030 | 18 | 39.2 | 1
3 Revenue Sufficiency | 2030 | 18 | 39.3 | 1
3 Revenue Sufficiency | 2030 | 18 | 39.9 | 1
3 Revenue Sufficiency | 2030 | 18 | 40.6 | 1
3 Revenue Sufficiency | 2030 | 18 | 42.2 | 1
3 Revenue Sufficiency | 2030 | 18 | 42.5 | 1
3 Revenue Sufficiency | 2030 | 18 | 42.7 | 1
3 Revenue Sufficiency | 2030 | 18 | 43 | 1
3 Revenue Sufficiency | 2030 | 18 | 43.5 | 2
3 Revenue Sufficiency | 2030 | 18 | 43.7 | 1
3 Revenue Sufficiency | 2030 | 18 | 43.8 | 1
3 Revenue Sufficiency | 2030 | 18 | 44.3 | 1
3 Revenue Sufficiency | 2030 | 18 | 44.5 | 1
3 Revenue Sufficiency | 2030 | 18 | 46 | 1
3 Revenue Sufficiency | 2030 | 18 | 48.4 | 1
3 Revenue Sufficiency | 2030 | 18 | 48.6 | 1
3 Revenue Sufficiency | 2030 | 18 | 49.1 | 1
3 Revenue Sufficiency | 2030 | 18 | 49.2 | 1
3 Revenue Sufficiency | 2030 | 18 | 50.3 | 1
3 Revenue Sufficiency | 2030 | 18 | 53.9 | 1
3 Revenue Sufficiency | 2030 | 18 | 54.3 | 1
3 Revenue Sufficiency | 2030 | 18 | 54.8 | 1
3 Revenue Sufficiency | 2030 | 18 | 55 | 1
3 Revenue Sufficiency | 2030 | 18 | 56.3 | 1
3 Revenue Sufficiency | 2030 | 18 | 61.2 | 1
3 Revenue Sufficiency | 2030 | 18 | 64 | 1
3 Revenue Sufficiency | 2030 | 18 | 66.8 | 1
3 Revenue Sufficiency | 2030 | 18 | 68.7 | 1
3 Revenue Sufficiency | 2030 | 18 | 71.7 | 1
3 Revenue Sufficiency | 2030 | 18 | 75.1 | 1
3 Revenue Sufficiency | 2030 | 18 | 82.9 | 1
3 Revenue Sufficiency | 2030 | 18 | 91.8 | 1
3 Revenue Sufficiency | 2030 | 19 | -128.5 | 1
3 Revenue Sufficiency | 2030 | 19 | -91 | 1
3 Revenue Sufficiency | 2030 | 19 | -84.6 | 1
3 Revenue Sufficiency | 2030 | 19 | -83.6 | 1
3 Revenue Sufficiency | 2030 | 19 | -82.4 | 1
3 Revenue Sufficiency | 2030 | 19 | -75.7 | 1
3 Revenue Sufficiency | 2030 | 19 | -75.1 | 1
3 Revenue Sufficiency | 2030 | 19 | -74.4 | 1
3 Revenue Sufficiency | 2030 | 19 | -72.9 | 1
3 Revenue Sufficiency | 2030 | 19 | -71.9 | 1
3 Revenue Sufficiency | 2030 | 19 | -68.4 | 1
3 Revenue Sufficiency | 2030 | 19 | -63.6 | 1
3 Revenue Sufficiency | 2030 | 19 | -63.4 | 1
3 Revenue Sufficiency | 2030 | 19 | -62.6 | 1
3 Revenue Sufficiency | 2030 | 19 | -58.1 | 1
3 Revenue Sufficiency | 2030 | 19 | -57.4 | 1
3 Revenue Sufficiency | 2030 | 19 | -54.9 | 1
3 Revenue Sufficiency | 2030 | 19 | -53.4 | 1
3 Revenue Sufficiency | 2030 | 19 | -53.2 | 1
3 Revenue Sufficiency | 2030 | 19 | -52.8 | 1
3 Revenue Sufficiency | 2030 | 19 | -51.8 | 2
3 Revenue Sufficiency | 2030 | 19 | -49.8 | 1
3 Revenue Sufficiency | 2030 | 19 | -49.6 | 1
3 Revenue Sufficiency | 2030 | 19 | -49.5 | 1
3 Revenue Sufficiency | 2030 | 19 | -49.1 | 1
3 Revenue Sufficiency | 2030 | 19 | -48.8 | 1
3 Revenue Sufficiency | 2030 | 19 | -47.7 | 1
3 Revenue Sufficiency | 2030 | 19 | -46.9 | 1
3 Revenue Sufficiency | 2030 | 19 | -46.6 | 1
3 Revenue Sufficiency | 2030 | 19 | -46 | 1
3 Revenue Sufficiency | 2030 | 19 | -45.3 | 1
3 Revenue Sufficiency | 2030 | 19 | -44.4 | 1
3 Revenue Sufficiency | 2030 | 19 | -42.5 | 1
3 Revenue Sufficiency | 2030 | 19 | -42.2 | 1
3 Revenue Sufficiency | 2030 | 19 | -42 | 1
3 Revenue Sufficiency | 2030 | 19 | -40.8 | 1
3 Revenue Sufficiency | 2030 | 19 | -40.4 | 1
3 Revenue Sufficiency | 2030 | 19 | -37.7 | 1
3 Revenue Sufficiency | 2030 | 19 | -36.2 | 1
3 Revenue Sufficiency | 2030 | 19 | -36 | 1
3 Revenue Sufficiency | 2030 | 19 | -35.7 | 1
3 Revenue Sufficiency | 2030 | 19 | -35.6 | 1
3 Revenue Sufficiency | 2030 | 19 | -33.4 | 1
3 Revenue Sufficiency | 2030 | 19 | -33.2 | 1
3 Revenue Sufficiency | 2030 | 19 | -33.1 | 1
3 Revenue Sufficiency | 2030 | 19 | -32.6 | 1
3 Revenue Sufficiency | 2030 | 19 | -32.3 | 1
3 Revenue Sufficiency | 2030 | 19 | -32.2 | 2
3 Revenue Sufficiency | 2030 | 19 | -31.6 | 1
3 Revenue Sufficiency | 2030 | 19 | -30.9 | 1
3 Revenue Sufficiency | 2030 | 19 | -29.8 | 1
3 Revenue Sufficiency | 2030 | 19 | -28.1 | 1
3 Revenue Sufficiency | 2030 | 19 | -27.5 | 1
3 Revenue Sufficiency | 2030 | 19 | -26.7 | 1
3 Revenue Sufficiency | 2030 | 19 | -25.4 | 1
3 Revenue Sufficiency | 2030 | 19 | -25.3 | 1
3 Revenue Sufficiency | 2030 | 19 | -25 | 1
3 Revenue Sufficiency | 2030 | 19 | -24.5 | 1
3 Revenue Sufficiency | 2030 | 19 | -24 | 1
3 Revenue Sufficiency | 2030 | 19 | -23.2 | 1
3 Revenue Sufficiency | 2030 | 19 | -22.5 | 1
3 Revenue Sufficiency | 2030 | 19 | -18.7 | 1
3 Revenue Sufficiency | 2030 | 19 | -15.7 | 1
3 Revenue Sufficiency | 2030 | 19 | 8.3 | 1
3 Revenue Sufficiency | 2030 | 19 | 14.5 | 1
3 Revenue Sufficiency | 2030 | 19 | 18.3 | 1
3 Revenue Sufficiency | 2030 | 19 | 19.6 | 1
3 Revenue Sufficiency | 2030 | 19 | 19.7 | 1
3 Revenue Sufficiency | 2030 | 19 | 20.2 | 1
3 Revenue Sufficiency | 2030 | 19 | 20.5 | 1
3 Revenue Sufficiency | 2030 | 19 | 21.6 | 1
3 Revenue Sufficiency | 2030 | 19 | 24.9 | 1
3 Revenue Sufficiency | 2030 | 19 | 25.1 | 1
3 Revenue Sufficiency | 2030 | 19 | 25.5 | 1
3 Revenue Sufficiency | 2030 | 19 | 26.9 | 1
3 Revenue Sufficiency | 2030 | 19 | 27.7 | 1
3 Revenue Sufficiency | 2030 | 19 | 27.8 | 1
3 Revenue Sufficiency | 2030 | 19 | 28.8 | 1
3 Revenue Sufficiency | 2030 | 19 | 29.1 | 1
3 Revenue Sufficiency | 2030 | 19 | 29.5 | 2
3 Revenue Sufficiency | 2030 | 19 | 29.7 | 1
3 Revenue Sufficiency | 2030 | 19 | 30.1 | 1
3 Revenue Sufficiency | 2030 | 19 | 30.8 | 1
3 Revenue Sufficiency | 2030 | 19 | 32.3 | 1
3 Revenue Sufficiency | 2030 | 19 | 32.9 | 1
3 Revenue Sufficiency | 2030 | 19 | 33.3 | 1
3 Revenue Sufficiency | 2030 | 19 | 34 | 1
3 Revenue Sufficiency | 2030 | 19 | 36 | 2
3 Revenue Sufficiency | 2030 | 19 | 36.2 | 1
3 Revenue Sufficiency | 2030 | 19 | 36.4 | 1
3 Revenue Sufficiency | 2030 | 19 | 36.5 | 1
3 Revenue Sufficiency | 2030 | 19 | 36.6 | 1
3 Revenue Sufficiency | 2030 | 19 | 37.2 | 1
3 Revenue Sufficiency | 2030 | 19 | 37.8 | 1
3 Revenue Sufficiency | 2030 | 19 | 37.9 | 1
3 Revenue Sufficiency | 2030 | 19 | 38 | 1
3 Revenue Sufficiency | 2030 | 19 | 38.1 | 1
3 Revenue Sufficiency | 2030 | 19 | 38.3 | 1
3 Revenue Sufficiency | 2030 | 19 | 38.4 | 1
3 Revenue Sufficiency | 2030 | 19 | 38.8 | 1
3 Revenue Sufficiency | 2030 | 19 | 39.2 | 1
3 Revenue Sufficiency | 2030 | 19 | 39.3 | 1
3 Revenue Sufficiency | 2030 | 19 | 39.5 | 1
3 Revenue Sufficiency | 2030 | 19 | 39.6 | 1
3 Revenue Sufficiency | 2030 | 19 | 39.9 | 1
3 Revenue Sufficiency | 2030 | 19 | 40.1 | 1
3 Revenue Sufficiency | 2030 | 19 | 40.4 | 1
3 Revenue Sufficiency | 2030 | 19 | 41.8 | 1
3 Revenue Sufficiency | 2030 | 19 | 42.3 | 2
3 Revenue Sufficiency | 2030 | 19 | 42.6 | 1
3 Revenue Sufficiency | 2030 | 19 | 43.6 | 1
3 Revenue Sufficiency | 2030 | 19 | 44 | 1
3 Revenue Sufficiency | 2030 | 19 | 44.4 | 1
3 Revenue Sufficiency | 2030 | 19 | 46.3 | 1
3 Revenue Sufficiency | 2030 | 19 | 46.5 | 1
3 Revenue Sufficiency | 2030 | 19 | 47.5 | 1
3 Revenue Sufficiency | 2030 | 19 | 48 | 1
3 Revenue Sufficiency | 2030 | 19 | 48.4 | 1
3 Revenue Sufficiency | 2030 | 19 | 48.6 | 1
3 Revenue Sufficiency | 2030 | 19 | 49.1 | 1
3 Revenue Sufficiency | 2030 | 19 | 54.8 | 1
3 Revenue Sufficiency | 2030 | 19 | 55.5 | 1
3 Revenue Sufficiency | 2030 | 19 | 57.9 | 1
3 Revenue Sufficiency | 2030 | 19 | 58.5 | 1
3 Revenue Sufficiency | 2030 | 19 | 58.7 | 1
3 Revenue Sufficiency | 2030 | 19 | 60 | 1
3 Revenue Sufficiency | 2030 | 19 | 60.9 | 1
3 Revenue Sufficiency | 2030 | 19 | 62.1 | 1
3 Revenue Sufficiency | 2030 | 19 | 63.2 | 1
3 Revenue Sufficiency | 2030 | 19 | 63.4 | 1
3 Revenue Sufficiency | 2030 | 19 | 64.1 | 1
3 Revenue Sufficiency | 2030 | 19 | 65.9 | 1
3 Revenue Sufficiency | 2030 | 19 | 77.3 | 1
3 Revenue Sufficiency | 2030 | 19 | 81.5 | 1
3 Revenue Sufficiency | 2030 | 19 | 83.3 | 1
3 Revenue Sufficiency | 2030 | 20 | -112.2 | 1
3 Revenue Sufficiency | 2030 | 20 | -96.6 | 1
3 Revenue Sufficiency | 2030 | 20 | -88.5 | 1
3 Revenue Sufficiency | 2030 | 20 | -85.6 | 1
3 Revenue Sufficiency | 2030 | 20 | -78.7 | 1
3 Revenue Sufficiency | 2030 | 20 | -78.6 | 1
3 Revenue Sufficiency | 2030 | 20 | -78.4 | 1
3 Revenue Sufficiency | 2030 | 20 | -78.1 | 1
3 Revenue Sufficiency | 2030 | 20 | -75.2 | 1
3 Revenue Sufficiency | 2030 | 20 | -70 | 1
3 Revenue Sufficiency | 2030 | 20 | -66.4 | 1
3 Revenue Sufficiency | 2030 | 20 | -64.9 | 1
3 Revenue Sufficiency | 2030 | 20 | -61.2 | 1
3 Revenue Sufficiency | 2030 | 20 | -58.5 | 1
3 Revenue Sufficiency | 2030 | 20 | -57.1 | 1
3 Revenue Sufficiency | 2030 | 20 | -54.8 | 1
3 Revenue Sufficiency | 2030 | 20 | -54.6 | 1
3 Revenue Sufficiency | 2030 | 20 | -53.9 | 1
3 Revenue Sufficiency | 2030 | 20 | -52.8 | 1
3 Revenue Sufficiency | 2030 | 20 | -52.2 | 1
3 Revenue Sufficiency | 2030 | 20 | -52.1 | 1
3 Revenue Sufficiency | 2030 | 20 | -49.4 | 1
3 Revenue Sufficiency | 2030 | 20 | -45.4 | 1
3 Revenue Sufficiency | 2030 | 20 | -44.1 | 1
3 Revenue Sufficiency | 2030 | 20 | -43.1 | 1
3 Revenue Sufficiency | 2030 | 20 | -41.6 | 2
3 Revenue Sufficiency | 2030 | 20 | -40.2 | 1
3 Revenue Sufficiency | 2030 | 20 | -39.8 | 1
3 Revenue Sufficiency | 2030 | 20 | -35.7 | 1
3 Revenue Sufficiency | 2030 | 20 | -35.6 | 1
3 Revenue Sufficiency | 2030 | 20 | -34.9 | 1
3 Revenue Sufficiency | 2030 | 20 | -34.1 | 1
3 Revenue Sufficiency | 2030 | 20 | -33.7 | 1
3 Revenue Sufficiency | 2030 | 20 | -33.6 | 1
3 Revenue Sufficiency | 2030 | 20 | -32.9 | 1
3 Revenue Sufficiency | 2030 | 20 | -32.7 | 1
3 Revenue Sufficiency | 2030 | 20 | -32.5 | 1
3 Revenue Sufficiency | 2030 | 20 | -32.2 | 1
3 Revenue Sufficiency | 2030 | 20 | -32 | 1
3 Revenue Sufficiency | 2030 | 20 | -31.8 | 1
3 Revenue Sufficiency | 2030 | 20 | -31.2 | 1
3 Revenue Sufficiency | 2030 | 20 | -30.9 | 1
3 Revenue Sufficiency | 2030 | 20 | -30.8 | 1
3 Revenue Sufficiency | 2030 | 20 | -30.1 | 1
3 Revenue Sufficiency | 2030 | 20 | -30 | 1
3 Revenue Sufficiency | 2030 | 20 | -29.1 | 1
3 Revenue Sufficiency | 2030 | 20 | -28.6 | 1
3 Revenue Sufficiency | 2030 | 20 | -27.9 | 1
3 Revenue Sufficiency | 2030 | 20 | -27 | 1
3 Revenue Sufficiency | 2030 | 20 | -26.7 | 1
3 Revenue Sufficiency | 2030 | 20 | -26.1 | 1
3 Revenue Sufficiency | 2030 | 20 | -23.4 | 1
3 Revenue Sufficiency | 2030 | 20 | -23.2 | 1
3 Revenue Sufficiency | 2030 | 20 | -17.8 | 1
3 Revenue Sufficiency | 2030 | 20 | -16.9 | 1
3 Revenue Sufficiency | 2030 | 20 | 12.9 | 1
3 Revenue Sufficiency | 2030 | 20 | 14.9 | 1
3 Revenue Sufficiency | 2030 | 20 | 16.4 | 1
3 Revenue Sufficiency | 2030 | 20 | 20.2 | 1
3 Revenue Sufficiency | 2030 | 20 | 20.4 | 1
3 Revenue Sufficiency | 2030 | 20 | 21.1 | 1
3 Revenue Sufficiency | 2030 | 20 | 22.7 | 1
3 Revenue Sufficiency | 2030 | 20 | 22.8 | 1
3 Revenue Sufficiency | 2030 | 20 | 23.6 | 2
3 Revenue Sufficiency | 2030 | 20 | 24.2 | 1
3 Revenue Sufficiency | 2030 | 20 | 24.7 | 1
3 Revenue Sufficiency | 2030 | 20 | 26.1 | 1
3 Revenue Sufficiency | 2030 | 20 | 26.7 | 1
3 Revenue Sufficiency | 2030 | 20 | 27.2 | 1
3 Revenue Sufficiency | 2030 | 20 | 28.1 | 1
3 Revenue Sufficiency | 2030 | 20 | 29.5 | 1
3 Revenue Sufficiency | 2030 | 20 | 29.6 | 1
3 Revenue Sufficiency | 2030 | 20 | 29.8 | 1
3 Revenue Sufficiency | 2030 | 20 | 30.1 | 1
3 Revenue Sufficiency | 2030 | 20 | 30.6 | 1
3 Revenue Sufficiency | 2030 | 20 | 31 | 1
3 Revenue Sufficiency | 2030 | 20 | 31.4 | 1
3 Revenue Sufficiency | 2030 | 20 | 31.9 | 1
3 Revenue Sufficiency | 2030 | 20 | 34.1 | 1
3 Revenue Sufficiency | 2030 | 20 | 34.4 | 1
3 Revenue Sufficiency | 2030 | 20 | 35.1 | 1
3 Revenue Sufficiency | 2030 | 20 | 35.4 | 1
3 Revenue Sufficiency | 2030 | 20 | 35.9 | 1
3 Revenue Sufficiency | 2030 | 20 | 36.8 | 1
3 Revenue Sufficiency | 2030 | 20 | 37.5 | 1
3 Revenue Sufficiency | 2030 | 20 | 38.2 | 1
3 Revenue Sufficiency | 2030 | 20 | 39 | 1
3 Revenue Sufficiency | 2030 | 20 | 39.1 | 1
3 Revenue Sufficiency | 2030 | 20 | 39.2 | 1
3 Revenue Sufficiency | 2030 | 20 | 39.8 | 1
3 Revenue Sufficiency | 2030 | 20 | 40.4 | 1
3 Revenue Sufficiency | 2030 | 20 | 40.7 | 1
3 Revenue Sufficiency | 2030 | 20 | 42.3 | 1
3 Revenue Sufficiency | 2030 | 20 | 42.5 | 1
3 Revenue Sufficiency | 2030 | 20 | 44.6 | 1
3 Revenue Sufficiency | 2030 | 20 | 46.3 | 1
3 Revenue Sufficiency | 2030 | 20 | 46.6 | 1
3 Revenue Sufficiency | 2030 | 20 | 48.7 | 1
3 Revenue Sufficiency | 2030 | 20 | 48.9 | 1
3 Revenue Sufficiency | 2030 | 20 | 51.8 | 1
3 Revenue Sufficiency | 2030 | 20 | 53.5 | 1
3 Revenue Sufficiency | 2030 | 20 | 54.5 | 1
3 Revenue Sufficiency | 2030 | 20 | 58.2 | 1
3 Revenue Sufficiency | 2030 | 20 | 60.7 | 1
3 Revenue Sufficiency | 2030 | 20 | 62.2 | 1
3 Revenue Sufficiency | 2030 | 20 | 84.9 | 1
3 Revenue Sufficiency | 2030 | 20 | 85.1 | 1
3 Revenue Sufficiency | 2030 | 20 | 93.3 | 1
3 Revenue Sufficiency | 2030 | 21 | -151.7 | 1
3 Revenue Sufficiency | 2030 | 21 | -95.5 | 1
3 Revenue Sufficiency | 2030 | 21 | -90.1 | 1
3 Revenue Sufficiency | 2030 | 21 | -82.8 | 1
3 Revenue Sufficiency | 2030 | 21 | -79.6 | 1
3 Revenue Sufficiency | 2030 | 21 | -79.3 | 1
3 Revenue Sufficiency | 2030 | 21 | -77.6 | 1
3 Revenue Sufficiency | 2030 | 21 | -77.4 | 1
3 Revenue Sufficiency | 2030 | 21 | -76.5 | 1
3 Revenue Sufficiency | 2030 | 21 | -67.6 | 1
3 Revenue Sufficiency | 2030 | 21 | -67 | 1
3 Revenue Sufficiency | 2030 | 21 | -65.2 | 1
3 Revenue Sufficiency | 2030 | 21 | -63.7 | 1
3 Revenue Sufficiency | 2030 | 21 | -60 | 1
3 Revenue Sufficiency | 2030 | 21 | -58.6 | 1
3 Revenue Sufficiency | 2030 | 21 | -57.2 | 1
3 Revenue Sufficiency | 2030 | 21 | -56.5 | 1
3 Revenue Sufficiency | 2030 | 21 | -56.3 | 1
3 Revenue Sufficiency | 2030 | 21 | -55.5 | 1
3 Revenue Sufficiency | 2030 | 21 | -51.9 | 1
3 Revenue Sufficiency | 2030 | 21 | -51.5 | 1
3 Revenue Sufficiency | 2030 | 21 | -50.6 | 1
3 Revenue Sufficiency | 2030 | 21 | -50.5 | 1
3 Revenue Sufficiency | 2030 | 21 | -47.8 | 1
3 Revenue Sufficiency | 2030 | 21 | -46.8 | 1
3 Revenue Sufficiency | 2030 | 21 | -46.3 | 1
3 Revenue Sufficiency | 2030 | 21 | -45.2 | 1
3 Revenue Sufficiency | 2030 | 21 | -44.3 | 1
3 Revenue Sufficiency | 2030 | 21 | -43.8 | 1
3 Revenue Sufficiency | 2030 | 21 | -43 | 1
3 Revenue Sufficiency | 2030 | 21 | -40.2 | 1
3 Revenue Sufficiency | 2030 | 21 | -37.9 | 1
3 Revenue Sufficiency | 2030 | 21 | -35.8 | 1
3 Revenue Sufficiency | 2030 | 21 | -35.5 | 1
3 Revenue Sufficiency | 2030 | 21 | -35.3 | 1
3 Revenue Sufficiency | 2030 | 21 | -35 | 1
3 Revenue Sufficiency | 2030 | 21 | -32.8 | 1
3 Revenue Sufficiency | 2030 | 21 | -32.5 | 1
3 Revenue Sufficiency | 2030 | 21 | -31.9 | 1
3 Revenue Sufficiency | 2030 | 21 | -31.7 | 1
3 Revenue Sufficiency | 2030 | 21 | -31.4 | 1
3 Revenue Sufficiency | 2030 | 21 | -30.5 | 1
3 Revenue Sufficiency | 2030 | 21 | -28.3 | 1
3 Revenue Sufficiency | 2030 | 21 | -26.4 | 1
3 Revenue Sufficiency | 2030 | 21 | -26.3 | 1
3 Revenue Sufficiency | 2030 | 21 | -24.4 | 1
3 Revenue Sufficiency | 2030 | 21 | -22.7 | 1
3 Revenue Sufficiency | 2030 | 21 | -22.3 | 1
3 Revenue Sufficiency | 2030 | 21 | -21.4 | 1
3 Revenue Sufficiency | 2030 | 21 | -19.3 | 1
3 Revenue Sufficiency | 2030 | 21 | 13.9 | 1
3 Revenue Sufficiency | 2030 | 21 | 19.4 | 1
3 Revenue Sufficiency | 2030 | 21 | 22.4 | 1
3 Revenue Sufficiency | 2030 | 21 | 22.7 | 1
3 Revenue Sufficiency | 2030 | 21 | 29.1 | 1
3 Revenue Sufficiency | 2030 | 21 | 29.3 | 1
3 Revenue Sufficiency | 2030 | 21 | 31.3 | 1
3 Revenue Sufficiency | 2030 | 21 | 32.4 | 1
3 Revenue Sufficiency | 2030 | 21 | 34.1 | 1
3 Revenue Sufficiency | 2030 | 21 | 34.5 | 2
3 Revenue Sufficiency | 2030 | 21 | 34.6 | 1
3 Revenue Sufficiency | 2030 | 21 | 34.9 | 1
3 Revenue Sufficiency | 2030 | 21 | 35.2 | 1
3 Revenue Sufficiency | 2030 | 21 | 35.9 | 1
3 Revenue Sufficiency | 2030 | 21 | 36.7 | 1
3 Revenue Sufficiency | 2030 | 21 | 38.4 | 1
3 Revenue Sufficiency | 2030 | 21 | 39.3 | 1
3 Revenue Sufficiency | 2030 | 21 | 39.6 | 1
3 Revenue Sufficiency | 2030 | 21 | 39.9 | 1
3 Revenue Sufficiency | 2030 | 21 | 40.2 | 1
3 Revenue Sufficiency | 2030 | 21 | 40.5 | 1
3 Revenue Sufficiency | 2030 | 21 | 42.1 | 1
3 Revenue Sufficiency | 2030 | 21 | 42.5 | 1
3 Revenue Sufficiency | 2030 | 21 | 42.9 | 1
3 Revenue Sufficiency | 2030 | 21 | 43.1 | 1
3 Revenue Sufficiency | 2030 | 21 | 45.3 | 1
3 Revenue Sufficiency | 2030 | 21 | 45.7 | 1
3 Revenue Sufficiency | 2030 | 21 | 46.2 | 1
3 Revenue Sufficiency | 2030 | 21 | 46.7 | 1
3 Revenue Sufficiency | 2030 | 21 | 46.8 | 1
3 Revenue Sufficiency | 2030 | 21 | 47.5 | 2
3 Revenue Sufficiency | 2030 | 21 | 47.6 | 1
3 Revenue Sufficiency | 2030 | 21 | 48.3 | 1
3 Revenue Sufficiency | 2030 | 21 | 48.7 | 2
3 Revenue Sufficiency | 2030 | 21 | 48.9 | 1
3 Revenue Sufficiency | 2030 | 21 | 49 | 1
3 Revenue Sufficiency | 2030 | 21 | 49.1 | 1
3 Revenue Sufficiency | 2030 | 21 | 50.3 | 1
3 Revenue Sufficiency | 2030 | 21 | 50.4 | 1
3 Revenue Sufficiency | 2030 | 21 | 50.9 | 1
3 Revenue Sufficiency | 2030 | 21 | 54.5 | 1
3 Revenue Sufficiency | 2030 | 21 | 57.1 | 1
3 Revenue Sufficiency | 2030 | 21 | 57.8 | 1
3 Revenue Sufficiency | 2030 | 21 | 58.4 | 1
3 Revenue Sufficiency | 2030 | 21 | 59.3 | 2
3 Revenue Sufficiency | 2030 | 21 | 61.4 | 1
3 Revenue Sufficiency | 2030 | 21 | 63.9 | 1
3 Revenue Sufficiency | 2030 | 21 | 64 | 1
3 Revenue Sufficiency | 2030 | 21 | 65.2 | 1
3 Revenue Sufficiency | 2030 | 21 | 66.5 | 1
3 Revenue Sufficiency | 2030 | 21 | 68.8 | 1
3 Revenue Sufficiency | 2030 | 21 | 78.4 | 1
3 Revenue Sufficiency | 2030 | 21 | 78.5 | 1
3 Revenue Sufficiency | 2030 | 21 | 86.5 | 1
3 Revenue Sufficiency | 2030 | 21 | 86.6 | 1
3 Revenue Sufficiency | 2030 | 21 | 88.1 | 1
3 Revenue Sufficiency | 2030 | 21 | 97 | 1
3 Revenue Sufficiency | 2030 | 21 | 107 | 1
3 Revenue Sufficiency | 2030 | 22 | -98.1 | 1
3 Revenue Sufficiency | 2030 | 22 | -84.1 | 1
3 Revenue Sufficiency | 2030 | 22 | -77.9 | 1
3 Revenue Sufficiency | 2030 | 22 | -74.3 | 1
3 Revenue Sufficiency | 2030 | 22 | -71.6 | 1
3 Revenue Sufficiency | 2030 | 22 | -70.1 | 1
3 Revenue Sufficiency | 2030 | 22 | -67.8 | 1
3 Revenue Sufficiency | 2030 | 22 | -64.6 | 1
3 Revenue Sufficiency | 2030 | 22 | -63.9 | 1
3 Revenue Sufficiency | 2030 | 22 | -61.1 | 1
3 Revenue Sufficiency | 2030 | 22 | -59.8 | 1
3 Revenue Sufficiency | 2030 | 22 | -57.5 | 1
3 Revenue Sufficiency | 2030 | 22 | -56.9 | 2
3 Revenue Sufficiency | 2030 | 22 | -56.7 | 1
3 Revenue Sufficiency | 2030 | 22 | -52.8 | 1
3 Revenue Sufficiency | 2030 | 22 | -52.7 | 1
3 Revenue Sufficiency | 2030 | 22 | -51.4 | 1
3 Revenue Sufficiency | 2030 | 22 | -51 | 1
3 Revenue Sufficiency | 2030 | 22 | -50.9 | 1
3 Revenue Sufficiency | 2030 | 22 | -50.5 | 1
3 Revenue Sufficiency | 2030 | 22 | -50.2 | 1
3 Revenue Sufficiency | 2030 | 22 | -49.5 | 1
3 Revenue Sufficiency | 2030 | 22 | -46.9 | 2
3 Revenue Sufficiency | 2030 | 22 | -46.6 | 1
3 Revenue Sufficiency | 2030 | 22 | -46 | 1
3 Revenue Sufficiency | 2030 | 22 | -44.2 | 1
3 Revenue Sufficiency | 2030 | 22 | -44.1 | 1
3 Revenue Sufficiency | 2030 | 22 | -43.3 | 1
3 Revenue Sufficiency | 2030 | 22 | -42.6 | 1
3 Revenue Sufficiency | 2030 | 22 | -42.3 | 1
3 Revenue Sufficiency | 2030 | 22 | -42.2 | 1
3 Revenue Sufficiency | 2030 | 22 | -41.6 | 1
3 Revenue Sufficiency | 2030 | 22 | -41 | 1
3 Revenue Sufficiency | 2030 | 22 | -40.6 | 1
3 Revenue Sufficiency | 2030 | 22 | -40.2 | 1
3 Revenue Sufficiency | 2030 | 22 | -40.1 | 1
3 Revenue Sufficiency | 2030 | 22 | -38.9 | 1
3 Revenue Sufficiency | 2030 | 22 | -37.9 | 1
3 Revenue Sufficiency | 2030 | 22 | -35.5 | 1
3 Revenue Sufficiency | 2030 | 22 | -33.5 | 1
3 Revenue Sufficiency | 2030 | 22 | -33 | 1
3 Revenue Sufficiency | 2030 | 22 | -31.9 | 1
3 Revenue Sufficiency | 2030 | 22 | -30.4 | 1
3 Revenue Sufficiency | 2030 | 22 | -28.7 | 1
3 Revenue Sufficiency | 2030 | 22 | -27.7 | 1
3 Revenue Sufficiency | 2030 | 22 | -27 | 1
3 Revenue Sufficiency | 2030 | 22 | -23.1 | 1
3 Revenue Sufficiency | 2030 | 22 | -20.5 | 1
3 Revenue Sufficiency | 2030 | 22 | -18.9 | 1
3 Revenue Sufficiency | 2030 | 22 | -18.5 | 1
3 Revenue Sufficiency | 2030 | 22 | -18.2 | 1
3 Revenue Sufficiency | 2030 | 22 | 11.5 | 1
3 Revenue Sufficiency | 2030 | 22 | 12.5 | 1
3 Revenue Sufficiency | 2030 | 22 | 21.3 | 1
3 Revenue Sufficiency | 2030 | 22 | 25 | 1
3 Revenue Sufficiency | 2030 | 22 | 25.7 | 1
3 Revenue Sufficiency | 2030 | 22 | 26 | 1
3 Revenue Sufficiency | 2030 | 22 | 28 | 1
3 Revenue Sufficiency | 2030 | 22 | 28.6 | 1
3 Revenue Sufficiency | 2030 | 22 | 30.3 | 1
3 Revenue Sufficiency | 2030 | 22 | 32.3 | 1
3 Revenue Sufficiency | 2030 | 22 | 33.4 | 1
3 Revenue Sufficiency | 2030 | 22 | 34.2 | 1
3 Revenue Sufficiency | 2030 | 22 | 35.7 | 1
3 Revenue Sufficiency | 2030 | 22 | 36.5 | 1
3 Revenue Sufficiency | 2030 | 22 | 36.9 | 1
3 Revenue Sufficiency | 2030 | 22 | 37.2 | 1
3 Revenue Sufficiency | 2030 | 22 | 37.6 | 1
3 Revenue Sufficiency | 2030 | 22 | 39.3 | 2
3 Revenue Sufficiency | 2030 | 22 | 39.6 | 1
3 Revenue Sufficiency | 2030 | 22 | 39.8 | 1
3 Revenue Sufficiency | 2030 | 22 | 40.2 | 1
3 Revenue Sufficiency | 2030 | 22 | 40.3 | 1
3 Revenue Sufficiency | 2030 | 22 | 41.1 | 1
3 Revenue Sufficiency | 2030 | 22 | 41.3 | 1
3 Revenue Sufficiency | 2030 | 22 | 43 | 1
3 Revenue Sufficiency | 2030 | 22 | 43.5 | 1
3 Revenue Sufficiency | 2030 | 22 | 44.2 | 1
3 Revenue Sufficiency | 2030 | 22 | 44.4 | 1
3 Revenue Sufficiency | 2030 | 22 | 44.7 | 1
3 Revenue Sufficiency | 2030 | 22 | 45.1 | 1
3 Revenue Sufficiency | 2030 | 22 | 46 | 1
3 Revenue Sufficiency | 2030 | 22 | 46.7 | 1
3 Revenue Sufficiency | 2030 | 22 | 46.9 | 1
3 Revenue Sufficiency | 2030 | 22 | 47.4 | 1
3 Revenue Sufficiency | 2030 | 22 | 48.5 | 1
3 Revenue Sufficiency | 2030 | 22 | 49.2 | 1
3 Revenue Sufficiency | 2030 | 22 | 50.5 | 1
3 Revenue Sufficiency | 2030 | 22 | 51.1 | 1
3 Revenue Sufficiency | 2030 | 22 | 51.2 | 1
3 Revenue Sufficiency | 2030 | 22 | 51.6 | 1
3 Revenue Sufficiency | 2030 | 22 | 51.7 | 1
3 Revenue Sufficiency | 2030 | 22 | 55.6 | 1
3 Revenue Sufficiency | 2030 | 22 | 56.9 | 2
3 Revenue Sufficiency | 2030 | 22 | 57 | 1
3 Revenue Sufficiency | 2030 | 22 | 68.2 | 1
3 Revenue Sufficiency | 2030 | 22 | 68.9 | 1
3 Revenue Sufficiency | 2030 | 22 | 69.4 | 1
3 Revenue Sufficiency | 2030 | 22 | 69.5 | 1
3 Revenue Sufficiency | 2030 | 22 | 70.1 | 1
3 Revenue Sufficiency | 2030 | 22 | 71.1 | 1
3 Revenue Sufficiency | 2030 | 22 | 73.7 | 1
3 Revenue Sufficiency | 2030 | 22 | 75 | 1
3 Revenue Sufficiency | 2030 | 22 | 81 | 1
3 Revenue Sufficiency | 2030 | 22 | 97.6 | 1
3 Revenue Sufficiency | 2030 | 22 | 102 | 1
3 Revenue Sufficiency | 2030 | 23 | -88.8 | 1
3 Revenue Sufficiency | 2030 | 23 | -84.4 | 1
3 Revenue Sufficiency | 2030 | 23 | -83.4 | 1
3 Revenue Sufficiency | 2030 | 23 | -81.9 | 1
3 Revenue Sufficiency | 2030 | 23 | -78.6 | 1
3 Revenue Sufficiency | 2030 | 23 | -65.9 | 1
3 Revenue Sufficiency | 2030 | 23 | -63.5 | 1
3 Revenue Sufficiency | 2030 | 23 | -60.6 | 1
3 Revenue Sufficiency | 2030 | 23 | -56.8 | 1
3 Revenue Sufficiency | 2030 | 23 | -55.5 | 1
3 Revenue Sufficiency | 2030 | 23 | -54.4 | 1
3 Revenue Sufficiency | 2030 | 23 | -50.8 | 2
3 Revenue Sufficiency | 2030 | 23 | -49.7 | 1
3 Revenue Sufficiency | 2030 | 23 | -48.5 | 1
3 Revenue Sufficiency | 2030 | 23 | -43.7 | 1
3 Revenue Sufficiency | 2030 | 23 | -43.6 | 1
3 Revenue Sufficiency | 2030 | 23 | -42.6 | 1
3 Revenue Sufficiency | 2030 | 23 | -42.5 | 1
3 Revenue Sufficiency | 2030 | 23 | -41.8 | 1
3 Revenue Sufficiency | 2030 | 23 | -41.7 | 1
3 Revenue Sufficiency | 2030 | 23 | -38.7 | 1
3 Revenue Sufficiency | 2030 | 23 | -37.2 | 1
3 Revenue Sufficiency | 2030 | 23 | -35.5 | 1
3 Revenue Sufficiency | 2030 | 23 | -34.7 | 1
3 Revenue Sufficiency | 2030 | 23 | -34.6 | 1
3 Revenue Sufficiency | 2030 | 23 | -34.3 | 1
3 Revenue Sufficiency | 2030 | 23 | -33.2 | 1
3 Revenue Sufficiency | 2030 | 23 | -32.3 | 1
3 Revenue Sufficiency | 2030 | 23 | -30.8 | 1
3 Revenue Sufficiency | 2030 | 23 | -30.6 | 1
3 Revenue Sufficiency | 2030 | 23 | -26.5 | 1
3 Revenue Sufficiency | 2030 | 23 | -25.5 | 1
3 Revenue Sufficiency | 2030 | 23 | -24.9 | 1
3 Revenue Sufficiency | 2030 | 23 | -18.7 | 1
3 Revenue Sufficiency | 2030 | 23 | 11.5 | 1
3 Revenue Sufficiency | 2030 | 23 | 16.9 | 1
3 Revenue Sufficiency | 2030 | 23 | 17.4 | 1
3 Revenue Sufficiency | 2030 | 23 | 18.3 | 1
3 Revenue Sufficiency | 2030 | 23 | 20 | 1
3 Revenue Sufficiency | 2030 | 23 | 23.2 | 1
3 Revenue Sufficiency | 2030 | 23 | 25.2 | 1
3 Revenue Sufficiency | 2030 | 23 | 25.5 | 1
3 Revenue Sufficiency | 2030 | 23 | 26.2 | 2
3 Revenue Sufficiency | 2030 | 23 | 26.4 | 1
3 Revenue Sufficiency | 2030 | 23 | 26.5 | 1
3 Revenue Sufficiency | 2030 | 23 | 26.6 | 1
3 Revenue Sufficiency | 2030 | 23 | 30.8 | 1
3 Revenue Sufficiency | 2030 | 23 | 31.2 | 1
3 Revenue Sufficiency | 2030 | 23 | 31.3 | 1
3 Revenue Sufficiency | 2030 | 23 | 33.9 | 1
3 Revenue Sufficiency | 2030 | 23 | 35.3 | 1
3 Revenue Sufficiency | 2030 | 23 | 35.8 | 1
3 Revenue Sufficiency | 2030 | 23 | 35.9 | 1
3 Revenue Sufficiency | 2030 | 23 | 36 | 1
3 Revenue Sufficiency | 2030 | 23 | 36.8 | 2
3 Revenue Sufficiency | 2030 | 23 | 37 | 1
3 Revenue Sufficiency | 2030 | 23 | 37.1 | 1
3 Revenue Sufficiency | 2030 | 23 | 37.4 | 1
3 Revenue Sufficiency | 2030 | 23 | 38.3 | 1
3 Revenue Sufficiency | 2030 | 23 | 38.6 | 1
3 Revenue Sufficiency | 2030 | 23 | 40.1 | 1
3 Revenue Sufficiency | 2030 | 23 | 41.1 | 1
3 Revenue Sufficiency | 2030 | 23 | 42.4 | 1
3 Revenue Sufficiency | 2030 | 23 | 44.2 | 1
3 Revenue Sufficiency | 2030 | 23 | 45.2 | 1
3 Revenue Sufficiency | 2030 | 23 | 45.5 | 1
3 Revenue Sufficiency | 2030 | 23 | 46.4 | 1
3 Revenue Sufficiency | 2030 | 23 | 48.2 | 1
3 Revenue Sufficiency | 2030 | 23 | 49.1 | 1
3 Revenue Sufficiency | 2030 | 23 | 49.2 | 1
3 Revenue Sufficiency | 2030 | 23 | 50.6 | 1
3 Revenue Sufficiency | 2030 | 23 | 51 | 1
3 Revenue Sufficiency | 2030 | 23 | 57 | 1
3 Revenue Sufficiency | 2030 | 23 | 61.4 | 2
3 Revenue Sufficiency | 2030 | 23 | 62.1 | 1
3 Revenue Sufficiency | 2030 | 23 | 62.2 | 1
3 Revenue Sufficiency | 2030 | 23 | 63.1 | 1
3 Revenue Sufficiency | 2030 | 23 | 63.9 | 1
3 Revenue Sufficiency | 2030 | 23 | 64 | 1
3 Revenue Sufficiency | 2030 | 23 | 67 | 1
3 Revenue Sufficiency | 2030 | 23 | 71.2 | 1
3 Revenue Sufficiency | 2030 | 23 | 77.8 | 1
3 Revenue Sufficiency | 2030 | 23 | 84.7 | 1
3 Revenue Sufficiency | 2030 | 23 | 84.8 | 1
3 Revenue Sufficiency | 2030 | 24 | -87.6 | 1
3 Revenue Sufficiency | 2030 | 24 | -74.5 | 1
3 Revenue Sufficiency | 2030 | 24 | -72.7 | 1
3 Revenue Sufficiency | 2030 | 24 | -72.2 | 1
3 Revenue Sufficiency | 2030 | 24 | -71 | 1
3 Revenue Sufficiency | 2030 | 24 | -67.3 | 1
3 Revenue Sufficiency | 2030 | 24 | -67 | 1
3 Revenue Sufficiency | 2030 | 24 | -60.2 | 1
3 Revenue Sufficiency | 2030 | 24 | -59.9 | 2
3 Revenue Sufficiency | 2030 | 24 | -56.6 | 1
3 Revenue Sufficiency | 2030 | 24 | -53.7 | 1
3 Revenue Sufficiency | 2030 | 24 | -53.6 | 1
3 Revenue Sufficiency | 2030 | 24 | -51.9 | 1
3 Revenue Sufficiency | 2030 | 24 | -51.8 | 1
3 Revenue Sufficiency | 2030 | 24 | -49.5 | 1
3 Revenue Sufficiency | 2030 | 24 | -49 | 1
3 Revenue Sufficiency | 2030 | 24 | -47 | 1
3 Revenue Sufficiency | 2030 | 24 | -43.8 | 1
3 Revenue Sufficiency | 2030 | 24 | -42.2 | 1
3 Revenue Sufficiency | 2030 | 24 | -41.1 | 1
3 Revenue Sufficiency | 2030 | 24 | -40.5 | 1
3 Revenue Sufficiency | 2030 | 24 | -37.6 | 1
3 Revenue Sufficiency | 2030 | 24 | -36.5 | 1
3 Revenue Sufficiency | 2030 | 24 | -34.9 | 1
3 Revenue Sufficiency | 2030 | 24 | -31.7 | 1
3 Revenue Sufficiency | 2030 | 24 | -29.9 | 1
3 Revenue Sufficiency | 2030 | 24 | -28.8 | 1
3 Revenue Sufficiency | 2030 | 24 | -25.7 | 1
3 Revenue Sufficiency | 2030 | 24 | -25.4 | 1
3 Revenue Sufficiency | 2030 | 24 | -20 | 1
3 Revenue Sufficiency | 2030 | 24 | 16.9 | 1
3 Revenue Sufficiency | 2030 | 24 | 21.8 | 1
3 Revenue Sufficiency | 2030 | 24 | 23.4 | 1
3 Revenue Sufficiency | 2030 | 24 | 23.6 | 1
3 Revenue Sufficiency | 2030 | 24 | 24.3 | 1
3 Revenue Sufficiency | 2030 | 24 | 26.2 | 1
3 Revenue Sufficiency | 2030 | 24 | 26.8 | 1
3 Revenue Sufficiency | 2030 | 24 | 29 | 1
3 Revenue Sufficiency | 2030 | 24 | 29.3 | 1
3 Revenue Sufficiency | 2030 | 24 | 29.6 | 1
3 Revenue Sufficiency | 2030 | 24 | 31.5 | 1
3 Revenue Sufficiency | 2030 | 24 | 31.7 | 1
3 Revenue Sufficiency | 2030 | 24 | 33.3 | 2
3 Revenue Sufficiency | 2030 | 24 | 36.5 | 1
3 Revenue Sufficiency | 2030 | 24 | 36.8 | 1
3 Revenue Sufficiency | 2030 | 24 | 37.3 | 1
3 Revenue Sufficiency | 2030 | 24 | 37.6 | 1
3 Revenue Sufficiency | 2030 | 24 | 39.1 | 1
3 Revenue Sufficiency | 2030 | 24 | 39.4 | 1
3 Revenue Sufficiency | 2030 | 24 | 39.8 | 1
3 Revenue Sufficiency | 2030 | 24 | 40 | 1
3 Revenue Sufficiency | 2030 | 24 | 40.7 | 1
3 Revenue Sufficiency | 2030 | 24 | 41.2 | 1
3 Revenue Sufficiency | 2030 | 24 | 41.8 | 1
3 Revenue Sufficiency | 2030 | 24 | 42.6 | 1
3 Revenue Sufficiency | 2030 | 24 | 42.8 | 1
3 Revenue Sufficiency | 2030 | 24 | 43 | 1
3 Revenue Sufficiency | 2030 | 24 | 43.5 | 1
3 Revenue Sufficiency | 2030 | 24 | 46.8 | 1
3 Revenue Sufficiency | 2030 | 24 | 47.1 | 1
3 Revenue Sufficiency | 2030 | 24 | 50.3 | 1
3 Revenue Sufficiency | 2030 | 24 | 50.4 | 1
3 Revenue Sufficiency | 2030 | 24 | 51 | 1
3 Revenue Sufficiency | 2030 | 24 | 53.7 | 1
3 Revenue Sufficiency | 2030 | 24 | 54.4 | 1
3 Revenue Sufficiency | 2030 | 24 | 55.8 | 1
3 Revenue Sufficiency | 2030 | 24 | 58.1 | 1
3 Revenue Sufficiency | 2030 | 24 | 60.5 | 1
3 Revenue Sufficiency | 2030 | 24 | 61.2 | 1
3 Revenue Sufficiency | 2030 | 24 | 68.7 | 1
3 Revenue Sufficiency | 2030 | 24 | 71 | 1
3 Revenue Sufficiency | 2030 | 24 | 76.5 | 1
3 Revenue Sufficiency | 2030 | 25 | -101.6 | 1
3 Revenue Sufficiency | 2030 | 25 | -97.8 | 1
3 Revenue Sufficiency | 2030 | 25 | -85.1 | 1
3 Revenue Sufficiency | 2030 | 25 | -80.7 | 1
3 Revenue Sufficiency | 2030 | 25 | -78.4 | 1
3 Revenue Sufficiency | 2030 | 25 | -75.6 | 1
3 Revenue Sufficiency | 2030 | 25 | -62.4 | 1
3 Revenue Sufficiency | 2030 | 25 | -61.3 | 1
3 Revenue Sufficiency | 2030 | 25 | -60.3 | 1
3 Revenue Sufficiency | 2030 | 25 | -55 | 1
3 Revenue Sufficiency | 2030 | 25 | -54.6 | 1
3 Revenue Sufficiency | 2030 | 25 | -53.1 | 1
3 Revenue Sufficiency | 2030 | 25 | -53 | 1
3 Revenue Sufficiency | 2030 | 25 | -52.4 | 1
3 Revenue Sufficiency | 2030 | 25 | -45.5 | 1
3 Revenue Sufficiency | 2030 | 25 | -42.5 | 1
3 Revenue Sufficiency | 2030 | 25 | -42.2 | 1
3 Revenue Sufficiency | 2030 | 25 | -41.7 | 1
3 Revenue Sufficiency | 2030 | 25 | -39.5 | 1
3 Revenue Sufficiency | 2030 | 25 | -38.9 | 1
3 Revenue Sufficiency | 2030 | 25 | -38.8 | 2
3 Revenue Sufficiency | 2030 | 25 | -38.7 | 1
3 Revenue Sufficiency | 2030 | 25 | -36.3 | 1
3 Revenue Sufficiency | 2030 | 25 | -35.7 | 1
3 Revenue Sufficiency | 2030 | 25 | -35.3 | 1
3 Revenue Sufficiency | 2030 | 25 | -33.9 | 1
3 Revenue Sufficiency | 2030 | 25 | -30.5 | 1
3 Revenue Sufficiency | 2030 | 25 | -30 | 1
3 Revenue Sufficiency | 2030 | 25 | -28.5 | 1
3 Revenue Sufficiency | 2030 | 25 | -22.3 | 1
3 Revenue Sufficiency | 2030 | 25 | -21.6 | 1
3 Revenue Sufficiency | 2030 | 25 | -17.7 | 1
3 Revenue Sufficiency | 2030 | 25 | 25.5 | 1
3 Revenue Sufficiency | 2030 | 25 | 26.2 | 1
3 Revenue Sufficiency | 2030 | 25 | 27.2 | 1
3 Revenue Sufficiency | 2030 | 25 | 27.6 | 1
3 Revenue Sufficiency | 2030 | 25 | 30.1 | 1
3 Revenue Sufficiency | 2030 | 25 | 31.6 | 1
3 Revenue Sufficiency | 2030 | 25 | 34.3 | 1
3 Revenue Sufficiency | 2030 | 25 | 35.3 | 1
3 Revenue Sufficiency | 2030 | 25 | 36.1 | 1
3 Revenue Sufficiency | 2030 | 25 | 36.4 | 1
3 Revenue Sufficiency | 2030 | 25 | 38.7 | 1
3 Revenue Sufficiency | 2030 | 25 | 39.1 | 1
3 Revenue Sufficiency | 2030 | 25 | 39.9 | 1
3 Revenue Sufficiency | 2030 | 25 | 41.8 | 1
3 Revenue Sufficiency | 2030 | 25 | 42.7 | 1
3 Revenue Sufficiency | 2030 | 25 | 43.3 | 1
3 Revenue Sufficiency | 2030 | 25 | 43.4 | 1
3 Revenue Sufficiency | 2030 | 25 | 44.3 | 1
3 Revenue Sufficiency | 2030 | 25 | 45.5 | 1
3 Revenue Sufficiency | 2030 | 25 | 46.4 | 1
3 Revenue Sufficiency | 2030 | 25 | 46.6 | 1
3 Revenue Sufficiency | 2030 | 25 | 48.4 | 1
3 Revenue Sufficiency | 2030 | 25 | 48.5 | 1
3 Revenue Sufficiency | 2030 | 25 | 49.1 | 1
3 Revenue Sufficiency | 2030 | 25 | 49.2 | 1
3 Revenue Sufficiency | 2030 | 25 | 52.9 | 1
3 Revenue Sufficiency | 2030 | 25 | 53.7 | 1
3 Revenue Sufficiency | 2030 | 25 | 54.7 | 1
3 Revenue Sufficiency | 2030 | 25 | 57.3 | 1
3 Revenue Sufficiency | 2030 | 25 | 58.9 | 1
3 Revenue Sufficiency | 2030 | 25 | 65.5 | 1
3 Revenue Sufficiency | 2030 | 25 | 67.7 | 1
3 Revenue Sufficiency | 2030 | 25 | 69.2 | 1
3 Revenue Sufficiency | 2030 | 25 | 81.9 | 1
3 Revenue Sufficiency | 2030 | 26 | -118 | 1
3 Revenue Sufficiency | 2030 | 26 | -109 | 1
3 Revenue Sufficiency | 2030 | 26 | -100.9 | 1
3 Revenue Sufficiency | 2030 | 26 | -86.3 | 1
3 Revenue Sufficiency | 2030 | 26 | -83.9 | 1
3 Revenue Sufficiency | 2030 | 26 | -76.1 | 1
3 Revenue Sufficiency | 2030 | 26 | -75.4 | 1
3 Revenue Sufficiency | 2030 | 26 | -72.7 | 1
3 Revenue Sufficiency | 2030 | 26 | -71.9 | 1
3 Revenue Sufficiency | 2030 | 26 | -66.1 | 1
3 Revenue Sufficiency | 2030 | 26 | -65.6 | 1
3 Revenue Sufficiency | 2030 | 26 | -63 | 1
3 Revenue Sufficiency | 2030 | 26 | -59 | 1
3 Revenue Sufficiency | 2030 | 26 | -58.7 | 2
3 Revenue Sufficiency | 2030 | 26 | -57.8 | 1
3 Revenue Sufficiency | 2030 | 26 | -57.1 | 1
3 Revenue Sufficiency | 2030 | 26 | -54.8 | 1
3 Revenue Sufficiency | 2030 | 26 | -50.4 | 1
3 Revenue Sufficiency | 2030 | 26 | -49.7 | 1
3 Revenue Sufficiency | 2030 | 26 | -49.2 | 1
3 Revenue Sufficiency | 2030 | 26 | -46.6 | 1
3 Revenue Sufficiency | 2030 | 26 | -45.5 | 1
3 Revenue Sufficiency | 2030 | 26 | -42.8 | 1
3 Revenue Sufficiency | 2030 | 26 | -42.7 | 1
3 Revenue Sufficiency | 2030 | 26 | -40.5 | 1
3 Revenue Sufficiency | 2030 | 26 | -39.3 | 1
3 Revenue Sufficiency | 2030 | 26 | -38.6 | 1
3 Revenue Sufficiency | 2030 | 26 | -38.2 | 1
3 Revenue Sufficiency | 2030 | 26 | -37.2 | 1
3 Revenue Sufficiency | 2030 | 26 | -36.5 | 1
3 Revenue Sufficiency | 2030 | 26 | -33.4 | 1
3 Revenue Sufficiency | 2030 | 26 | -32.2 | 2
3 Revenue Sufficiency | 2030 | 26 | -26.4 | 1
3 Revenue Sufficiency | 2030 | 26 | -23.1 | 1
3 Revenue Sufficiency | 2030 | 26 | 22.3 | 1
3 Revenue Sufficiency | 2030 | 26 | 23.6 | 1
3 Revenue Sufficiency | 2030 | 26 | 25.1 | 1
3 Revenue Sufficiency | 2030 | 26 | 29.9 | 1
3 Revenue Sufficiency | 2030 | 26 | 31.6 | 1
3 Revenue Sufficiency | 2030 | 26 | 36.3 | 1
3 Revenue Sufficiency | 2030 | 26 | 39 | 1
3 Revenue Sufficiency | 2030 | 26 | 43.1 | 1
3 Revenue Sufficiency | 2030 | 26 | 43.3 | 1
3 Revenue Sufficiency | 2030 | 26 | 43.7 | 1
3 Revenue Sufficiency | 2030 | 26 | 44.6 | 1
3 Revenue Sufficiency | 2030 | 26 | 45.4 | 1
3 Revenue Sufficiency | 2030 | 26 | 48.5 | 1
3 Revenue Sufficiency | 2030 | 26 | 51.9 | 1
3 Revenue Sufficiency | 2030 | 26 | 53.2 | 1
3 Revenue Sufficiency | 2030 | 26 | 55.7 | 1
3 Revenue Sufficiency | 2030 | 26 | 57.9 | 1
3 Revenue Sufficiency | 2030 | 26 | 58.2 | 1
3 Revenue Sufficiency | 2030 | 26 | 61.7 | 1
3 Revenue Sufficiency | 2030 | 26 | 65.4 | 1
3 Revenue Sufficiency | 2030 | 26 | 73.7 | 1
3 Revenue Sufficiency | 2030 | 26 | 78.6 | 1
3 Revenue Sufficiency | 2030 | 27 | -98.5 | 1
3 Revenue Sufficiency | 2030 | 27 | -95.6 | 1
3 Revenue Sufficiency | 2030 | 27 | -88.2 | 1
3 Revenue Sufficiency | 2030 | 27 | -87.5 | 1
3 Revenue Sufficiency | 2030 | 27 | -84.9 | 1
3 Revenue Sufficiency | 2030 | 27 | -78.4 | 1
3 Revenue Sufficiency | 2030 | 27 | -69.1 | 1
3 Revenue Sufficiency | 2030 | 27 | -57.5 | 1
3 Revenue Sufficiency | 2030 | 27 | -56.9 | 1
3 Revenue Sufficiency | 2030 | 27 | -56.2 | 1
3 Revenue Sufficiency | 2030 | 27 | -56 | 1
3 Revenue Sufficiency | 2030 | 27 | -54.8 | 1
3 Revenue Sufficiency | 2030 | 27 | -54.5 | 1
3 Revenue Sufficiency | 2030 | 27 | -53.2 | 1
3 Revenue Sufficiency | 2030 | 27 | -53.1 | 1
3 Revenue Sufficiency | 2030 | 27 | -51.8 | 1
3 Revenue Sufficiency | 2030 | 27 | -51.3 | 1
3 Revenue Sufficiency | 2030 | 27 | -50.6 | 1
3 Revenue Sufficiency | 2030 | 27 | -49.6 | 1
3 Revenue Sufficiency | 2030 | 27 | -45.4 | 1
3 Revenue Sufficiency | 2030 | 27 | -42.8 | 2
3 Revenue Sufficiency | 2030 | 27 | -37.7 | 1
3 Revenue Sufficiency | 2030 | 27 | -34.3 | 1
3 Revenue Sufficiency | 2030 | 27 | -33.8 | 1
3 Revenue Sufficiency | 2030 | 27 | -31.2 | 1
3 Revenue Sufficiency | 2030 | 27 | -30.4 | 1
3 Revenue Sufficiency | 2030 | 27 | -29 | 1
3 Revenue Sufficiency | 2030 | 27 | -28.5 | 1
3 Revenue Sufficiency | 2030 | 27 | -28 | 1
3 Revenue Sufficiency | 2030 | 27 | -21.3 | 1
3 Revenue Sufficiency | 2030 | 27 | 18.8 | 1
3 Revenue Sufficiency | 2030 | 27 | 25.9 | 1
3 Revenue Sufficiency | 2030 | 27 | 27.8 | 1
3 Revenue Sufficiency | 2030 | 27 | 30.3 | 1
3 Revenue Sufficiency | 2030 | 27 | 30.9 | 1
3 Revenue Sufficiency | 2030 | 27 | 32.8 | 1
3 Revenue Sufficiency | 2030 | 27 | 33.7 | 1
3 Revenue Sufficiency | 2030 | 27 | 36.9 | 1
3 Revenue Sufficiency | 2030 | 27 | 40.2 | 1
3 Revenue Sufficiency | 2030 | 27 | 43.3 | 1
3 Revenue Sufficiency | 2030 | 27 | 44.5 | 1
3 Revenue Sufficiency | 2030 | 27 | 47 | 1
3 Revenue Sufficiency | 2030 | 27 | 49 | 1
3 Revenue Sufficiency | 2030 | 27 | 49.8 | 1
3 Revenue Sufficiency | 2030 | 27 | 50.8 | 1
3 Revenue Sufficiency | 2030 | 27 | 52.6 | 1
3 Revenue Sufficiency | 2030 | 27 | 56.9 | 1
3 Revenue Sufficiency | 2030 | 27 | 61.2 | 1
3 Revenue Sufficiency | 2030 | 27 | 73.6 | 1
3 Revenue Sufficiency | 2030 | 27 | 81.2 | 1
3 Revenue Sufficiency | 2030 | 27 | 82 | 1
3 Revenue Sufficiency | 2030 | 27 | 93.5 | 1
3 Revenue Sufficiency | 2030 | 27 | 99.7 | 1
3 Revenue Sufficiency | 2030 | 28 | -172.6 | 1
3 Revenue Sufficiency | 2030 | 28 | -90.9 | 1
3 Revenue Sufficiency | 2030 | 28 | -88.4 | 1
3 Revenue Sufficiency | 2030 | 28 | -84.2 | 1
3 Revenue Sufficiency | 2030 | 28 | -71.6 | 1
3 Revenue Sufficiency | 2030 | 28 | -70.5 | 1
3 Revenue Sufficiency | 2030 | 28 | -62.7 | 1
3 Revenue Sufficiency | 2030 | 28 | -61 | 1
3 Revenue Sufficiency | 2030 | 28 | -60.1 | 1
3 Revenue Sufficiency | 2030 | 28 | -59.9 | 1
3 Revenue Sufficiency | 2030 | 28 | -59.8 | 1
3 Revenue Sufficiency | 2030 | 28 | -56.2 | 1
3 Revenue Sufficiency | 2030 | 28 | -55.9 | 1
3 Revenue Sufficiency | 2030 | 28 | -54.2 | 1
3 Revenue Sufficiency | 2030 | 28 | -50.3 | 1
3 Revenue Sufficiency | 2030 | 28 | -45.5 | 1
3 Revenue Sufficiency | 2030 | 28 | -44.6 | 1
3 Revenue Sufficiency | 2030 | 28 | -44.4 | 1
3 Revenue Sufficiency | 2030 | 28 | -43.3 | 1
3 Revenue Sufficiency | 2030 | 28 | -42.8 | 1
3 Revenue Sufficiency | 2030 | 28 | -41.9 | 1
3 Revenue Sufficiency | 2030 | 28 | -40.9 | 1
3 Revenue Sufficiency | 2030 | 28 | -40.6 | 1
3 Revenue Sufficiency | 2030 | 28 | -40.2 | 1
3 Revenue Sufficiency | 2030 | 28 | -39.8 | 1
3 Revenue Sufficiency | 2030 | 28 | -36.4 | 1
3 Revenue Sufficiency | 2030 | 28 | -36 | 1
3 Revenue Sufficiency | 2030 | 28 | -34.7 | 1
3 Revenue Sufficiency | 2030 | 28 | -32.8 | 1
3 Revenue Sufficiency | 2030 | 28 | -31.5 | 1
3 Revenue Sufficiency | 2030 | 28 | -31 | 1
3 Revenue Sufficiency | 2030 | 28 | -27.8 | 1
3 Revenue Sufficiency | 2030 | 28 | 19.6 | 1
3 Revenue Sufficiency | 2030 | 28 | 24.7 | 1
3 Revenue Sufficiency | 2030 | 28 | 30.6 | 1
3 Revenue Sufficiency | 2030 | 28 | 34 | 1
3 Revenue Sufficiency | 2030 | 28 | 37.7 | 1
3 Revenue Sufficiency | 2030 | 28 | 38.9 | 1
3 Revenue Sufficiency | 2030 | 28 | 43.8 | 1
3 Revenue Sufficiency | 2030 | 28 | 47.4 | 1
3 Revenue Sufficiency | 2030 | 28 | 49.2 | 1
3 Revenue Sufficiency | 2030 | 28 | 50.2 | 1
3 Revenue Sufficiency | 2030 | 28 | 52.5 | 1
3 Revenue Sufficiency | 2030 | 28 | 52.7 | 1
3 Revenue Sufficiency | 2030 | 28 | 57.1 | 1
3 Revenue Sufficiency | 2030 | 28 | 58.2 | 1
3 Revenue Sufficiency | 2030 | 28 | 60.3 | 1
3 Revenue Sufficiency | 2030 | 28 | 61 | 1
3 Revenue Sufficiency | 2030 | 28 | 61.8 | 1
3 Revenue Sufficiency | 2030 | 28 | 62.1 | 1
3 Revenue Sufficiency | 2030 | 28 | 64 | 1
3 Revenue Sufficiency | 2030 | 28 | 65.2 | 1
3 Revenue Sufficiency | 2030 | 28 | 67.6 | 1
3 Revenue Sufficiency | 2030 | 28 | 72.6 | 1
3 Revenue Sufficiency | 2030 | 28 | 82.2 | 1
3 Revenue Sufficiency | 2030 | 28 | 95.9 | 1
3 Revenue Sufficiency | 2030 | 28 | 97.4 | 1
3 Revenue Sufficiency | 2030 | 29 | -130.9 | 1
3 Revenue Sufficiency | 2030 | 29 | -104.6 | 1
3 Revenue Sufficiency | 2030 | 29 | -87.9 | 1
3 Revenue Sufficiency | 2030 | 29 | -75.9 | 2
3 Revenue Sufficiency | 2030 | 29 | -73.4 | 1
3 Revenue Sufficiency | 2030 | 29 | -72.3 | 1
3 Revenue Sufficiency | 2030 | 29 | -68.7 | 1
3 Revenue Sufficiency | 2030 | 29 | -66 | 1
3 Revenue Sufficiency | 2030 | 29 | -65.4 | 1
3 Revenue Sufficiency | 2030 | 29 | -63.1 | 1
3 Revenue Sufficiency | 2030 | 29 | -61.6 | 1
3 Revenue Sufficiency | 2030 | 29 | -59.4 | 1
3 Revenue Sufficiency | 2030 | 29 | -55 | 1
3 Revenue Sufficiency | 2030 | 29 | -53.1 | 1
3 Revenue Sufficiency | 2030 | 29 | -52.5 | 1
3 Revenue Sufficiency | 2030 | 29 | -51.3 | 1
3 Revenue Sufficiency | 2030 | 29 | -51.1 | 1
3 Revenue Sufficiency | 2030 | 29 | -50.5 | 1
3 Revenue Sufficiency | 2030 | 29 | -47.2 | 1
3 Revenue Sufficiency | 2030 | 29 | -47.1 | 2
3 Revenue Sufficiency | 2030 | 29 | -45 | 1
3 Revenue Sufficiency | 2030 | 29 | -44.5 | 1
3 Revenue Sufficiency | 2030 | 29 | -43.4 | 2
3 Revenue Sufficiency | 2030 | 29 | -42.2 | 1
3 Revenue Sufficiency | 2030 | 29 | -41.6 | 1
3 Revenue Sufficiency | 2030 | 29 | -40.8 | 1
3 Revenue Sufficiency | 2030 | 29 | -38.9 | 1
3 Revenue Sufficiency | 2030 | 29 | -37.4 | 1
3 Revenue Sufficiency | 2030 | 29 | -37.1 | 1
3 Revenue Sufficiency | 2030 | 29 | -34 | 1
3 Revenue Sufficiency | 2030 | 29 | -33.4 | 1
3 Revenue Sufficiency | 2030 | 29 | -32.7 | 1
3 Revenue Sufficiency | 2030 | 29 | -32.1 | 1
3 Revenue Sufficiency | 2030 | 29 | -28.8 | 1
3 Revenue Sufficiency | 2030 | 29 | -21.2 | 1
3 Revenue Sufficiency | 2030 | 29 | 19 | 1
3 Revenue Sufficiency | 2030 | 29 | 23 | 1
3 Revenue Sufficiency | 2030 | 29 | 25.2 | 1
3 Revenue Sufficiency | 2030 | 29 | 27.8 | 1
3 Revenue Sufficiency | 2030 | 29 | 30.8 | 1
3 Revenue Sufficiency | 2030 | 29 | 31.2 | 1
3 Revenue Sufficiency | 2030 | 29 | 34.6 | 1
3 Revenue Sufficiency | 2030 | 29 | 34.8 | 1
3 Revenue Sufficiency | 2030 | 29 | 38.2 | 1
3 Revenue Sufficiency | 2030 | 29 | 43 | 1
3 Revenue Sufficiency | 2030 | 29 | 45.5 | 1
3 Revenue Sufficiency | 2030 | 29 | 46.2 | 1
3 Revenue Sufficiency | 2030 | 29 | 46.3 | 1
3 Revenue Sufficiency | 2030 | 29 | 46.9 | 2
3 Revenue Sufficiency | 2030 | 29 | 47.2 | 1
3 Revenue Sufficiency | 2030 | 29 | 49 | 1
3 Revenue Sufficiency | 2030 | 29 | 52.3 | 1
3 Revenue Sufficiency | 2030 | 29 | 52.4 | 1
3 Revenue Sufficiency | 2030 | 29 | 53 | 1
3 Revenue Sufficiency | 2030 | 29 | 53.5 | 1
3 Revenue Sufficiency | 2030 | 29 | 54.9 | 1
3 Revenue Sufficiency | 2030 | 29 | 56 | 1
3 Revenue Sufficiency | 2030 | 29 | 59.1 | 1
3 Revenue Sufficiency | 2030 | 29 | 67.2 | 1
3 Revenue Sufficiency | 2030 | 29 | 69.4 | 1
3 Revenue Sufficiency | 2030 | 29 | 70.9 | 1
3 Revenue Sufficiency | 2030 | 29 | 85.2 | 1
3 Revenue Sufficiency | 2030 | 29 | 91.7 | 1
3 Revenue Sufficiency | 2030 | 30 | -100.8 | 1
3 Revenue Sufficiency | 2030 | 30 | -93.7 | 1
3 Revenue Sufficiency | 2030 | 30 | -93.5 | 1
3 Revenue Sufficiency | 2030 | 30 | -84.1 | 1
3 Revenue Sufficiency | 2030 | 30 | -83.6 | 1
3 Revenue Sufficiency | 2030 | 30 | -78.3 | 1
3 Revenue Sufficiency | 2030 | 30 | -75.4 | 1
3 Revenue Sufficiency | 2030 | 30 | -72.5 | 1
3 Revenue Sufficiency | 2030 | 30 | -71.3 | 1
3 Revenue Sufficiency | 2030 | 30 | -66.5 | 1
3 Revenue Sufficiency | 2030 | 30 | -64.5 | 1
3 Revenue Sufficiency | 2030 | 30 | -63 | 1
3 Revenue Sufficiency | 2030 | 30 | -53.8 | 1
3 Revenue Sufficiency | 2030 | 30 | -52.8 | 1
3 Revenue Sufficiency | 2030 | 30 | -52.4 | 1
3 Revenue Sufficiency | 2030 | 30 | -51 | 1
3 Revenue Sufficiency | 2030 | 30 | -49.6 | 1
3 Revenue Sufficiency | 2030 | 30 | -47.8 | 1
3 Revenue Sufficiency | 2030 | 30 | -47.7 | 1
3 Revenue Sufficiency | 2030 | 30 | -41.6 | 1
3 Revenue Sufficiency | 2030 | 30 | -39.8 | 1
3 Revenue Sufficiency | 2030 | 30 | -38.1 | 1
3 Revenue Sufficiency | 2030 | 30 | -37.9 | 1
3 Revenue Sufficiency | 2030 | 30 | -32.1 | 1
3 Revenue Sufficiency | 2030 | 30 | -26.1 | 1
3 Revenue Sufficiency | 2030 | 30 | -25.7 | 1
3 Revenue Sufficiency | 2030 | 30 | -24 | 1
3 Revenue Sufficiency | 2030 | 30 | -21.2 | 1
3 Revenue Sufficiency | 2030 | 30 | -19.6 | 1
3 Revenue Sufficiency | 2030 | 30 | -14 | 1
3 Revenue Sufficiency | 2030 | 30 | 23.5 | 1
3 Revenue Sufficiency | 2030 | 30 | 30.2 | 1
3 Revenue Sufficiency | 2030 | 30 | 30.8 | 1
3 Revenue Sufficiency | 2030 | 30 | 31 | 1
3 Revenue Sufficiency | 2030 | 30 | 32.3 | 1
3 Revenue Sufficiency | 2030 | 30 | 32.5 | 1
3 Revenue Sufficiency | 2030 | 30 | 34.6 | 1
3 Revenue Sufficiency | 2030 | 30 | 35.9 | 1
3 Revenue Sufficiency | 2030 | 30 | 36.4 | 1
3 Revenue Sufficiency | 2030 | 30 | 37.9 | 1
3 Revenue Sufficiency | 2030 | 30 | 39.3 | 1
3 Revenue Sufficiency | 2030 | 30 | 42.2 | 1
3 Revenue Sufficiency | 2030 | 30 | 44.1 | 1
3 Revenue Sufficiency | 2030 | 30 | 44.4 | 1
3 Revenue Sufficiency | 2030 | 30 | 45.8 | 1
3 Revenue Sufficiency | 2030 | 30 | 48.7 | 1
3 Revenue Sufficiency | 2030 | 30 | 61.3 | 1
3 Revenue Sufficiency | 2030 | 30 | 62.5 | 1
3 Revenue Sufficiency | 2030 | 30 | 65.4 | 1
3 Revenue Sufficiency | 2030 | 30 | 67.5 | 1
3 Revenue Sufficiency | 2030 | 30 | 67.6 | 1
3 Revenue Sufficiency | 2030 | 30 | 70.9 | 1
3 Revenue Sufficiency | 2030 | 30 | 74.8 | 1
3 Revenue Sufficiency | 2030 | 30 | 76.6 | 1
3 Revenue Sufficiency | 2030 | 30 | 101.1 | 1
3 Revenue Sufficiency | 2030 | 30 | 128.5 | 1
3 Revenue Sufficiency | 2030 | 31 | -145.3 | 1
3 Revenue Sufficiency | 2030 | 31 | -111.6 | 1
3 Revenue Sufficiency | 2030 | 31 | -93.9 | 1
3 Revenue Sufficiency | 2030 | 31 | -92 | 1
3 Revenue Sufficiency | 2030 | 31 | -83.5 | 1
3 Revenue Sufficiency | 2030 | 31 | -82.3 | 1
3 Revenue Sufficiency | 2030 | 31 | -74.2 | 1
3 Revenue Sufficiency | 2030 | 31 | -68.2 | 1
3 Revenue Sufficiency | 2030 | 31 | -66.9 | 1
3 Revenue Sufficiency | 2030 | 31 | -66.4 | 1
3 Revenue Sufficiency | 2030 | 31 | -65.5 | 1
3 Revenue Sufficiency | 2030 | 31 | -61.4 | 1
3 Revenue Sufficiency | 2030 | 31 | -60.4 | 1
3 Revenue Sufficiency | 2030 | 31 | -56.8 | 1
3 Revenue Sufficiency | 2030 | 31 | -56.5 | 1
3 Revenue Sufficiency | 2030 | 31 | -54.9 | 1
3 Revenue Sufficiency | 2030 | 31 | -54.1 | 1
3 Revenue Sufficiency | 2030 | 31 | -52.2 | 1
3 Revenue Sufficiency | 2030 | 31 | -51 | 1
3 Revenue Sufficiency | 2030 | 31 | -46.5 | 1
3 Revenue Sufficiency | 2030 | 31 | -43.2 | 1
3 Revenue Sufficiency | 2030 | 31 | -36.7 | 1
3 Revenue Sufficiency | 2030 | 31 | -32.9 | 1
3 Revenue Sufficiency | 2030 | 31 | -31.5 | 1
3 Revenue Sufficiency | 2030 | 31 | -28.2 | 1
3 Revenue Sufficiency | 2030 | 31 | -25.3 | 1
3 Revenue Sufficiency | 2030 | 31 | -19.1 | 1
3 Revenue Sufficiency | 2030 | 31 | 31.5 | 1
3 Revenue Sufficiency | 2030 | 31 | 31.6 | 1
3 Revenue Sufficiency | 2030 | 31 | 40.4 | 1
3 Revenue Sufficiency | 2030 | 31 | 44.7 | 1
3 Revenue Sufficiency | 2030 | 31 | 44.8 | 1
3 Revenue Sufficiency | 2030 | 31 | 45 | 1
3 Revenue Sufficiency | 2030 | 31 | 59.9 | 1
3 Revenue Sufficiency | 2030 | 31 | 63.6 | 1
3 Revenue Sufficiency | 2030 | 31 | 64 | 1
3 Revenue Sufficiency | 2030 | 31 | 64.3 | 1
3 Revenue Sufficiency | 2030 | 31 | 67.3 | 1
3 Revenue Sufficiency | 2030 | 31 | 77.3 | 2
3 Revenue Sufficiency | 2030 | 31 | 86.3 | 1
3 Revenue Sufficiency | 2030 | 31 | 100.5 | 1
3 Revenue Sufficiency | 2030 | 32 | -129.6 | 1
3 Revenue Sufficiency | 2030 | 32 | -106.2 | 1
3 Revenue Sufficiency | 2030 | 32 | -75.8 | 1
3 Revenue Sufficiency | 2030 | 32 | -68.8 | 1
3 Revenue Sufficiency | 2030 | 32 | -62.7 | 1
3 Revenue Sufficiency | 2030 | 32 | -62.5 | 1
3 Revenue Sufficiency | 2030 | 32 | -60.8 | 1
3 Revenue Sufficiency | 2030 | 32 | -57.3 | 2
3 Revenue Sufficiency | 2030 | 32 | -56.6 | 1
3 Revenue Sufficiency | 2030 | 32 | -52.1 | 2
3 Revenue Sufficiency | 2030 | 32 | -47.8 | 1
3 Revenue Sufficiency | 2030 | 32 | -45.3 | 1
3 Revenue Sufficiency | 2030 | 32 | -43.9 | 1
3 Revenue Sufficiency | 2030 | 32 | -43.3 | 1
3 Revenue Sufficiency | 2030 | 32 | -33.4 | 1
3 Revenue Sufficiency | 2030 | 32 | 27.6 | 1
3 Revenue Sufficiency | 2030 | 32 | 28.1 | 1
3 Revenue Sufficiency | 2030 | 32 | 32.2 | 1
3 Revenue Sufficiency | 2030 | 32 | 37.8 | 1
3 Revenue Sufficiency | 2030 | 32 | 39.1 | 1
3 Revenue Sufficiency | 2030 | 32 | 39.6 | 2
3 Revenue Sufficiency | 2030 | 32 | 48.5 | 1
3 Revenue Sufficiency | 2030 | 32 | 49.2 | 1
3 Revenue Sufficiency | 2030 | 32 | 55.3 | 1
3 Revenue Sufficiency | 2030 | 32 | 55.4 | 1
3 Revenue Sufficiency | 2030 | 32 | 56.8 | 1
3 Revenue Sufficiency | 2030 | 32 | 57.6 | 1
3 Revenue Sufficiency | 2030 | 32 | 59.1 | 1
3 Revenue Sufficiency | 2030 | 32 | 60.4 | 1
3 Revenue Sufficiency | 2030 | 32 | 63.4 | 1
3 Revenue Sufficiency | 2030 | 32 | 71.5 | 1
3 Revenue Sufficiency | 2030 | 32 | 73.1 | 1
3 Revenue Sufficiency | 2030 | 32 | 82.6 | 1
3 Revenue Sufficiency | 2030 | 32 | 144 | 1
3 Revenue Sufficiency | 2030 | 33 | -105.6 | 1
3 Revenue Sufficiency | 2030 | 33 | -96 | 1
3 Revenue Sufficiency | 2030 | 33 | -95.8 | 1
3 Revenue Sufficiency | 2030 | 33 | -88.9 | 1
3 Revenue Sufficiency | 2030 | 33 | -88.1 | 1
3 Revenue Sufficiency | 2030 | 33 | -86.9 | 1
3 Revenue Sufficiency | 2030 | 33 | -84.7 | 1
3 Revenue Sufficiency | 2030 | 33 | -77.5 | 1
3 Revenue Sufficiency | 2030 | 33 | -74.8 | 1
3 Revenue Sufficiency | 2030 | 33 | -74 | 1
3 Revenue Sufficiency | 2030 | 33 | -66.4 | 2
3 Revenue Sufficiency | 2030 | 33 | -63 | 1
3 Revenue Sufficiency | 2030 | 33 | -61.9 | 1
3 Revenue Sufficiency | 2030 | 33 | -59.6 | 1
3 Revenue Sufficiency | 2030 | 33 | -59.2 | 1
3 Revenue Sufficiency | 2030 | 33 | -57 | 1
3 Revenue Sufficiency | 2030 | 33 | -55.3 | 1
3 Revenue Sufficiency | 2030 | 33 | -54.2 | 1
3 Revenue Sufficiency | 2030 | 33 | -53.6 | 1
3 Revenue Sufficiency | 2030 | 33 | -53.3 | 1
3 Revenue Sufficiency | 2030 | 33 | -49.6 | 1
3 Revenue Sufficiency | 2030 | 33 | -48.3 | 1
3 Revenue Sufficiency | 2030 | 33 | -44.5 | 1
3 Revenue Sufficiency | 2030 | 33 | -41.2 | 1
3 Revenue Sufficiency | 2030 | 33 | -34.5 | 1
3 Revenue Sufficiency | 2030 | 33 | -34.3 | 1
3 Revenue Sufficiency | 2030 | 33 | -28 | 1
3 Revenue Sufficiency | 2030 | 33 | 34.7 | 1
3 Revenue Sufficiency | 2030 | 33 | 45.4 | 1
3 Revenue Sufficiency | 2030 | 33 | 48.3 | 1
3 Revenue Sufficiency | 2030 | 33 | 58.4 | 1
3 Revenue Sufficiency | 2030 | 33 | 60.3 | 1
3 Revenue Sufficiency | 2030 | 33 | 62.7 | 1
3 Revenue Sufficiency | 2030 | 33 | 70 | 1
3 Revenue Sufficiency | 2030 | 33 | 72.1 | 1
3 Revenue Sufficiency | 2030 | 33 | 75.2 | 1
3 Revenue Sufficiency | 2030 | 33 | 78.3 | 1
3 Revenue Sufficiency | 2030 | 33 | 84.7 | 1
3 Revenue Sufficiency | 2030 | 34 | -96.3 | 1
3 Revenue Sufficiency | 2030 | 34 | -92.8 | 1
3 Revenue Sufficiency | 2030 | 34 | -90.2 | 1
3 Revenue Sufficiency | 2030 | 34 | -89.1 | 1
3 Revenue Sufficiency | 2030 | 34 | -82.6 | 1
3 Revenue Sufficiency | 2030 | 34 | -72.4 | 1
3 Revenue Sufficiency | 2030 | 34 | -65.6 | 1
3 Revenue Sufficiency | 2030 | 34 | -63.8 | 1
3 Revenue Sufficiency | 2030 | 34 | -50 | 1
3 Revenue Sufficiency | 2030 | 34 | -44.9 | 1
3 Revenue Sufficiency | 2030 | 34 | -39.2 | 1
3 Revenue Sufficiency | 2030 | 34 | -37.9 | 1
3 Revenue Sufficiency | 2030 | 34 | -35.6 | 1
3 Revenue Sufficiency | 2030 | 34 | -30.2 | 1
3 Revenue Sufficiency | 2030 | 34 | -29.9 | 1
3 Revenue Sufficiency | 2030 | 34 | -28.6 | 1
3 Revenue Sufficiency | 2030 | 34 | -24.1 | 1
3 Revenue Sufficiency | 2030 | 34 | -21.4 | 1
3 Revenue Sufficiency | 2030 | 34 | 24.4 | 1
3 Revenue Sufficiency | 2030 | 34 | 29 | 1
3 Revenue Sufficiency | 2030 | 34 | 30.7 | 1
3 Revenue Sufficiency | 2030 | 34 | 32.8 | 1
3 Revenue Sufficiency | 2030 | 34 | 39.3 | 1
3 Revenue Sufficiency | 2030 | 34 | 40.5 | 1
3 Revenue Sufficiency | 2030 | 34 | 42.4 | 2
3 Revenue Sufficiency | 2030 | 34 | 42.9 | 1
3 Revenue Sufficiency | 2030 | 34 | 43.4 | 1
3 Revenue Sufficiency | 2030 | 34 | 44.7 | 1
3 Revenue Sufficiency | 2030 | 34 | 46.4 | 1
3 Revenue Sufficiency | 2030 | 34 | 47.7 | 1
3 Revenue Sufficiency | 2030 | 34 | 48.7 | 1
3 Revenue Sufficiency | 2030 | 34 | 52.2 | 1
3 Revenue Sufficiency | 2030 | 34 | 53.9 | 1
3 Revenue Sufficiency | 2030 | 34 | 56 | 1
3 Revenue Sufficiency | 2030 | 34 | 61.8 | 1
3 Revenue Sufficiency | 2030 | 34 | 62.3 | 1
3 Revenue Sufficiency | 2030 | 34 | 63 | 1
3 Revenue Sufficiency | 2030 | 34 | 75.3 | 1
3 Revenue Sufficiency | 2030 | 34 | 77.2 | 1
3 Revenue Sufficiency | 2030 | 34 | 95.2 | 1
3 Revenue Sufficiency | 2030 | 35 | -122.7 | 1
3 Revenue Sufficiency | 2030 | 35 | -87.5 | 1
3 Revenue Sufficiency | 2030 | 35 | -71.5 | 1
3 Revenue Sufficiency | 2030 | 35 | -69.1 | 1
3 Revenue Sufficiency | 2030 | 35 | -68.6 | 1
3 Revenue Sufficiency | 2030 | 35 | -64.8 | 1
3 Revenue Sufficiency | 2030 | 35 | -57.3 | 1
3 Revenue Sufficiency | 2030 | 35 | -50.6 | 1
3 Revenue Sufficiency | 2030 | 35 | -46.5 | 1
3 Revenue Sufficiency | 2030 | 35 | -46.4 | 1
3 Revenue Sufficiency | 2030 | 35 | -41.3 | 1
3 Revenue Sufficiency | 2030 | 35 | 23.8 | 1
3 Revenue Sufficiency | 2030 | 35 | 33.7 | 1
3 Revenue Sufficiency | 2030 | 35 | 42.8 | 1
3 Revenue Sufficiency | 2030 | 35 | 44.6 | 1
3 Revenue Sufficiency | 2030 | 35 | 48.2 | 1
3 Revenue Sufficiency | 2030 | 35 | 54.2 | 1
3 Revenue Sufficiency | 2030 | 35 | 69.3 | 1
3 Revenue Sufficiency | 2030 | 35 | 79.9 | 1
3 Revenue Sufficiency | 2030 | 35 | 81.8 | 1
3 Revenue Sufficiency | 2030 | 35 | 82.4 | 1
3 Revenue Sufficiency | 2030 | 35 | 85.9 | 1
3 Revenue Sufficiency | 2030 | 35 | 90.5 | 1
3 Revenue Sufficiency | 2030 | 35 | 93.5 | 1
3 Revenue Sufficiency | 2030 | 36 | -124 | 1
3 Revenue Sufficiency | 2030 | 36 | -94.6 | 1
3 Revenue Sufficiency | 2030 | 36 | -83.4 | 1
3 Revenue Sufficiency | 2030 | 36 | -81.8 | 1
3 Revenue Sufficiency | 2030 | 36 | -79.7 | 1
3 Revenue Sufficiency | 2030 | 36 | -72.2 | 1
3 Revenue Sufficiency | 2030 | 36 | -70.8 | 1
3 Revenue Sufficiency | 2030 | 36 | -69.6 | 1
3 Revenue Sufficiency | 2030 | 36 | -63.6 | 1
3 Revenue Sufficiency | 2030 | 36 | -62.4 | 1
3 Revenue Sufficiency | 2030 | 36 | -61.6 | 1
3 Revenue Sufficiency | 2030 | 36 | -60.8 | 1
3 Revenue Sufficiency | 2030 | 36 | -53.6 | 1
3 Revenue Sufficiency | 2030 | 36 | -52.9 | 1
3 Revenue Sufficiency | 2030 | 36 | -52.8 | 1
3 Revenue Sufficiency | 2030 | 36 | -50.6 | 1
3 Revenue Sufficiency | 2030 | 36 | -48.2 | 1
3 Revenue Sufficiency | 2030 | 36 | -45 | 1
3 Revenue Sufficiency | 2030 | 36 | -40.7 | 1
3 Revenue Sufficiency | 2030 | 36 | 23.1 | 1
3 Revenue Sufficiency | 2030 | 36 | 33.2 | 1
3 Revenue Sufficiency | 2030 | 36 | 33.8 | 1
3 Revenue Sufficiency | 2030 | 36 | 35.5 | 1
3 Revenue Sufficiency | 2030 | 36 | 39 | 1
3 Revenue Sufficiency | 2030 | 36 | 43.2 | 1
3 Revenue Sufficiency | 2030 | 36 | 45.3 | 1
3 Revenue Sufficiency | 2030 | 36 | 48.5 | 1
3 Revenue Sufficiency | 2030 | 36 | 56.1 | 1
3 Revenue Sufficiency | 2030 | 36 | 57 | 1
3 Revenue Sufficiency | 2030 | 36 | 57.3 | 1
3 Revenue Sufficiency | 2030 | 36 | 59.2 | 1
3 Revenue Sufficiency | 2030 | 36 | 73 | 1
3 Revenue Sufficiency | 2030 | 36 | 77.3 | 1
3 Revenue Sufficiency | 2030 | 36 | 77.7 | 1
3 Revenue Sufficiency | 2030 | 36 | 80 | 1
3 Revenue Sufficiency | 2030 | 36 | 81.1 | 1
3 Revenue Sufficiency | 2030 | 36 | 92.6 | 1
3 Revenue Sufficiency | 2030 | 36 | 102.4 | 1
3 Revenue Sufficiency | 2030 | 37 | -112.9 | 1
3 Revenue Sufficiency | 2030 | 37 | -90.8 | 1
3 Revenue Sufficiency | 2030 | 37 | -77.1 | 1
3 Revenue Sufficiency | 2030 | 37 | -68.6 | 1
3 Revenue Sufficiency | 2030 | 37 | -68.2 | 1
3 Revenue Sufficiency | 2030 | 37 | -67.6 | 1
3 Revenue Sufficiency | 2030 | 37 | -65.4 | 1
3 Revenue Sufficiency | 2030 | 37 | -61.2 | 1
3 Revenue Sufficiency | 2030 | 37 | -50.9 | 1
3 Revenue Sufficiency | 2030 | 37 | -49 | 1
3 Revenue Sufficiency | 2030 | 37 | -48.8 | 1
3 Revenue Sufficiency | 2030 | 37 | -44.7 | 1
3 Revenue Sufficiency | 2030 | 37 | -35.4 | 1
3 Revenue Sufficiency | 2030 | 37 | -28.4 | 1
3 Revenue Sufficiency | 2030 | 37 | 35.8 | 1
3 Revenue Sufficiency | 2030 | 37 | 38.9 | 1
3 Revenue Sufficiency | 2030 | 37 | 40.8 | 1
3 Revenue Sufficiency | 2030 | 37 | 41 | 1
3 Revenue Sufficiency | 2030 | 37 | 43.4 | 1
3 Revenue Sufficiency | 2030 | 37 | 45.3 | 1
3 Revenue Sufficiency | 2030 | 37 | 45.5 | 1
3 Revenue Sufficiency | 2030 | 37 | 50.7 | 1
3 Revenue Sufficiency | 2030 | 37 | 50.8 | 1
3 Revenue Sufficiency | 2030 | 37 | 54.9 | 1
3 Revenue Sufficiency | 2030 | 37 | 58.4 | 1
3 Revenue Sufficiency | 2030 | 37 | 58.5 | 1
3 Revenue Sufficiency | 2030 | 37 | 60.5 | 1
3 Revenue Sufficiency | 2030 | 37 | 63.1 | 1
3 Revenue Sufficiency | 2030 | 37 | 63.3 | 2
3 Revenue Sufficiency | 2030 | 37 | 82 | 1
3 Revenue Sufficiency | 2030 | 37 | 86.4 | 1
3 Revenue Sufficiency | 2030 | 37 | 101.8 | 1
3 Revenue Sufficiency | 2030 | 37 | 113.9 | 1
3 Revenue Sufficiency | 2030 | 37 | 123.9 | 1
3 Revenue Sufficiency | 2030 | 38 | -118.7 | 1
3 Revenue Sufficiency | 2030 | 38 | -110.9 | 1
3 Revenue Sufficiency | 2030 | 38 | -107.4 | 1
3 Revenue Sufficiency | 2030 | 38 | -96.1 | 1
3 Revenue Sufficiency | 2030 | 38 | -91.3 | 1
3 Revenue Sufficiency | 2030 | 38 | -89.8 | 1
3 Revenue Sufficiency | 2030 | 38 | -89.2 | 1
3 Revenue Sufficiency | 2030 | 38 | -83.4 | 1
3 Revenue Sufficiency | 2030 | 38 | -73 | 1
3 Revenue Sufficiency | 2030 | 38 | -71.4 | 1
3 Revenue Sufficiency | 2030 | 38 | -70.4 | 1
3 Revenue Sufficiency | 2030 | 38 | -69.4 | 1
3 Revenue Sufficiency | 2030 | 38 | -62.2 | 1
3 Revenue Sufficiency | 2030 | 38 | -56.7 | 1
3 Revenue Sufficiency | 2030 | 38 | -56.3 | 1
3 Revenue Sufficiency | 2030 | 38 | -53.7 | 1
3 Revenue Sufficiency | 2030 | 38 | -42.4 | 1
3 Revenue Sufficiency | 2030 | 38 | -42.3 | 1
3 Revenue Sufficiency | 2030 | 38 | 37.4 | 1
3 Revenue Sufficiency | 2030 | 38 | 39.3 | 1
3 Revenue Sufficiency | 2030 | 38 | 40.9 | 1
3 Revenue Sufficiency | 2030 | 38 | 45 | 1
3 Revenue Sufficiency | 2030 | 38 | 46.5 | 1
3 Revenue Sufficiency | 2030 | 38 | 52.3 | 1
3 Revenue Sufficiency | 2030 | 38 | 54.7 | 1
3 Revenue Sufficiency | 2030 | 38 | 57.3 | 1
3 Revenue Sufficiency | 2030 | 38 | 83.6 | 1
3 Revenue Sufficiency | 2030 | 38 | 89.3 | 1
3 Revenue Sufficiency | 2030 | 38 | 94 | 1
3 Revenue Sufficiency | 2030 | 38 | 94.6 | 1
3 Revenue Sufficiency | 2030 | 38 | 97.6 | 1
3 Revenue Sufficiency | 2030 | 38 | 105.3 | 1
3 Revenue Sufficiency | 2030 | 39 | -113.4 | 1
3 Revenue Sufficiency | 2030 | 39 | -107.9 | 1
3 Revenue Sufficiency | 2030 | 39 | -106.3 | 1
3 Revenue Sufficiency | 2030 | 39 | -90.8 | 1
3 Revenue Sufficiency | 2030 | 39 | -82.8 | 1
3 Revenue Sufficiency | 2030 | 39 | -65.5 | 1
3 Revenue Sufficiency | 2030 | 39 | -58.8 | 1
3 Revenue Sufficiency | 2030 | 39 | -57.3 | 1
3 Revenue Sufficiency | 2030 | 39 | -47.8 | 1
3 Revenue Sufficiency | 2030 | 39 | -47.2 | 1
3 Revenue Sufficiency | 2030 | 39 | -21.4 | 1
3 Revenue Sufficiency | 2030 | 39 | 35.5 | 1
3 Revenue Sufficiency | 2030 | 39 | 36.1 | 1
3 Revenue Sufficiency | 2030 | 39 | 36.3 | 1
3 Revenue Sufficiency | 2030 | 39 | 39.3 | 1
3 Revenue Sufficiency | 2030 | 39 | 43.2 | 1
3 Revenue Sufficiency | 2030 | 39 | 43.4 | 1
3 Revenue Sufficiency | 2030 | 39 | 46.7 | 1
3 Revenue Sufficiency | 2030 | 39 | 51.3 | 1
3 Revenue Sufficiency | 2030 | 39 | 61.7 | 1
3 Revenue Sufficiency | 2030 | 39 | 62.1 | 1
3 Revenue Sufficiency | 2030 | 39 | 64.2 | 1
3 Revenue Sufficiency | 2030 | 39 | 68 | 1
3 Revenue Sufficiency | 2030 | 39 | 71.4 | 1
3 Revenue Sufficiency | 2030 | 39 | 71.8 | 1
3 Revenue Sufficiency | 2030 | 39 | 72.3 | 1
3 Revenue Sufficiency | 2030 | 39 | 82.6 | 1
3 Revenue Sufficiency | 2030 | 39 | 85.2 | 1
3 Revenue Sufficiency | 2030 | 39 | 104.1 | 1
3 Revenue Sufficiency | 2030 | 39 | 112.6 | 1
3 Revenue Sufficiency | 2030 | 40 | -130.9 | 1
3 Revenue Sufficiency | 2030 | 40 | -124.4 | 1
3 Revenue Sufficiency | 2030 | 40 | -118.5 | 1
3 Revenue Sufficiency | 2030 | 40 | -113.2 | 1
3 Revenue Sufficiency | 2030 | 40 | -97.8 | 1
3 Revenue Sufficiency | 2030 | 40 | -79.9 | 1
3 Revenue Sufficiency | 2030 | 40 | -70.5 | 1
3 Revenue Sufficiency | 2030 | 40 | -64.9 | 1
3 Revenue Sufficiency | 2030 | 40 | -57.3 | 1
3 Revenue Sufficiency | 2030 | 40 | -52.3 | 1
3 Revenue Sufficiency | 2030 | 40 | -51.9 | 1
3 Revenue Sufficiency | 2030 | 40 | -50.7 | 1
3 Revenue Sufficiency | 2030 | 40 | -47.9 | 1
3 Revenue Sufficiency | 2030 | 40 | -38.2 | 1
3 Revenue Sufficiency | 2030 | 40 | -36.8 | 1
3 Revenue Sufficiency | 2030 | 40 | -19.6 | 1
3 Revenue Sufficiency | 2030 | 40 | 20.2 | 1
3 Revenue Sufficiency | 2030 | 40 | 33.4 | 1
3 Revenue Sufficiency | 2030 | 40 | 39.9 | 1
3 Revenue Sufficiency | 2030 | 40 | 44.9 | 1
3 Revenue Sufficiency | 2030 | 40 | 59 | 1
3 Revenue Sufficiency | 2030 | 40 | 63.6 | 1
3 Revenue Sufficiency | 2030 | 40 | 68.1 | 1
3 Revenue Sufficiency | 2030 | 40 | 69.6 | 1
3 Revenue Sufficiency | 2030 | 40 | 90.9 | 1
3 Revenue Sufficiency | 2030 | 40 | 96.2 | 1
3 Revenue Sufficiency | 2030 | 40 | 98.9 | 1
3 Revenue Sufficiency | 2030 | 40 | 107.4 | 1
3 Revenue Sufficiency | 2030 | 40 | 127.9 | 1
3 Revenue Sufficiency | 2030 | 41 | -94.8 | 1
3 Revenue Sufficiency | 2030 | 41 | -89.9 | 1
3 Revenue Sufficiency | 2030 | 41 | -88 | 1
3 Revenue Sufficiency | 2030 | 41 | -77.1 | 1
3 Revenue Sufficiency | 2030 | 41 | -75.3 | 1
3 Revenue Sufficiency | 2030 | 41 | -67.6 | 1
3 Revenue Sufficiency | 2030 | 41 | -67.1 | 1
3 Revenue Sufficiency | 2030 | 41 | -66.5 | 1
3 Revenue Sufficiency | 2030 | 41 | -57.8 | 1
3 Revenue Sufficiency | 2030 | 41 | -50.4 | 1
3 Revenue Sufficiency | 2030 | 41 | -47.6 | 1
3 Revenue Sufficiency | 2030 | 41 | -47 | 1
3 Revenue Sufficiency | 2030 | 41 | -44 | 1
3 Revenue Sufficiency | 2030 | 41 | -40.3 | 1
3 Revenue Sufficiency | 2030 | 41 | -39.5 | 1
3 Revenue Sufficiency | 2030 | 41 | -31.5 | 1
3 Revenue Sufficiency | 2030 | 41 | 26.7 | 1
3 Revenue Sufficiency | 2030 | 41 | 42.5 | 1
3 Revenue Sufficiency | 2030 | 41 | 42.7 | 1
3 Revenue Sufficiency | 2030 | 41 | 53.7 | 1
3 Revenue Sufficiency | 2030 | 41 | 59.9 | 1
3 Revenue Sufficiency | 2030 | 41 | 63.8 | 1
3 Revenue Sufficiency | 2030 | 41 | 65.4 | 1
3 Revenue Sufficiency | 2030 | 41 | 71.1 | 1
3 Revenue Sufficiency | 2030 | 41 | 74.6 | 1
3 Revenue Sufficiency | 2030 | 41 | 76.4 | 1
3 Revenue Sufficiency | 2030 | 41 | 84.4 | 1
3 Revenue Sufficiency | 2030 | 41 | 91.7 | 1
3 Revenue Sufficiency | 2030 | 42 | -109.9 | 1
3 Revenue Sufficiency | 2030 | 42 | -82.3 | 1
3 Revenue Sufficiency | 2030 | 42 | -57.9 | 1
3 Revenue Sufficiency | 2030 | 42 | -57 | 1
3 Revenue Sufficiency | 2030 | 42 | -56.5 | 1
3 Revenue Sufficiency | 2030 | 42 | -53.3 | 1
3 Revenue Sufficiency | 2030 | 42 | -40.3 | 1
3 Revenue Sufficiency | 2030 | 42 | 43.6 | 1
3 Revenue Sufficiency | 2030 | 42 | 47.7 | 1
3 Revenue Sufficiency | 2030 | 42 | 50.4 | 1
3 Revenue Sufficiency | 2030 | 42 | 61.4 | 1
3 Revenue Sufficiency | 2030 | 42 | 63.1 | 1
3 Revenue Sufficiency | 2030 | 42 | 64.5 | 1
3 Revenue Sufficiency | 2030 | 42 | 67.7 | 1
3 Revenue Sufficiency | 2030 | 42 | 78 | 1
3 Revenue Sufficiency | 2030 | 42 | 137.7 | 1
3 Revenue Sufficiency | 2030 | 42 | 160.4 | 1
3 Revenue Sufficiency | 2030 | 43 | -114.1 | 1
3 Revenue Sufficiency | 2030 | 43 | -100 | 1
3 Revenue Sufficiency | 2030 | 43 | -85 | 1
3 Revenue Sufficiency | 2030 | 43 | -81.2 | 1
3 Revenue Sufficiency | 2030 | 43 | -78.2 | 1
3 Revenue Sufficiency | 2030 | 43 | -77.6 | 1
3 Revenue Sufficiency | 2030 | 43 | -74.3 | 1
3 Revenue Sufficiency | 2030 | 43 | -69.5 | 1
3 Revenue Sufficiency | 2030 | 43 | -58.4 | 1
3 Revenue Sufficiency | 2030 | 43 | -55.7 | 1
3 Revenue Sufficiency | 2030 | 43 | -54.5 | 1
3 Revenue Sufficiency | 2030 | 43 | -48 | 1
3 Revenue Sufficiency | 2030 | 43 | -38.1 | 1
3 Revenue Sufficiency | 2030 | 43 | -35 | 1
3 Revenue Sufficiency | 2030 | 43 | 39.8 | 1
3 Revenue Sufficiency | 2030 | 43 | 44.5 | 1
3 Revenue Sufficiency | 2030 | 43 | 51.4 | 1
3 Revenue Sufficiency | 2030 | 43 | 51.5 | 1
3 Revenue Sufficiency | 2030 | 43 | 54.1 | 1
3 Revenue Sufficiency | 2030 | 43 | 54.5 | 1
3 Revenue Sufficiency | 2030 | 43 | 68.3 | 1
3 Revenue Sufficiency | 2030 | 43 | 78.2 | 1
3 Revenue Sufficiency | 2030 | 43 | 126.2 | 1
3 Revenue Sufficiency | 2030 | 44 | -171.5 | 1
3 Revenue Sufficiency | 2030 | 44 | -138.5 | 1
3 Revenue Sufficiency | 2030 | 44 | -129.9 | 1
3 Revenue Sufficiency | 2030 | 44 | -127.8 | 1
3 Revenue Sufficiency | 2030 | 44 | -116.7 | 1
3 Revenue Sufficiency | 2030 | 44 | -68.9 | 1
3 Revenue Sufficiency | 2030 | 44 | -61.9 | 1
3 Revenue Sufficiency | 2030 | 44 | -58.2 | 1
3 Revenue Sufficiency | 2030 | 44 | -57.4 | 1
3 Revenue Sufficiency | 2030 | 44 | -55.6 | 1
3 Revenue Sufficiency | 2030 | 44 | -47.3 | 1
3 Revenue Sufficiency | 2030 | 44 | -44.2 | 1
3 Revenue Sufficiency | 2030 | 44 | -39.8 | 1
3 Revenue Sufficiency | 2030 | 44 | 25 | 1
3 Revenue Sufficiency | 2030 | 44 | 31.2 | 1
3 Revenue Sufficiency | 2030 | 44 | 50.3 | 1
3 Revenue Sufficiency | 2030 | 44 | 51.4 | 1
3 Revenue Sufficiency | 2030 | 44 | 52.7 | 1
3 Revenue Sufficiency | 2030 | 44 | 61 | 1
3 Revenue Sufficiency | 2030 | 44 | 119.8 | 1
3 Revenue Sufficiency | 2030 | 44 | 150.5 | 1
3 Revenue Sufficiency | 2030 | 45 | -220.6 | 1
3 Revenue Sufficiency | 2030 | 45 | -118.3 | 1
3 Revenue Sufficiency | 2030 | 45 | -106.1 | 2
3 Revenue Sufficiency | 2030 | 45 | -90.5 | 1
3 Revenue Sufficiency | 2030 | 45 | -87.6 | 1
3 Revenue Sufficiency | 2030 | 45 | -79.2 | 1
3 Revenue Sufficiency | 2030 | 45 | -75.1 | 1
3 Revenue Sufficiency | 2030 | 45 | -70.3 | 1
3 Revenue Sufficiency | 2030 | 45 | 35.7 | 1
3 Revenue Sufficiency | 2030 | 45 | 51.4 | 1
3 Revenue Sufficiency | 2030 | 45 | 57.9 | 1
3 Revenue Sufficiency | 2030 | 45 | 66.1 | 1
3 Revenue Sufficiency | 2030 | 45 | 83.6 | 1
3 Revenue Sufficiency | 2030 | 45 | 106.8 | 1
3 Revenue Sufficiency | 2030 | 45 | 110.2 | 1
3 Revenue Sufficiency | 2030 | 45 | 114.3 | 1
3 Revenue Sufficiency | 2030 | 46 | -156.4 | 1
3 Revenue Sufficiency | 2030 | 46 | -92.3 | 1
3 Revenue Sufficiency | 2030 | 46 | -92.1 | 1
3 Revenue Sufficiency | 2030 | 46 | -80.1 | 1
3 Revenue Sufficiency | 2030 | 46 | -69.9 | 1
3 Revenue Sufficiency | 2030 | 46 | -65.7 | 1
3 Revenue Sufficiency | 2030 | 46 | -65.5 | 1
3 Revenue Sufficiency | 2030 | 46 | -65.4 | 1
3 Revenue Sufficiency | 2030 | 46 | -61.1 | 1
3 Revenue Sufficiency | 2030 | 46 | -56.8 | 1
3 Revenue Sufficiency | 2030 | 46 | -47.4 | 1
3 Revenue Sufficiency | 2030 | 46 | -45.2 | 1
3 Revenue Sufficiency | 2030 | 46 | 37.2 | 1
3 Revenue Sufficiency | 2030 | 46 | 47.7 | 1
3 Revenue Sufficiency | 2030 | 46 | 58.2 | 1
3 Revenue Sufficiency | 2030 | 46 | 68.8 | 1
3 Revenue Sufficiency | 2030 | 46 | 76.5 | 1
3 Revenue Sufficiency | 2030 | 46 | 158.8 | 1
3 Revenue Sufficiency | 2030 | 47 | -143.9 | 1
3 Revenue Sufficiency | 2030 | 47 | -98.4 | 1
3 Revenue Sufficiency | 2030 | 47 | -81.5 | 1
3 Revenue Sufficiency | 2030 | 47 | -65.2 | 1
3 Revenue Sufficiency | 2030 | 47 | -63.9 | 1
3 Revenue Sufficiency | 2030 | 47 | 51.6 | 1
3 Revenue Sufficiency | 2030 | 47 | 53.4 | 1
3 Revenue Sufficiency | 2030 | 47 | 56.1 | 1
3 Revenue Sufficiency | 2030 | 47 | 59.9 | 1
3 Revenue Sufficiency | 2030 | 47 | 94.8 | 1
3 Revenue Sufficiency | 2030 | 47 | 102.7 | 1
3 Revenue Sufficiency | 2030 | 47 | 108.6 | 1
3 Revenue Sufficiency | 2030 | 47 | 131.4 | 1
3 Revenue Sufficiency | 2030 | 48 | -157.3 | 1
3 Revenue Sufficiency | 2030 | 48 | -143.9 | 1
3 Revenue Sufficiency | 2030 | 48 | -125.1 | 1
3 Revenue Sufficiency | 2030 | 48 | -108.4 | 1
3 Revenue Sufficiency | 2030 | 48 | -90.7 | 1
3 Revenue Sufficiency | 2030 | 48 | -74.3 | 1
3 Revenue Sufficiency | 2030 | 48 | -68.2 | 1
3 Revenue Sufficiency | 2030 | 48 | -63.8 | 1
3 Revenue Sufficiency | 2030 | 48 | -43.1 | 1
3 Revenue Sufficiency | 2030 | 48 | 107.7 | 1
3 Revenue Sufficiency | 2030 | 48 | 123.5 | 1
3 Revenue Sufficiency | 2030 | 49 | -112.1 | 1
3 Revenue Sufficiency | 2030 | 49 | -104.7 | 1
3 Revenue Sufficiency | 2030 | 49 | -96.3 | 1
3 Revenue Sufficiency | 2030 | 49 | -81.2 | 1
3 Revenue Sufficiency | 2030 | 49 | -31.5 | 1
3 Revenue Sufficiency | 2030 | 49 | 49.8 | 1
3 Revenue Sufficiency | 2030 | 49 | 52.5 | 2
3 Revenue Sufficiency | 2030 | 49 | 56.1 | 1
3 Revenue Sufficiency | 2030 | 49 | 62.9 | 1
3 Revenue Sufficiency | 2030 | 49 | 95.2 | 1
3 Revenue Sufficiency | 2030 | 49 | 104.1 | 1
3 Revenue Sufficiency | 2030 | 49 | 129.6 | 1
3 Revenue Sufficiency | 2030 | 50 | -140.9 | 1
3 Revenue Sufficiency | 2030 | 50 | -125.1 | 1
3 Revenue Sufficiency | 2030 | 50 | -106.8 | 1
3 Revenue Sufficiency | 2030 | 50 | -94.4 | 1
3 Revenue Sufficiency | 2030 | 50 | -67.3 | 1
3 Revenue Sufficiency | 2030 | 50 | -52.8 | 1
3 Revenue Sufficiency | 2030 | 50 | 35 | 1
3 Revenue Sufficiency | 2030 | 50 | 43.8 | 1
3 Revenue Sufficiency | 2030 | 50 | 46.3 | 1
3 Revenue Sufficiency | 2030 | 50 | 59.7 | 1
3 Revenue Sufficiency | 2030 | 50 | 62.7 | 1
3 Revenue Sufficiency | 2030 | 50 | 64.5 | 1
3 Revenue Sufficiency | 2030 | 50 | 78.9 | 1
3 Revenue Sufficiency | 2030 | 50 | 82.5 | 1
3 Revenue Sufficiency | 2030 | 50 | 99.1 | 1
3 Revenue Sufficiency | 2030 | 51 | -206.5 | 1
3 Revenue Sufficiency | 2030 | 51 | -157.8 | 1
3 Revenue Sufficiency | 2030 | 51 | -147.2 | 1
3 Revenue Sufficiency | 2030 | 51 | -120.3 | 1
3 Revenue Sufficiency | 2030 | 51 | -119.2 | 1
3 Revenue Sufficiency | 2030 | 51 | -79.2 | 1
3 Revenue Sufficiency | 2030 | 51 | -64.9 | 1
3 Revenue Sufficiency | 2030 | 51 | -48.7 | 1
3 Revenue Sufficiency | 2030 | 51 | -44.4 | 1
3 Revenue Sufficiency | 2030 | 51 | -36.2 | 1
3 Revenue Sufficiency | 2030 | 51 | 48.9 | 1
3 Revenue Sufficiency | 2030 | 51 | 54.6 | 1
3 Revenue Sufficiency | 2030 | 51 | 56.5 | 1
3 Revenue Sufficiency | 2030 | 51 | 67.2 | 1
3 Revenue Sufficiency | 2030 | 51 | 106.5 | 1
3 Revenue Sufficiency | 2030 | 51 | 145.7 | 1
3 Revenue Sufficiency | 2030 | 52 | -106.6 | 1
3 Revenue Sufficiency | 2030 | 52 | -95.2 | 1
3 Revenue Sufficiency | 2030 | 52 | -88.5 | 1
3 Revenue Sufficiency | 2030 | 52 | -60.1 | 1
3 Revenue Sufficiency | 2030 | 52 | 29.6 | 1
3 Revenue Sufficiency | 2030 | 52 | 57 | 1
3 Revenue Sufficiency | 2030 | 52 | 57.1 | 1
3 Revenue Sufficiency | 2030 | 52 | 75.2 | 1
3 Revenue Sufficiency | 2030 | 52 | 84.4 | 1
3 Revenue Sufficiency | 2030 | 53 | -97.8 | 1
3 Revenue Sufficiency | 2030 | 53 | -97.5 | 1
3 Revenue Sufficiency | 2030 | 53 | -77.1 | 1
3 Revenue Sufficiency | 2030 | 53 | -51.6 | 1
3 Revenue Sufficiency | 2030 | 53 | 39.3 | 1
3 Revenue Sufficiency | 2030 | 53 | 45.4 | 1
3 Revenue Sufficiency | 2030 | 53 | 48.4 | 1
3 Revenue Sufficiency | 2030 | 53 | 51 | 1
3 Revenue Sufficiency | 2030 | 53 | 59 | 1
3 Revenue Sufficiency | 2030 | 53 | 63.4 | 1
3 Revenue Sufficiency | 2030 | 53 | 80.3 | 1
3 Revenue Sufficiency | 2030 | 53 | 92.6 | 1
3 Revenue Sufficiency | 2030 | 53 | 109.7 | 1
3 Revenue Sufficiency | 2030 | 53 | 114 | 1
3 Revenue Sufficiency | 2030 | 53 | 135 | 1
3 Revenue Sufficiency | 2030 | 54 | -166 | 1
3 Revenue Sufficiency | 2030 | 54 | -89.8 | 1
3 Revenue Sufficiency | 2030 | 54 | 68.3 | 1
3 Revenue Sufficiency | 2030 | 54 | 104.3 | 1
3 Revenue Sufficiency | 2030 | 54 | 116.3 | 1
3 Revenue Sufficiency | 2030 | 54 | 235.5 | 1
3 Revenue Sufficiency | 2030 | 55 | -126.3 | 1
3 Revenue Sufficiency | 2030 | 55 | -87.2 | 1
3 Revenue Sufficiency | 2030 | 55 | -86.6 | 1
3 Revenue Sufficiency | 2030 | 55 | -86.5 | 1
3 Revenue Sufficiency | 2030 | 55 | -86 | 1
3 Revenue Sufficiency | 2030 | 55 | 40.6 | 1
3 Revenue Sufficiency | 2030 | 55 | 73 | 1
3 Revenue Sufficiency | 2030 | 55 | 74.6 | 1
3 Revenue Sufficiency | 2030 | 55 | 83.7 | 1
3 Revenue Sufficiency | 2030 | 55 | 107.7 | 1
3 Revenue Sufficiency | 2030 | 55 | 125.3 | 1
3 Revenue Sufficiency | 2030 | 56 | -93.3 | 1
3 Revenue Sufficiency | 2030 | 56 | -82.6 | 1
3 Revenue Sufficiency | 2030 | 56 | -53.5 | 1
3 Revenue Sufficiency | 2030 | 56 | 30.9 | 1
3 Revenue Sufficiency | 2030 | 56 | 50.8 | 1
3 Revenue Sufficiency | 2030 | 56 | 58.8 | 1
3 Revenue Sufficiency | 2030 | 56 | 60.6 | 1
3 Revenue Sufficiency | 2030 | 56 | 84.4 | 1
3 Revenue Sufficiency | 2030 | 57 | -80.9 | 1
3 Revenue Sufficiency | 2030 | 57 | -47.5 | 1
3 Revenue Sufficiency | 2030 | 57 | 137 | 1
3 Revenue Sufficiency | 2030 | 57 | 151.8 | 1
3 Revenue Sufficiency | 2030 | 58 | -106 | 1
3 Revenue Sufficiency | 2030 | 58 | -93.8 | 1
3 Revenue Sufficiency | 2030 | 58 | -82.9 | 1
3 Revenue Sufficiency | 2030 | 58 | -66.6 | 1
3 Revenue Sufficiency | 2030 | 58 | 39.5 | 1
3 Revenue Sufficiency | 2030 | 58 | 49.5 | 1
3 Revenue Sufficiency | 2030 | 58 | 72.7 | 1
3 Revenue Sufficiency | 2030 | 58 | 73.2 | 1
3 Revenue Sufficiency | 2030 | 58 | 106.9 | 1
3 Revenue Sufficiency | 2030 | 58 | 113.5 | 1
3 Revenue Sufficiency | 2030 | 59 | -61.4 | 1
3 Revenue Sufficiency | 2030 | 59 | 72.8 | 1
3 Revenue Sufficiency | 2030 | 59 | 156.8 | 1
3 Revenue Sufficiency | 2030 | 60 | -73.9 | 1
3 Revenue Sufficiency | 2030 | 60 | -50.8 | 1
3 Revenue Sufficiency | 2030 | 60 | -44.1 | 1
3 Revenue Sufficiency | 2030 | 60 | 48.1 | 1
3 Revenue Sufficiency | 2030 | 60 | 96.5 | 1
3 Revenue Sufficiency | 2030 | 61 | -134.9 | 1
3 Revenue Sufficiency | 2030 | 61 | -106.6 | 1
3 Revenue Sufficiency | 2030 | 61 | -63.6 | 1
3 Revenue Sufficiency | 2030 | 61 | 45.2 | 1
3 Revenue Sufficiency | 2030 | 61 | 80.6 | 1
3 Revenue Sufficiency | 2030 | 61 | 111.3 | 1
3 Revenue Sufficiency | 2030 | 63 | -62.8 | 1
3 Revenue Sufficiency | 2030 | 63 | 59.8 | 1
3 Revenue Sufficiency | 2030 | 63 | 66.6 | 1
3 Revenue Sufficiency | 2030 | 63 | 83.7 | 1
3 Revenue Sufficiency | 2030 | 63 | 85.6 | 1
3 Revenue Sufficiency | 2030 | 64 | -135.8 | 1
3 Revenue Sufficiency | 2030 | 64 | -55.8 | 1
3 Revenue Sufficiency | 2030 | 64 | 45 | 1
3 Revenue Sufficiency | 2030 | 64 | 64.1 | 1
3 Revenue Sufficiency | 2030 | 65 | -123.2 | 1
3 Revenue Sufficiency | 2030 | 65 | 88.4 | 1
3 Revenue Sufficiency | 2030 | 66 | -86 | 1
3 Revenue Sufficiency | 2030 | 66 | -57.7 | 1
3 Revenue Sufficiency | 2030 | 67 | 84.4 | 1
3 Revenue Sufficiency | 2030 | 68 | -75.5 | 1
3 Revenue Sufficiency | 2030 | 69 | -204.8 | 1
3 Revenue Sufficiency | 2030 | 69 | 91.6 | 1
3 Revenue Sufficiency | 2030 | 70 | -139.6 | 1
3 Revenue Sufficiency | 2030 | 70 | -66.1 | 1
3 Revenue Sufficiency | 2030 | 70 | 64.1 | 1
3 Revenue Sufficiency | 2030 | 71 | -236.8 | 1
3 Revenue Sufficiency | 2030 | 72 | -135.5 | 1
3 Revenue Sufficiency | 2030 | 72 | -86 | 1
3 Revenue Sufficiency | 2030 | 73 | -70.6 | 1
3 Revenue Sufficiency | 2030 | 73 | -67 | 1
3 Revenue Sufficiency | 2030 | 75 | -124.5 | 1
3 Revenue Sufficiency | 2030 | 76 | -87.7 | 1
3 Revenue Sufficiency | 2030 | 77 | -76.4 | 1
3 Revenue Sufficiency | 2030 | 79 | -66.9 | 1
3 Revenue Sufficiency | 2030 | 80 | -115.5 | 1
3 Revenue Sufficiency | 2030 | 80 | -80.9 | 1
3 Revenue Sufficiency | 2030 | 81 | -86.8 | 1
3 Revenue Sufficiency | 2030 | 81 | -38.9 | 1
3 Revenue Sufficiency | 2030 | 82 | 80.7 | 1
3 Revenue Sufficiency | 2030 | 83 | -110.1 | 1
3 Revenue Sufficiency | 2030 | 86 | -204.2 | 1
3 Revenue Sufficiency | 2030 | 87 | -74.5 | 1
3 Revenue Sufficiency | 2030 | 87 | 52.1 | 1
3 Revenue Sufficiency | 2030 | 88 | -61.2 | 1
3 Revenue Sufficiency | 2030 | 88 | -45.9 | 1
3 Revenue Sufficiency | 2030 | 88 | 90.4 | 1
3 Revenue Sufficiency | 2030 | 91 | -89.2 | 1
3 Revenue Sufficiency | 2030 | 97 | 66.4 | 1
3 Revenue Sufficiency | 2030 | 106 | -84.8 | 1
3 Revenue Sufficiency | 2030 | 107 | -93.8 | 1
3 Revenue Sufficiency | 2030 | 109 | -84.9 | 1

## 4-10 Market Impact
Back to Contents
Data for Figure 4-10 – Indicative market impact of responding to net demand change
Description: Energy market costs estimated with theoretical perfect dispatch and with simulated real-time
dispatch in each year. A theoretical perfect energy market dispatch at the beginning of a 10-minute interval
would result in generating asset production that exactly balanced net demand at the end of the up-coming
interval. Simulated real-time dispatch reflects more realistic system operation, recognizing the effects of
generating asset characteristics, forecast error, and real-time conditions.
Scenario | Year | Metric | Value
1 Reference Case | 2021 | Theoretical Perfect Dispatch Costs ($) | 6455900000
1 Reference Case | 2021 | Simulated Real-Time Dispatch Costs ($) | 6606400000
1 Reference Case | 2022 | Theoretical Perfect Dispatch Costs ($) | 4920200000
1 Reference Case | 2022 | Simulated Real-Time Dispatch Costs ($) | 5011100000
1 Reference Case | 2023 | Theoretical Perfect Dispatch Costs ($) | 4835400000
1 Reference Case | 2023 | Simulated Real-Time Dispatch Costs ($) | 4863400000
1 Reference Case | 2024 | Theoretical Perfect Dispatch Costs ($) | 4954100000
1 Reference Case | 2024 | Simulated Real-Time Dispatch Costs ($) | 4977200000
1 Reference Case | 2025 | Theoretical Perfect Dispatch Costs ($) | 5136700000
1 Reference Case | 2025 | Simulated Real-Time Dispatch Costs ($) | 5167700000
1 Reference Case | 2026 | Theoretical Perfect Dispatch Costs ($) | 5296100000
1 Reference Case | 2026 | Simulated Real-Time Dispatch Costs ($) | 5343900000
1 Reference Case | 2027 | Theoretical Perfect Dispatch Costs ($) | 5561800000
1 Reference Case | 2027 | Simulated Real-Time Dispatch Costs ($) | 5593300000
1 Reference Case | 2028 | Theoretical Perfect Dispatch Costs ($) | 5836300000
1 Reference Case | 2028 | Simulated Real-Time Dispatch Costs ($) | 5883600000
1 Reference Case | 2029 | Theoretical Perfect Dispatch Costs ($) | 5990900000
1 Reference Case | 2029 | Simulated Real-Time Dispatch Costs ($) | 6015900000
1 Reference Case | 2030 | Theoretical Perfect Dispatch Costs ($) | 6169300000
1 Reference Case | 2030 | Simulated Real-Time Dispatch Costs ($) | 6217200000
2 Diversification | 2021 | Theoretical Perfect Dispatch Costs ($) | 8064400000
2 Diversification | 2021 | Simulated Real-Time Dispatch Costs ($) | 8210600000
2 Diversification | 2022 | Theoretical Perfect Dispatch Costs ($) | 5020500000
2 Diversification | 2022 | Simulated Real-Time Dispatch Costs ($) | 5108600000
2 Diversification | 2023 | Theoretical Perfect Dispatch Costs ($) | 4796400000
2 Diversification | 2023 | Simulated Real-Time Dispatch Costs ($) | 4819900000
2 Diversification | 2024 | Theoretical Perfect Dispatch Costs ($) | 5010200000
2 Diversification | 2024 | Simulated Real-Time Dispatch Costs ($) | 5038100000
2 Diversification | 2025 | Theoretical Perfect Dispatch Costs ($) | 5266300000
2 Diversification | 2025 | Simulated Real-Time Dispatch Costs ($) | 5307300000
2 Diversification | 2026 | Theoretical Perfect Dispatch Costs ($) | 5364400000
2 Diversification | 2026 | Simulated Real-Time Dispatch Costs ($) | 5393000000
2 Diversification | 2027 | Theoretical Perfect Dispatch Costs ($) | 5579700000
2 Diversification | 2027 | Simulated Real-Time Dispatch Costs ($) | 5615200000
2 Diversification | 2028 | Theoretical Perfect Dispatch Costs ($) | 5710600000
2 Diversification | 2028 | Simulated Real-Time Dispatch Costs ($) | 5744700000
2 Diversification | 2029 | Theoretical Perfect Dispatch Costs ($) | 5955600000
2 Diversification | 2029 | Simulated Real-Time Dispatch Costs ($) | 5992000000
2 Diversification | 2030 | Theoretical Perfect Dispatch Costs ($) | 6057600000
2 Diversification | 2030 | Simulated Real-Time Dispatch Costs ($) | 6097700000
3 Revenue Sufficiency | 2021 | Theoretical Perfect Dispatch Costs ($) | 5850700000
3 Revenue Sufficiency | 2021 | Simulated Real-Time Dispatch Costs ($) | 6001900000
3 Revenue Sufficiency | 2022 | Theoretical Perfect Dispatch Costs ($) | 4852600000
3 Revenue Sufficiency | 2022 | Simulated Real-Time Dispatch Costs ($) | 4925800000
3 Revenue Sufficiency | 2023 | Theoretical Perfect Dispatch Costs ($) | 4818300000
3 Revenue Sufficiency | 2023 | Simulated Real-Time Dispatch Costs ($) | 4851100000
3 Revenue Sufficiency | 2024 | Theoretical Perfect Dispatch Costs ($) | 4993400000
3 Revenue Sufficiency | 2024 | Simulated Real-Time Dispatch Costs ($) | 5016000000
3 Revenue Sufficiency | 2025 | Theoretical Perfect Dispatch Costs ($) | 5252800000
3 Revenue Sufficiency | 2025 | Simulated Real-Time Dispatch Costs ($) | 5293100000
3 Revenue Sufficiency | 2026 | Theoretical Perfect Dispatch Costs ($) | 5482000000
3 Revenue Sufficiency | 2026 | Simulated Real-Time Dispatch Costs ($) | 5519400000
3 Revenue Sufficiency | 2027 | Theoretical Perfect Dispatch Costs ($) | 5650000000
3 Revenue Sufficiency | 2027 | Simulated Real-Time Dispatch Costs ($) | 5697600000
3 Revenue Sufficiency | 2028 | Theoretical Perfect Dispatch Costs ($) | 5840200000
3 Revenue Sufficiency | 2028 | Simulated Real-Time Dispatch Costs ($) | 5888700000
3 Revenue Sufficiency | 2029 | Theoretical Perfect Dispatch Costs ($) | 6087500000
3 Revenue Sufficiency | 2029 | Simulated Real-Time Dispatch Costs ($) | 6129200000
3 Revenue Sufficiency | 2030 | Theoretical Perfect Dispatch Costs ($) | 6091800000
3 Revenue Sufficiency | 2030 | Simulated Real-Time Dispatch Costs ($) | 6134600000