## Contents
Alberta Electric System Operator 2020 System Flexibility Assessment Data File
This workbook contains data used for figures in the AESO 2020 System Flexibility Assessment published July 2020.
Contents:
Data for Figure 3-1 – Peak Alberta internal load and generation capacity
Data for Figures 4-1 and 4-2 – Distribution of 10-minute and 60-minute ramps for load, variable generation, and net demand
Data for Figure 4-3 – Ramp rates of dispatchable generation
Data for Figure 4-4 – Average response delay of dispatchable generation
Data for Figure 4-5 – System flexibility responses to net demand change
Data for Figure 4-6 – Distribution of 10-minute-ahead wind generation forecast error
Data for Figure 4-7 – Cumulative absolute dispatch ramp over 10-minute intervals
Data for Figure 4-8 – Average number of on/off cycles per generating asset by technology
Data for Figure 4-9 – Duration and size of simulated area control errors
Data for Figure 4-10 – Indicative market impact of responding to net demand change
For further clarification, or comments please contact market.analysis@aeso.ca
Disclaimer
The information contained in this document is for information purposes only. As such, the AESO makes no warranties or
representations as to the accuracy, completeness or fitness for any particular purpose with respect to the information
contained herein, whether express or implied. While the AESO has made every attempt to ensure information is obtained from
reliable sources, the AESO is not responsible for any errors or omissions. Consequently, any reliance placed on the information
contained herein is at the user’s sole risk.

## 3-1 Capacity
Back to Contents
Data for Figure 3-1 – Peak Alberta internal load and generation capacity
Description: Annual load and generation capacity, differentiated between variable and dispatchable
generation, for the reference case, diversification scenario, and revenue sufficiency scenario.
Dispatchable generation includes coal-fired, cogeneration, combined cycle, simple cycle, hydro, and
other dispatchable generation. Variable generation includes wind and solar generation.
|  | Load | Generation
Scenario | Year | Peak Load (AIL) (MW) | Asset Type | Dispatch Group | Capacity (MW)
1 Reference Case | 2021 | 12412 | Coal | Dispatchable | 4238
1 Reference Case | 2021 | 12412 | Coal to Gas | Dispatchable | 1192
1 Reference Case | 2021 | 12412 | CoGen | Dispatchable | 5166
1 Reference Case | 2021 | 12412 | Combined Cycle | Dispatchable | 1753
1 Reference Case | 2021 | 12412 | Simple Cycle | Dispatchable | 1148
1 Reference Case | 2021 | 12412 | Hydro | Dispatchable | 894
1 Reference Case | 2021 | 12412 | Other | Dispatchable | 423
1 Reference Case | 2021 | 12412 | Wind | Variable | 2792.7
1 Reference Case | 2021 | 12412 | Solar | Variable | 131
1 Reference Case | 2022 | 12536 | Coal | Dispatchable | 3464
1 Reference Case | 2022 | 12536 | Coal to Gas | Dispatchable | 1966
1 Reference Case | 2022 | 12536 | CoGen | Dispatchable | 5301
1 Reference Case | 2022 | 12536 | Combined Cycle | Dispatchable | 1753
1 Reference Case | 2022 | 12536 | Simple Cycle | Dispatchable | 1380.5
1 Reference Case | 2022 | 12536 | Hydro | Dispatchable | 894
1 Reference Case | 2022 | 12536 | Other | Dispatchable | 423
1 Reference Case | 2022 | 12536 | Wind | Variable | 2792.7
1 Reference Case | 2022 | 12536 | Solar | Variable | 131
1 Reference Case | 2023 | 12638 | Coal | Dispatchable | 1884
1 Reference Case | 2023 | 12638 | Coal to Gas | Dispatchable | 3546
1 Reference Case | 2023 | 12638 | CoGen | Dispatchable | 5301
1 Reference Case | 2023 | 12638 | Combined Cycle | Dispatchable | 1753
1 Reference Case | 2023 | 12638 | Simple Cycle | Dispatchable | 1380.5
1 Reference Case | 2023 | 12638 | Hydro | Dispatchable | 894
1 Reference Case | 2023 | 12638 | Other | Dispatchable | 423
1 Reference Case | 2023 | 12638 | Wind | Variable | 2792.7
1 Reference Case | 2023 | 12638 | Solar | Variable | 131
1 Reference Case | 2024 | 12700 | Coal | Dispatchable | 1421
1 Reference Case | 2024 | 12700 | Coal to Gas | Dispatchable | 4009
1 Reference Case | 2024 | 12700 | CoGen | Dispatchable | 5391
1 Reference Case | 2024 | 12700 | Combined Cycle | Dispatchable | 1753
1 Reference Case | 2024 | 12700 | Simple Cycle | Dispatchable | 1380.5
1 Reference Case | 2024 | 12700 | Hydro | Dispatchable | 894
1 Reference Case | 2024 | 12700 | Other | Dispatchable | 423
1 Reference Case | 2024 | 12700 | Wind | Variable | 2892.7
1 Reference Case | 2024 | 12700 | Solar | Variable | 131
1 Reference Case | 2025 | 12800 | Coal | Dispatchable | 1421
1 Reference Case | 2025 | 12800 | Coal to Gas | Dispatchable | 4009
1 Reference Case | 2025 | 12800 | CoGen | Dispatchable | 5436
1 Reference Case | 2025 | 12800 | Combined Cycle | Dispatchable | 1753
1 Reference Case | 2025 | 12800 | Simple Cycle | Dispatchable | 1613
1 Reference Case | 2025 | 12800 | Hydro | Dispatchable | 894
1 Reference Case | 2025 | 12800 | Other | Dispatchable | 423
1 Reference Case | 2025 | 12800 | Wind | Variable | 2992.7
1 Reference Case | 2025 | 12800 | Solar | Variable | 181
1 Reference Case | 2026 | 12906 | Coal | Dispatchable | 1266
1 Reference Case | 2026 | 12906 | Coal to Gas | Dispatchable | 4009
1 Reference Case | 2026 | 12906 | CoGen | Dispatchable | 5436
1 Reference Case | 2026 | 12906 | Combined Cycle | Dispatchable | 1753
1 Reference Case | 2026 | 12906 | Simple Cycle | Dispatchable | 1845.5
1 Reference Case | 2026 | 12906 | Hydro | Dispatchable | 894
1 Reference Case | 2026 | 12906 | Other | Dispatchable | 423
1 Reference Case | 2026 | 12906 | Wind | Variable | 3192.7
1 Reference Case | 2026 | 12906 | Solar | Variable | 181
1 Reference Case | 2027 | 12999 | Coal | Dispatchable | 1266
1 Reference Case | 2027 | 12999 | Coal to Gas | Dispatchable | 4009
1 Reference Case | 2027 | 12999 | CoGen | Dispatchable | 5481
1 Reference Case | 2027 | 12999 | Combined Cycle | Dispatchable | 1753
1 Reference Case | 2027 | 12999 | Simple Cycle | Dispatchable | 1845.5
1 Reference Case | 2027 | 12999 | Hydro | Dispatchable | 894
1 Reference Case | 2027 | 12999 | Other | Dispatchable | 423
1 Reference Case | 2027 | 12999 | Wind | Variable | 3192.7
1 Reference Case | 2027 | 12999 | Solar | Variable | 231
1 Reference Case | 2028 | 13078 | Coal | Dispatchable | 466
1 Reference Case | 2028 | 13078 | Coal to Gas | Dispatchable | 4809
1 Reference Case | 2028 | 13078 | CoGen | Dispatchable | 5481
1 Reference Case | 2028 | 13078 | Combined Cycle | Dispatchable | 1753
1 Reference Case | 2028 | 13078 | Simple Cycle | Dispatchable | 1845.5
1 Reference Case | 2028 | 13078 | Hydro | Dispatchable | 894
1 Reference Case | 2028 | 13078 | Other | Dispatchable | 423
1 Reference Case | 2028 | 13078 | Wind | Variable | 3442.7
1 Reference Case | 2028 | 13078 | Solar | Variable | 231
1 Reference Case | 2029 | 13197 | Coal | Dispatchable | 0
1 Reference Case | 2029 | 13197 | Coal to Gas | Dispatchable | 5275
1 Reference Case | 2029 | 13197 | CoGen | Dispatchable | 5481
1 Reference Case | 2029 | 13197 | Combined Cycle | Dispatchable | 1753
1 Reference Case | 2029 | 13197 | Simple Cycle | Dispatchable | 2078
1 Reference Case | 2029 | 13197 | Hydro | Dispatchable | 894
1 Reference Case | 2029 | 13197 | Other | Dispatchable | 423
1 Reference Case | 2029 | 13197 | Wind | Variable | 3442.7
1 Reference Case | 2029 | 13197 | Solar | Variable | 231
1 Reference Case | 2030 | 13317 | Coal to Gas | Dispatchable | 4890
1 Reference Case | 2030 | 13317 | CoGen | Dispatchable | 5571
1 Reference Case | 2030 | 13317 | Combined Cycle | Dispatchable | 2232
1 Reference Case | 2030 | 13317 | Simple Cycle | Dispatchable | 2078
1 Reference Case | 2030 | 13317 | Hydro | Dispatchable | 894
1 Reference Case | 2030 | 13317 | Other | Dispatchable | 423
1 Reference Case | 2030 | 13317 | Wind | Variable | 3842.7
1 Reference Case | 2030 | 13317 | Solar | Variable | 231
2 Diversification | 2021 | 12541 | Coal | Dispatchable | 4238
2 Diversification | 2021 | 12541 | Coal to Gas | Dispatchable | 1192
2 Diversification | 2021 | 12541 | CoGen | Dispatchable | 5166
2 Diversification | 2021 | 12541 | Combined Cycle | Dispatchable | 1753
2 Diversification | 2021 | 12541 | Simple Cycle | Dispatchable | 1148
2 Diversification | 2021 | 12541 | Hydro | Dispatchable | 894
2 Diversification | 2021 | 12541 | Other | Dispatchable | 423
2 Diversification | 2021 | 12541 | Wind | Variable | 2992.7
2 Diversification | 2021 | 12541 | Solar | Variable | 661
2 Diversification | 2022 | 12587 | Coal | Dispatchable | 3464
2 Diversification | 2022 | 12587 | Coal to Gas | Dispatchable | 1966
2 Diversification | 2022 | 12587 | CoGen | Dispatchable | 5166
2 Diversification | 2022 | 12587 | Combined Cycle | Dispatchable | 1753
2 Diversification | 2022 | 12587 | Simple Cycle | Dispatchable | 1380.5
2 Diversification | 2022 | 12587 | Hydro | Dispatchable | 894
2 Diversification | 2022 | 12587 | Other | Dispatchable | 423
2 Diversification | 2022 | 12587 | Wind | Variable | 2992.7
2 Diversification | 2022 | 12587 | Solar | Variable | 711
2 Diversification | 2023 | 12639 | Coal | Dispatchable | 1884
2 Diversification | 2023 | 12639 | Coal to Gas | Dispatchable | 3546
2 Diversification | 2023 | 12639 | CoGen | Dispatchable | 5166
2 Diversification | 2023 | 12639 | Combined Cycle | Dispatchable | 1753
2 Diversification | 2023 | 12639 | Simple Cycle | Dispatchable | 1380.5
2 Diversification | 2023 | 12639 | Hydro | Dispatchable | 894
2 Diversification | 2023 | 12639 | Other | Dispatchable | 423
2 Diversification | 2023 | 12639 | Wind | Variable | 2992.7
2 Diversification | 2023 | 12639 | Solar | Variable | 731
2 Diversification | 2024 | 12708 | Coal | Dispatchable | 1421
2 Diversification | 2024 | 12708 | Coal to Gas | Dispatchable | 4009
2 Diversification | 2024 | 12708 | CoGen | Dispatchable | 5166
2 Diversification | 2024 | 12708 | Combined Cycle | Dispatchable | 1753
2 Diversification | 2024 | 12708 | Simple Cycle | Dispatchable | 1380.5
2 Diversification | 2024 | 12708 | Hydro | Dispatchable | 894
2 Diversification | 2024 | 12708 | Other | Dispatchable | 423
2 Diversification | 2024 | 12708 | Wind | Variable | 2992.7
2 Diversification | 2024 | 12708 | Solar | Variable | 731
2 Diversification | 2025 | 12768 | Coal | Dispatchable | 1421
2 Diversification | 2025 | 12768 | Coal to Gas | Dispatchable | 4009
2 Diversification | 2025 | 12768 | CoGen | Dispatchable | 5166
2 Diversification | 2025 | 12768 | Combined Cycle | Dispatchable | 1753
2 Diversification | 2025 | 12768 | Simple Cycle | Dispatchable | 1380.5
2 Diversification | 2025 | 12768 | Hydro | Dispatchable | 894
2 Diversification | 2025 | 12768 | Other | Dispatchable | 423
2 Diversification | 2025 | 12768 | Wind | Variable | 2992.7
2 Diversification | 2025 | 12768 | Solar | Variable | 731
2 Diversification | 2026 | 12834 | Coal | Dispatchable | 1266
2 Diversification | 2026 | 12834 | Coal to Gas | Dispatchable | 4009
2 Diversification | 2026 | 12834 | CoGen | Dispatchable | 5166
2 Diversification | 2026 | 12834 | Combined Cycle | Dispatchable | 1753
2 Diversification | 2026 | 12834 | Simple Cycle | Dispatchable | 1613
2 Diversification | 2026 | 12834 | Hydro | Dispatchable | 894
2 Diversification | 2026 | 12834 | Other | Dispatchable | 423
2 Diversification | 2026 | 12834 | Wind | Variable | 3092.7
2 Diversification | 2026 | 12834 | Solar | Variable | 731
2 Diversification | 2027 | 12884 | Coal | Dispatchable | 1266
2 Diversification | 2027 | 12884 | Coal to Gas | Dispatchable | 4009
2 Diversification | 2027 | 12884 | CoGen | Dispatchable | 5166
2 Diversification | 2027 | 12884 | Combined Cycle | Dispatchable | 1753
2 Diversification | 2027 | 12884 | Simple Cycle | Dispatchable | 1613
2 Diversification | 2027 | 12884 | Hydro | Dispatchable | 894
2 Diversification | 2027 | 12884 | Other | Dispatchable | 423
2 Diversification | 2027 | 12884 | Wind | Variable | 3092.7
2 Diversification | 2027 | 12884 | Solar | Variable | 1131
2 Diversification | 2028 | 12943 | Coal | Dispatchable | 466
2 Diversification | 2028 | 12943 | Coal to Gas | Dispatchable | 4809
2 Diversification | 2028 | 12943 | CoGen | Dispatchable | 5166
2 Diversification | 2028 | 12943 | Combined Cycle | Dispatchable | 1753
2 Diversification | 2028 | 12943 | Simple Cycle | Dispatchable | 1613
2 Diversification | 2028 | 12943 | Hydro | Dispatchable | 894
2 Diversification | 2028 | 12943 | Other | Dispatchable | 423
2 Diversification | 2028 | 12943 | Wind | Variable | 3292.7
2 Diversification | 2028 | 12943 | Solar | Variable | 1531
2 Diversification | 2029 | 13036 | Coal | Dispatchable | 0
2 Diversification | 2029 | 13036 | Coal to Gas | Dispatchable | 5275
2 Diversification | 2029 | 13036 | CoGen | Dispatchable | 5166
2 Diversification | 2029 | 13036 | Combined Cycle | Dispatchable | 1753
2 Diversification | 2029 | 13036 | Simple Cycle | Dispatchable | 1613
2 Diversification | 2029 | 13036 | Hydro | Dispatchable | 894
2 Diversification | 2029 | 13036 | Other | Dispatchable | 423
2 Diversification | 2029 | 13036 | Wind | Variable | 3592.7
2 Diversification | 2029 | 13036 | Solar | Variable | 1931
2 Diversification | 2030 | 13147 | Coal to Gas | Dispatchable | 4890
2 Diversification | 2030 | 13147 | CoGen | Dispatchable | 5256
2 Diversification | 2030 | 13147 | Combined Cycle | Dispatchable | 2232
2 Diversification | 2030 | 13147 | Simple Cycle | Dispatchable | 1845.5
2 Diversification | 2030 | 13147 | Hydro | Dispatchable | 894
2 Diversification | 2030 | 13147 | Other | Dispatchable | 423
2 Diversification | 2030 | 13147 | Wind | Variable | 3892.7
2 Diversification | 2030 | 13147 | Solar | Variable | 2331
3 Revenue Sufficiency | 2021 | 12327 | Coal | Dispatchable | 4238
3 Revenue Sufficiency | 2021 | 12327 | Coal to Gas | Dispatchable | 1192
3 Revenue Sufficiency | 2021 | 12327 | CoGen | Dispatchable | 5166
3 Revenue Sufficiency | 2021 | 12327 | Combined Cycle | Dispatchable | 1753
3 Revenue Sufficiency | 2021 | 12327 | Simple Cycle | Dispatchable | 1148
3 Revenue Sufficiency | 2021 | 12327 | Hydro | Dispatchable | 894
3 Revenue Sufficiency | 2021 | 12327 | Other | Dispatchable | 423
3 Revenue Sufficiency | 2021 | 12327 | Wind | Variable | 2910.7
3 Revenue Sufficiency | 2021 | 12327 | Solar | Variable | 283
3 Revenue Sufficiency | 2022 | 12451 | Coal | Dispatchable | 3464
3 Revenue Sufficiency | 2022 | 12451 | Coal to Gas | Dispatchable | 1966
3 Revenue Sufficiency | 2022 | 12451 | CoGen | Dispatchable | 5301
3 Revenue Sufficiency | 2022 | 12451 | Combined Cycle | Dispatchable | 1753
3 Revenue Sufficiency | 2022 | 12451 | Simple Cycle | Dispatchable | 1148
3 Revenue Sufficiency | 2022 | 12451 | Hydro | Dispatchable | 894
3 Revenue Sufficiency | 2022 | 12451 | Other | Dispatchable | 423
3 Revenue Sufficiency | 2022 | 12451 | Wind | Variable | 2910.7
3 Revenue Sufficiency | 2022 | 12451 | Solar | Variable | 283
3 Revenue Sufficiency | 2023 | 12553 | Coal | Dispatchable | 1884
3 Revenue Sufficiency | 2023 | 12553 | Coal to Gas | Dispatchable | 3546
3 Revenue Sufficiency | 2023 | 12553 | CoGen | Dispatchable | 5301
3 Revenue Sufficiency | 2023 | 12553 | Combined Cycle | Dispatchable | 1753
3 Revenue Sufficiency | 2023 | 12553 | Simple Cycle | Dispatchable | 1148
3 Revenue Sufficiency | 2023 | 12553 | Hydro | Dispatchable | 894
3 Revenue Sufficiency | 2023 | 12553 | Other | Dispatchable | 423
3 Revenue Sufficiency | 2023 | 12553 | Wind | Variable | 2910.7
3 Revenue Sufficiency | 2023 | 12553 | Solar | Variable | 283
3 Revenue Sufficiency | 2024 | 12681 | Coal | Dispatchable | 1421
3 Revenue Sufficiency | 2024 | 12681 | Coal to Gas | Dispatchable | 4009
3 Revenue Sufficiency | 2024 | 12681 | CoGen | Dispatchable | 5391
3 Revenue Sufficiency | 2024 | 12681 | Combined Cycle | Dispatchable | 1753
3 Revenue Sufficiency | 2024 | 12681 | Simple Cycle | Dispatchable | 1148
3 Revenue Sufficiency | 2024 | 12681 | Hydro | Dispatchable | 894
3 Revenue Sufficiency | 2024 | 12681 | Other | Dispatchable | 423
3 Revenue Sufficiency | 2024 | 12681 | Wind | Variable | 2910.7
3 Revenue Sufficiency | 2024 | 12681 | Solar | Variable | 283
3 Revenue Sufficiency | 2025 | 12722 | Coal | Dispatchable | 1421
3 Revenue Sufficiency | 2025 | 12722 | Coal to Gas | Dispatchable | 4009
3 Revenue Sufficiency | 2025 | 12722 | CoGen | Dispatchable | 5436
3 Revenue Sufficiency | 2025 | 12722 | Combined Cycle | Dispatchable | 1753
3 Revenue Sufficiency | 2025 | 12722 | Simple Cycle | Dispatchable | 1148
3 Revenue Sufficiency | 2025 | 12722 | Hydro | Dispatchable | 894
3 Revenue Sufficiency | 2025 | 12722 | Other | Dispatchable | 423
3 Revenue Sufficiency | 2025 | 12722 | Wind | Variable | 2910.7
3 Revenue Sufficiency | 2025 | 12722 | Solar | Variable | 283
3 Revenue Sufficiency | 2026 | 12821 | Coal | Dispatchable | 1266
3 Revenue Sufficiency | 2026 | 12821 | Coal to Gas | Dispatchable | 4009
3 Revenue Sufficiency | 2026 | 12821 | CoGen | Dispatchable | 5436
3 Revenue Sufficiency | 2026 | 12821 | Combined Cycle | Dispatchable | 1753
3 Revenue Sufficiency | 2026 | 12821 | Simple Cycle | Dispatchable | 1148
3 Revenue Sufficiency | 2026 | 12821 | Hydro | Dispatchable | 894
3 Revenue Sufficiency | 2026 | 12821 | Other | Dispatchable | 423
3 Revenue Sufficiency | 2026 | 12821 | Wind | Variable | 3310.7
3 Revenue Sufficiency | 2026 | 12821 | Solar | Variable | 283
3 Revenue Sufficiency | 2027 | 12914 | Coal | Dispatchable | 1266
3 Revenue Sufficiency | 2027 | 12914 | Coal to Gas | Dispatchable | 4009
3 Revenue Sufficiency | 2027 | 12914 | CoGen | Dispatchable | 5481
3 Revenue Sufficiency | 2027 | 12914 | Combined Cycle | Dispatchable | 1753
3 Revenue Sufficiency | 2027 | 12914 | Simple Cycle | Dispatchable | 1148
3 Revenue Sufficiency | 2027 | 12914 | Hydro | Dispatchable | 894
3 Revenue Sufficiency | 2027 | 12914 | Other | Dispatchable | 423
3 Revenue Sufficiency | 2027 | 12914 | Wind | Variable | 3710.7
3 Revenue Sufficiency | 2027 | 12914 | Solar | Variable | 283
3 Revenue Sufficiency | 2028 | 13048 | Coal | Dispatchable | 466
3 Revenue Sufficiency | 2028 | 13048 | Coal to Gas | Dispatchable | 4809
3 Revenue Sufficiency | 2028 | 13048 | CoGen | Dispatchable | 5481
3 Revenue Sufficiency | 2028 | 13048 | Combined Cycle | Dispatchable | 1753
3 Revenue Sufficiency | 2028 | 13048 | Simple Cycle | Dispatchable | 1287.5
3 Revenue Sufficiency | 2028 | 13048 | Hydro | Dispatchable | 894
3 Revenue Sufficiency | 2028 | 13048 | Other | Dispatchable | 423
3 Revenue Sufficiency | 2028 | 13048 | Wind | Variable | 3960.7
3 Revenue Sufficiency | 2028 | 13048 | Solar | Variable | 283
3 Revenue Sufficiency | 2029 | 13119 | Coal | Dispatchable | 0
3 Revenue Sufficiency | 2029 | 13119 | Coal to Gas | Dispatchable | 5275
3 Revenue Sufficiency | 2029 | 13119 | CoGen | Dispatchable | 5481
3 Revenue Sufficiency | 2029 | 13119 | Combined Cycle | Dispatchable | 1753
3 Revenue Sufficiency | 2029 | 13119 | Simple Cycle | Dispatchable | 1287.5
3 Revenue Sufficiency | 2029 | 13119 | Hydro | Dispatchable | 894
3 Revenue Sufficiency | 2029 | 13119 | Other | Dispatchable | 423
3 Revenue Sufficiency | 2029 | 13119 | Wind | Variable | 3960.7
3 Revenue Sufficiency | 2029 | 13119 | Solar | Variable | 283
3 Revenue Sufficiency | 2030 | 13239 | Coal to Gas | Dispatchable | 4890
3 Revenue Sufficiency | 2030 | 13239 | CoGen | Dispatchable | 5571
3 Revenue Sufficiency | 2030 | 13239 | Combined Cycle | Dispatchable | 2711
3 Revenue Sufficiency | 2030 | 13239 | Simple Cycle | Dispatchable | 1427
3 Revenue Sufficiency | 2030 | 13239 | Hydro | Dispatchable | 894
3 Revenue Sufficiency | 2030 | 13239 | Other | Dispatchable | 423
3 Revenue Sufficiency | 2030 | 13239 | Wind | Variable | 3960.7
3 Revenue Sufficiency | 2030 | 13239 | Solar | Variable | 283

## 4-1 and 4-2 Distribution
Back to Contents
Data for Figures 4-1 and 4-2 – Distribution of 10-minute and 60-minute ramps for load, variable generation, and net demand
Description: Size and frequency of 10-minute and 60-minute ramps (increases or decreases, in MW) of Alberta
internal load, variable generation, and net demand. The frequency of ramps is counted in 10 MW bins.
Scenario | Year | Ramp Interval (minutes) | Metric | Bin (MW ±5 MW) | Count
1 Reference Case | 2021 | 10 | Alberta Internal Load (MW) | -380 | 1
1 Reference Case | 2021 | 10 | Alberta Internal Load (MW) | -370 | 0
1 Reference Case | 2021 | 10 | Alberta Internal Load (MW) | -360 | 0
1 Reference Case | 2021 | 10 | Alberta Internal Load (MW) | -350 | 0
1 Reference Case | 2021 | 10 | Alberta Internal Load (MW) | -340 | 0
1 Reference Case | 2021 | 10 | Alberta Internal Load (MW) | -330 | 0
1 Reference Case | 2021 | 10 | Alberta Internal Load (MW) | -320 | 0
1 Reference Case | 2021 | 10 | Alberta Internal Load (MW) | -310 | 0
1 Reference Case | 2021 | 10 | Alberta Internal Load (MW) | -300 | 0
1 Reference Case | 2021 | 10 | Alberta Internal Load (MW) | -290 | 0
1 Reference Case | 2021 | 10 | Alberta Internal Load (MW) | -280 | 0
1 Reference Case | 2021 | 10 | Alberta Internal Load (MW) | -270 | 0
1 Reference Case | 2021 | 10 | Alberta Internal Load (MW) | -260 | 0
1 Reference Case | 2021 | 10 | Alberta Internal Load (MW) | -250 | 0
1 Reference Case | 2021 | 10 | Alberta Internal Load (MW) | -240 | 1
1 Reference Case | 2021 | 10 | Alberta Internal Load (MW) | -230 | 2
1 Reference Case | 2021 | 10 | Alberta Internal Load (MW) | -220 | 1
1 Reference Case | 2021 | 10 | Alberta Internal Load (MW) | -210 | 0
1 Reference Case | 2021 | 10 | Alberta Internal Load (MW) | -200 | 0
1 Reference Case | 2021 | 10 | Alberta Internal Load (MW) | -190 | 0
1 Reference Case | 2021 | 10 | Alberta Internal Load (MW) | -180 | 1
1 Reference Case | 2021 | 10 | Alberta Internal Load (MW) | -170 | 2
1 Reference Case | 2021 | 10 | Alberta Internal Load (MW) | -160 | 6
1 Reference Case | 2021 | 10 | Alberta Internal Load (MW) | -150 | 12
1 Reference Case | 2021 | 10 | Alberta Internal Load (MW) | -140 | 17
1 Reference Case | 2021 | 10 | Alberta Internal Load (MW) | -130 | 42
1 Reference Case | 2021 | 10 | Alberta Internal Load (MW) | -120 | 64
1 Reference Case | 2021 | 10 | Alberta Internal Load (MW) | -110 | 119
1 Reference Case | 2021 | 10 | Alberta Internal Load (MW) | -100 | 196
1 Reference Case | 2021 | 10 | Alberta Internal Load (MW) | -90 | 356
1 Reference Case | 2021 | 10 | Alberta Internal Load (MW) | -80 | 518
1 Reference Case | 2021 | 10 | Alberta Internal Load (MW) | -70 | 806
1 Reference Case | 2021 | 10 | Alberta Internal Load (MW) | -60 | 1303
1 Reference Case | 2021 | 10 | Alberta Internal Load (MW) | -50 | 2049
1 Reference Case | 2021 | 10 | Alberta Internal Load (MW) | -40 | 2871
1 Reference Case | 2021 | 10 | Alberta Internal Load (MW) | -30 | 3987
1 Reference Case | 2021 | 10 | Alberta Internal Load (MW) | -20 | 5280
1 Reference Case | 2021 | 10 | Alberta Internal Load (MW) | -10 | 6337
1 Reference Case | 2021 | 10 | Alberta Internal Load (MW) | 0 | 6815
1 Reference Case | 2021 | 10 | Alberta Internal Load (MW) | 10 | 5975
1 Reference Case | 2021 | 10 | Alberta Internal Load (MW) | 20 | 4586
1 Reference Case | 2021 | 10 | Alberta Internal Load (MW) | 30 | 3263
1 Reference Case | 2021 | 10 | Alberta Internal Load (MW) | 40 | 2284
1 Reference Case | 2021 | 10 | Alberta Internal Load (MW) | 50 | 1578
1 Reference Case | 2021 | 10 | Alberta Internal Load (MW) | 60 | 1163
1 Reference Case | 2021 | 10 | Alberta Internal Load (MW) | 70 | 775
1 Reference Case | 2021 | 10 | Alberta Internal Load (MW) | 80 | 556
1 Reference Case | 2021 | 10 | Alberta Internal Load (MW) | 90 | 431
1 Reference Case | 2021 | 10 | Alberta Internal Load (MW) | 100 | 337
1 Reference Case | 2021 | 10 | Alberta Internal Load (MW) | 110 | 230
1 Reference Case | 2021 | 10 | Alberta Internal Load (MW) | 120 | 214
1 Reference Case | 2021 | 10 | Alberta Internal Load (MW) | 130 | 140
1 Reference Case | 2021 | 10 | Alberta Internal Load (MW) | 140 | 114
1 Reference Case | 2021 | 10 | Alberta Internal Load (MW) | 150 | 60
1 Reference Case | 2021 | 10 | Alberta Internal Load (MW) | 160 | 34
1 Reference Case | 2021 | 10 | Alberta Internal Load (MW) | 170 | 11
1 Reference Case | 2021 | 10 | Alberta Internal Load (MW) | 180 | 7
1 Reference Case | 2021 | 10 | Alberta Internal Load (MW) | 190 | 5
1 Reference Case | 2021 | 10 | Alberta Internal Load (MW) | 200 | 4
1 Reference Case | 2021 | 10 | Alberta Internal Load (MW) | 210 | 2
1 Reference Case | 2021 | 10 | Alberta Internal Load (MW) | 220 | 0
1 Reference Case | 2021 | 10 | Alberta Internal Load (MW) | 230 | 0
1 Reference Case | 2021 | 10 | Alberta Internal Load (MW) | 240 | 1
1 Reference Case | 2021 | 10 | Alberta Internal Load (MW) | 250 | 1
1 Reference Case | 2021 | 10 | Alberta Internal Load (MW) | 260 | 0
1 Reference Case | 2021 | 10 | Alberta Internal Load (MW) | 270 | 0
1 Reference Case | 2021 | 10 | Alberta Internal Load (MW) | 280 | 1
1 Reference Case | 2021 | 10 | Alberta Internal Load (MW) | 290 | 1
1 Reference Case | 2021 | 60 | Alberta Internal Load (MW) | -640 | 2
1 Reference Case | 2021 | 60 | Alberta Internal Load (MW) | -630 | 1
1 Reference Case | 2021 | 60 | Alberta Internal Load (MW) | -620 | 1
1 Reference Case | 2021 | 60 | Alberta Internal Load (MW) | -610 | 3
1 Reference Case | 2021 | 60 | Alberta Internal Load (MW) | -600 | 7
1 Reference Case | 2021 | 60 | Alberta Internal Load (MW) | -590 | 4
1 Reference Case | 2021 | 60 | Alberta Internal Load (MW) | -580 | 9
1 Reference Case | 2021 | 60 | Alberta Internal Load (MW) | -570 | 11
1 Reference Case | 2021 | 60 | Alberta Internal Load (MW) | -560 | 18
1 Reference Case | 2021 | 60 | Alberta Internal Load (MW) | -550 | 17
1 Reference Case | 2021 | 60 | Alberta Internal Load (MW) | -540 | 33
1 Reference Case | 2021 | 60 | Alberta Internal Load (MW) | -530 | 45
1 Reference Case | 2021 | 60 | Alberta Internal Load (MW) | -520 | 35
1 Reference Case | 2021 | 60 | Alberta Internal Load (MW) | -510 | 53
1 Reference Case | 2021 | 60 | Alberta Internal Load (MW) | -500 | 76
1 Reference Case | 2021 | 60 | Alberta Internal Load (MW) | -490 | 74
1 Reference Case | 2021 | 60 | Alberta Internal Load (MW) | -480 | 81
1 Reference Case | 2021 | 60 | Alberta Internal Load (MW) | -470 | 87
1 Reference Case | 2021 | 60 | Alberta Internal Load (MW) | -460 | 78
1 Reference Case | 2021 | 60 | Alberta Internal Load (MW) | -450 | 79
1 Reference Case | 2021 | 60 | Alberta Internal Load (MW) | -440 | 96
1 Reference Case | 2021 | 60 | Alberta Internal Load (MW) | -430 | 101
1 Reference Case | 2021 | 60 | Alberta Internal Load (MW) | -420 | 105
1 Reference Case | 2021 | 60 | Alberta Internal Load (MW) | -410 | 104
1 Reference Case | 2021 | 60 | Alberta Internal Load (MW) | -400 | 104
1 Reference Case | 2021 | 60 | Alberta Internal Load (MW) | -390 | 122
1 Reference Case | 2021 | 60 | Alberta Internal Load (MW) | -380 | 120
1 Reference Case | 2021 | 60 | Alberta Internal Load (MW) | -370 | 127
1 Reference Case | 2021 | 60 | Alberta Internal Load (MW) | -360 | 166
1 Reference Case | 2021 | 60 | Alberta Internal Load (MW) | -350 | 201
1 Reference Case | 2021 | 60 | Alberta Internal Load (MW) | -340 | 199
1 Reference Case | 2021 | 60 | Alberta Internal Load (MW) | -330 | 236
1 Reference Case | 2021 | 60 | Alberta Internal Load (MW) | -320 | 272
1 Reference Case | 2021 | 60 | Alberta Internal Load (MW) | -310 | 267
1 Reference Case | 2021 | 60 | Alberta Internal Load (MW) | -300 | 306
1 Reference Case | 2021 | 60 | Alberta Internal Load (MW) | -290 | 308
1 Reference Case | 2021 | 60 | Alberta Internal Load (MW) | -280 | 326
1 Reference Case | 2021 | 60 | Alberta Internal Load (MW) | -270 | 331
1 Reference Case | 2021 | 60 | Alberta Internal Load (MW) | -260 | 343
1 Reference Case | 2021 | 60 | Alberta Internal Load (MW) | -250 | 403
1 Reference Case | 2021 | 60 | Alberta Internal Load (MW) | -240 | 389
1 Reference Case | 2021 | 60 | Alberta Internal Load (MW) | -230 | 405
1 Reference Case | 2021 | 60 | Alberta Internal Load (MW) | -220 | 462
1 Reference Case | 2021 | 60 | Alberta Internal Load (MW) | -210 | 486
1 Reference Case | 2021 | 60 | Alberta Internal Load (MW) | -200 | 532
1 Reference Case | 2021 | 60 | Alberta Internal Load (MW) | -190 | 571
1 Reference Case | 2021 | 60 | Alberta Internal Load (MW) | -180 | 583
1 Reference Case | 2021 | 60 | Alberta Internal Load (MW) | -170 | 568
1 Reference Case | 2021 | 60 | Alberta Internal Load (MW) | -160 | 673
1 Reference Case | 2021 | 60 | Alberta Internal Load (MW) | -150 | 680
1 Reference Case | 2021 | 60 | Alberta Internal Load (MW) | -140 | 781
1 Reference Case | 2021 | 60 | Alberta Internal Load (MW) | -130 | 771
1 Reference Case | 2021 | 60 | Alberta Internal Load (MW) | -120 | 788
1 Reference Case | 2021 | 60 | Alberta Internal Load (MW) | -110 | 867
1 Reference Case | 2021 | 60 | Alberta Internal Load (MW) | -100 | 992
1 Reference Case | 2021 | 60 | Alberta Internal Load (MW) | -90 | 1024
1 Reference Case | 2021 | 60 | Alberta Internal Load (MW) | -80 | 1116
1 Reference Case | 2021 | 60 | Alberta Internal Load (MW) | -70 | 1261
1 Reference Case | 2021 | 60 | Alberta Internal Load (MW) | -60 | 1317
1 Reference Case | 2021 | 60 | Alberta Internal Load (MW) | -50 | 1457
1 Reference Case | 2021 | 60 | Alberta Internal Load (MW) | -40 | 1549
1 Reference Case | 2021 | 60 | Alberta Internal Load (MW) | -30 | 1541
1 Reference Case | 2021 | 60 | Alberta Internal Load (MW) | -20 | 1659
1 Reference Case | 2021 | 60 | Alberta Internal Load (MW) | -10 | 1685
1 Reference Case | 2021 | 60 | Alberta Internal Load (MW) | 0 | 1577
1 Reference Case | 2021 | 60 | Alberta Internal Load (MW) | 10 | 1612
1 Reference Case | 2021 | 60 | Alberta Internal Load (MW) | 20 | 1513
1 Reference Case | 2021 | 60 | Alberta Internal Load (MW) | 30 | 1409
1 Reference Case | 2021 | 60 | Alberta Internal Load (MW) | 40 | 1348
1 Reference Case | 2021 | 60 | Alberta Internal Load (MW) | 50 | 1254
1 Reference Case | 2021 | 60 | Alberta Internal Load (MW) | 60 | 1074
1 Reference Case | 2021 | 60 | Alberta Internal Load (MW) | 70 | 1024
1 Reference Case | 2021 | 60 | Alberta Internal Load (MW) | 80 | 890
1 Reference Case | 2021 | 60 | Alberta Internal Load (MW) | 90 | 817
1 Reference Case | 2021 | 60 | Alberta Internal Load (MW) | 100 | 781
1 Reference Case | 2021 | 60 | Alberta Internal Load (MW) | 110 | 709
1 Reference Case | 2021 | 60 | Alberta Internal Load (MW) | 120 | 683
1 Reference Case | 2021 | 60 | Alberta Internal Load (MW) | 130 | 601
1 Reference Case | 2021 | 60 | Alberta Internal Load (MW) | 140 | 600
1 Reference Case | 2021 | 60 | Alberta Internal Load (MW) | 150 | 510
1 Reference Case | 2021 | 60 | Alberta Internal Load (MW) | 160 | 497
1 Reference Case | 2021 | 60 | Alberta Internal Load (MW) | 170 | 480
1 Reference Case | 2021 | 60 | Alberta Internal Load (MW) | 180 | 436
1 Reference Case | 2021 | 60 | Alberta Internal Load (MW) | 190 | 468
1 Reference Case | 2021 | 60 | Alberta Internal Load (MW) | 200 | 416
1 Reference Case | 2021 | 60 | Alberta Internal Load (MW) | 210 | 390
1 Reference Case | 2021 | 60 | Alberta Internal Load (MW) | 220 | 376
1 Reference Case | 2021 | 60 | Alberta Internal Load (MW) | 230 | 324
1 Reference Case | 2021 | 60 | Alberta Internal Load (MW) | 240 | 324
1 Reference Case | 2021 | 60 | Alberta Internal Load (MW) | 250 | 298
1 Reference Case | 2021 | 60 | Alberta Internal Load (MW) | 260 | 312
1 Reference Case | 2021 | 60 | Alberta Internal Load (MW) | 270 | 284
1 Reference Case | 2021 | 60 | Alberta Internal Load (MW) | 280 | 261
1 Reference Case | 2021 | 60 | Alberta Internal Load (MW) | 290 | 244
1 Reference Case | 2021 | 60 | Alberta Internal Load (MW) | 300 | 247
1 Reference Case | 2021 | 60 | Alberta Internal Load (MW) | 310 | 201
1 Reference Case | 2021 | 60 | Alberta Internal Load (MW) | 320 | 219
1 Reference Case | 2021 | 60 | Alberta Internal Load (MW) | 330 | 195
1 Reference Case | 2021 | 60 | Alberta Internal Load (MW) | 340 | 172
1 Reference Case | 2021 | 60 | Alberta Internal Load (MW) | 350 | 183
1 Reference Case | 2021 | 60 | Alberta Internal Load (MW) | 360 | 154
1 Reference Case | 2021 | 60 | Alberta Internal Load (MW) | 370 | 175
1 Reference Case | 2021 | 60 | Alberta Internal Load (MW) | 380 | 163
1 Reference Case | 2021 | 60 | Alberta Internal Load (MW) | 390 | 165
1 Reference Case | 2021 | 60 | Alberta Internal Load (MW) | 400 | 132
1 Reference Case | 2021 | 60 | Alberta Internal Load (MW) | 410 | 118
1 Reference Case | 2021 | 60 | Alberta Internal Load (MW) | 420 | 106
1 Reference Case | 2021 | 60 | Alberta Internal Load (MW) | 430 | 109
1 Reference Case | 2021 | 60 | Alberta Internal Load (MW) | 440 | 106
1 Reference Case | 2021 | 60 | Alberta Internal Load (MW) | 450 | 102
1 Reference Case | 2021 | 60 | Alberta Internal Load (MW) | 460 | 73
1 Reference Case | 2021 | 60 | Alberta Internal Load (MW) | 470 | 70
1 Reference Case | 2021 | 60 | Alberta Internal Load (MW) | 480 | 73
1 Reference Case | 2021 | 60 | Alberta Internal Load (MW) | 490 | 68
1 Reference Case | 2021 | 60 | Alberta Internal Load (MW) | 500 | 64
1 Reference Case | 2021 | 60 | Alberta Internal Load (MW) | 510 | 58
1 Reference Case | 2021 | 60 | Alberta Internal Load (MW) | 520 | 56
1 Reference Case | 2021 | 60 | Alberta Internal Load (MW) | 530 | 47
1 Reference Case | 2021 | 60 | Alberta Internal Load (MW) | 540 | 55
1 Reference Case | 2021 | 60 | Alberta Internal Load (MW) | 550 | 44
1 Reference Case | 2021 | 60 | Alberta Internal Load (MW) | 560 | 48
1 Reference Case | 2021 | 60 | Alberta Internal Load (MW) | 570 | 52
1 Reference Case | 2021 | 60 | Alberta Internal Load (MW) | 580 | 37
1 Reference Case | 2021 | 60 | Alberta Internal Load (MW) | 590 | 35
1 Reference Case | 2021 | 60 | Alberta Internal Load (MW) | 600 | 46
1 Reference Case | 2021 | 60 | Alberta Internal Load (MW) | 610 | 49
1 Reference Case | 2021 | 60 | Alberta Internal Load (MW) | 620 | 46
1 Reference Case | 2021 | 60 | Alberta Internal Load (MW) | 630 | 51
1 Reference Case | 2021 | 60 | Alberta Internal Load (MW) | 640 | 51
1 Reference Case | 2021 | 60 | Alberta Internal Load (MW) | 650 | 35
1 Reference Case | 2021 | 60 | Alberta Internal Load (MW) | 660 | 31
1 Reference Case | 2021 | 60 | Alberta Internal Load (MW) | 670 | 43
1 Reference Case | 2021 | 60 | Alberta Internal Load (MW) | 680 | 38
1 Reference Case | 2021 | 60 | Alberta Internal Load (MW) | 690 | 32
1 Reference Case | 2021 | 60 | Alberta Internal Load (MW) | 700 | 44
1 Reference Case | 2021 | 60 | Alberta Internal Load (MW) | 710 | 24
1 Reference Case | 2021 | 60 | Alberta Internal Load (MW) | 720 | 23
1 Reference Case | 2021 | 60 | Alberta Internal Load (MW) | 730 | 24
1 Reference Case | 2021 | 60 | Alberta Internal Load (MW) | 740 | 16
1 Reference Case | 2021 | 60 | Alberta Internal Load (MW) | 750 | 14
1 Reference Case | 2021 | 60 | Alberta Internal Load (MW) | 760 | 13
1 Reference Case | 2021 | 60 | Alberta Internal Load (MW) | 770 | 7
1 Reference Case | 2021 | 60 | Alberta Internal Load (MW) | 780 | 11
1 Reference Case | 2021 | 60 | Alberta Internal Load (MW) | 790 | 5
1 Reference Case | 2021 | 60 | Alberta Internal Load (MW) | 800 | 1
1 Reference Case | 2021 | 60 | Alberta Internal Load (MW) | 810 | 3
1 Reference Case | 2021 | 10 | Variable Generation (MW) | -260 | 1
1 Reference Case | 2021 | 10 | Variable Generation (MW) | -250 | 0
1 Reference Case | 2021 | 10 | Variable Generation (MW) | -240 | 2
1 Reference Case | 2021 | 10 | Variable Generation (MW) | -230 | 0
1 Reference Case | 2021 | 10 | Variable Generation (MW) | -220 | 1
1 Reference Case | 2021 | 10 | Variable Generation (MW) | -210 | 1
1 Reference Case | 2021 | 10 | Variable Generation (MW) | -200 | 0
1 Reference Case | 2021 | 10 | Variable Generation (MW) | -190 | 3
1 Reference Case | 2021 | 10 | Variable Generation (MW) | -180 | 5
1 Reference Case | 2021 | 10 | Variable Generation (MW) | -170 | 3
1 Reference Case | 2021 | 10 | Variable Generation (MW) | -160 | 9
1 Reference Case | 2021 | 10 | Variable Generation (MW) | -150 | 5
1 Reference Case | 2021 | 10 | Variable Generation (MW) | -140 | 18
1 Reference Case | 2021 | 10 | Variable Generation (MW) | -130 | 40
1 Reference Case | 2021 | 10 | Variable Generation (MW) | -120 | 48
1 Reference Case | 2021 | 10 | Variable Generation (MW) | -110 | 53
1 Reference Case | 2021 | 10 | Variable Generation (MW) | -100 | 94
1 Reference Case | 2021 | 10 | Variable Generation (MW) | -90 | 165
1 Reference Case | 2021 | 10 | Variable Generation (MW) | -80 | 246
1 Reference Case | 2021 | 10 | Variable Generation (MW) | -70 | 451
1 Reference Case | 2021 | 10 | Variable Generation (MW) | -60 | 654
1 Reference Case | 2021 | 10 | Variable Generation (MW) | -50 | 1078
1 Reference Case | 2021 | 10 | Variable Generation (MW) | -40 | 1744
1 Reference Case | 2021 | 10 | Variable Generation (MW) | -30 | 2963
1 Reference Case | 2021 | 10 | Variable Generation (MW) | -20 | 4883
1 Reference Case | 2021 | 10 | Variable Generation (MW) | -10 | 8322
1 Reference Case | 2021 | 10 | Variable Generation (MW) | 0 | 11925
1 Reference Case | 2021 | 10 | Variable Generation (MW) | 10 | 7553
1 Reference Case | 2021 | 10 | Variable Generation (MW) | 20 | 4657
1 Reference Case | 2021 | 10 | Variable Generation (MW) | 30 | 2914
1 Reference Case | 2021 | 10 | Variable Generation (MW) | 40 | 1684
1 Reference Case | 2021 | 10 | Variable Generation (MW) | 50 | 1134
1 Reference Case | 2021 | 10 | Variable Generation (MW) | 60 | 689
1 Reference Case | 2021 | 10 | Variable Generation (MW) | 70 | 432
1 Reference Case | 2021 | 10 | Variable Generation (MW) | 80 | 250
1 Reference Case | 2021 | 10 | Variable Generation (MW) | 90 | 182
1 Reference Case | 2021 | 10 | Variable Generation (MW) | 100 | 104
1 Reference Case | 2021 | 10 | Variable Generation (MW) | 110 | 71
1 Reference Case | 2021 | 10 | Variable Generation (MW) | 120 | 55
1 Reference Case | 2021 | 10 | Variable Generation (MW) | 130 | 42
1 Reference Case | 2021 | 10 | Variable Generation (MW) | 140 | 19
1 Reference Case | 2021 | 10 | Variable Generation (MW) | 150 | 15
1 Reference Case | 2021 | 10 | Variable Generation (MW) | 160 | 7
1 Reference Case | 2021 | 10 | Variable Generation (MW) | 170 | 13
1 Reference Case | 2021 | 10 | Variable Generation (MW) | 180 | 5
1 Reference Case | 2021 | 10 | Variable Generation (MW) | 190 | 4
1 Reference Case | 2021 | 10 | Variable Generation (MW) | 200 | 3
1 Reference Case | 2021 | 10 | Variable Generation (MW) | 210 | 4
1 Reference Case | 2021 | 10 | Variable Generation (MW) | 220 | 2
1 Reference Case | 2021 | 10 | Variable Generation (MW) | 230 | 2
1 Reference Case | 2021 | 10 | Variable Generation (MW) | 240 | 1
1 Reference Case | 2021 | 10 | Variable Generation (MW) | 250 | 0
1 Reference Case | 2021 | 10 | Variable Generation (MW) | 260 | 0
1 Reference Case | 2021 | 10 | Variable Generation (MW) | 270 | 1
1 Reference Case | 2021 | 10 | Variable Generation (MW) | 280 | 0
1 Reference Case | 2021 | 10 | Variable Generation (MW) | 290 | 1
1 Reference Case | 2021 | 10 | Variable Generation (MW) | 300 | 0
1 Reference Case | 2021 | 10 | Variable Generation (MW) | 310 | 0
1 Reference Case | 2021 | 10 | Variable Generation (MW) | 320 | 1
1 Reference Case | 2021 | 60 | Variable Generation (MW) | -950 | 1
1 Reference Case | 2021 | 60 | Variable Generation (MW) | -940 | 1
1 Reference Case | 2021 | 60 | Variable Generation (MW) | -930 | 0
1 Reference Case | 2021 | 60 | Variable Generation (MW) | -920 | 0
1 Reference Case | 2021 | 60 | Variable Generation (MW) | -910 | 1
1 Reference Case | 2021 | 60 | Variable Generation (MW) | -900 | 0
1 Reference Case | 2021 | 60 | Variable Generation (MW) | -890 | 1
1 Reference Case | 2021 | 60 | Variable Generation (MW) | -880 | 0
1 Reference Case | 2021 | 60 | Variable Generation (MW) | -870 | 2
1 Reference Case | 2021 | 60 | Variable Generation (MW) | -860 | 0
1 Reference Case | 2021 | 60 | Variable Generation (MW) | -850 | 0
1 Reference Case | 2021 | 60 | Variable Generation (MW) | -840 | 0
1 Reference Case | 2021 | 60 | Variable Generation (MW) | -830 | 0
1 Reference Case | 2021 | 60 | Variable Generation (MW) | -820 | 0
1 Reference Case | 2021 | 60 | Variable Generation (MW) | -810 | 0
1 Reference Case | 2021 | 60 | Variable Generation (MW) | -800 | 2
1 Reference Case | 2021 | 60 | Variable Generation (MW) | -790 | 0
1 Reference Case | 2021 | 60 | Variable Generation (MW) | -780 | 1
1 Reference Case | 2021 | 60 | Variable Generation (MW) | -770 | 0
1 Reference Case | 2021 | 60 | Variable Generation (MW) | -760 | 1
1 Reference Case | 2021 | 60 | Variable Generation (MW) | -750 | 2
1 Reference Case | 2021 | 60 | Variable Generation (MW) | -740 | 0
1 Reference Case | 2021 | 60 | Variable Generation (MW) | -730 | 0
1 Reference Case | 2021 | 60 | Variable Generation (MW) | -720 | 0
1 Reference Case | 2021 | 60 | Variable Generation (MW) | -710 | 1
1 Reference Case | 2021 | 60 | Variable Generation (MW) | -700 | 1
1 Reference Case | 2021 | 60 | Variable Generation (MW) | -690 | 1
1 Reference Case | 2021 | 60 | Variable Generation (MW) | -680 | 3
1 Reference Case | 2021 | 60 | Variable Generation (MW) | -670 | 3
1 Reference Case | 2021 | 60 | Variable Generation (MW) | -660 | 1
1 Reference Case | 2021 | 60 | Variable Generation (MW) | -650 | 2
1 Reference Case | 2021 | 60 | Variable Generation (MW) | -640 | 3
1 Reference Case | 2021 | 60 | Variable Generation (MW) | -630 | 5
1 Reference Case | 2021 | 60 | Variable Generation (MW) | -620 | 3
1 Reference Case | 2021 | 60 | Variable Generation (MW) | -610 | 6
1 Reference Case | 2021 | 60 | Variable Generation (MW) | -600 | 5
1 Reference Case | 2021 | 60 | Variable Generation (MW) | -590 | 3
1 Reference Case | 2021 | 60 | Variable Generation (MW) | -580 | 6
1 Reference Case | 2021 | 60 | Variable Generation (MW) | -570 | 3
1 Reference Case | 2021 | 60 | Variable Generation (MW) | -560 | 10
1 Reference Case | 2021 | 60 | Variable Generation (MW) | -550 | 4
1 Reference Case | 2021 | 60 | Variable Generation (MW) | -540 | 10
1 Reference Case | 2021 | 60 | Variable Generation (MW) | -530 | 7
1 Reference Case | 2021 | 60 | Variable Generation (MW) | -520 | 12
1 Reference Case | 2021 | 60 | Variable Generation (MW) | -510 | 10
1 Reference Case | 2021 | 60 | Variable Generation (MW) | -500 | 15
1 Reference Case | 2021 | 60 | Variable Generation (MW) | -490 | 16
1 Reference Case | 2021 | 60 | Variable Generation (MW) | -480 | 27
1 Reference Case | 2021 | 60 | Variable Generation (MW) | -470 | 26
1 Reference Case | 2021 | 60 | Variable Generation (MW) | -460 | 24
1 Reference Case | 2021 | 60 | Variable Generation (MW) | -450 | 29
1 Reference Case | 2021 | 60 | Variable Generation (MW) | -440 | 27
1 Reference Case | 2021 | 60 | Variable Generation (MW) | -430 | 29
1 Reference Case | 2021 | 60 | Variable Generation (MW) | -420 | 29
1 Reference Case | 2021 | 60 | Variable Generation (MW) | -410 | 40
1 Reference Case | 2021 | 60 | Variable Generation (MW) | -400 | 48
1 Reference Case | 2021 | 60 | Variable Generation (MW) | -390 | 35
1 Reference Case | 2021 | 60 | Variable Generation (MW) | -380 | 63
1 Reference Case | 2021 | 60 | Variable Generation (MW) | -370 | 66
1 Reference Case | 2021 | 60 | Variable Generation (MW) | -360 | 65
1 Reference Case | 2021 | 60 | Variable Generation (MW) | -350 | 72
1 Reference Case | 2021 | 60 | Variable Generation (MW) | -340 | 88
1 Reference Case | 2021 | 60 | Variable Generation (MW) | -330 | 80
1 Reference Case | 2021 | 60 | Variable Generation (MW) | -320 | 102
1 Reference Case | 2021 | 60 | Variable Generation (MW) | -310 | 96
1 Reference Case | 2021 | 60 | Variable Generation (MW) | -300 | 128
1 Reference Case | 2021 | 60 | Variable Generation (MW) | -290 | 127
1 Reference Case | 2021 | 60 | Variable Generation (MW) | -280 | 136
1 Reference Case | 2021 | 60 | Variable Generation (MW) | -270 | 162
1 Reference Case | 2021 | 60 | Variable Generation (MW) | -260 | 180
1 Reference Case | 2021 | 60 | Variable Generation (MW) | -250 | 215
1 Reference Case | 2021 | 60 | Variable Generation (MW) | -240 | 227
1 Reference Case | 2021 | 60 | Variable Generation (MW) | -230 | 273
1 Reference Case | 2021 | 60 | Variable Generation (MW) | -220 | 279
1 Reference Case | 2021 | 60 | Variable Generation (MW) | -210 | 301
1 Reference Case | 2021 | 60 | Variable Generation (MW) | -200 | 368
1 Reference Case | 2021 | 60 | Variable Generation (MW) | -190 | 360
1 Reference Case | 2021 | 60 | Variable Generation (MW) | -180 | 387
1 Reference Case | 2021 | 60 | Variable Generation (MW) | -170 | 475
1 Reference Case | 2021 | 60 | Variable Generation (MW) | -160 | 519
1 Reference Case | 2021 | 60 | Variable Generation (MW) | -150 | 595
1 Reference Case | 2021 | 60 | Variable Generation (MW) | -140 | 616
1 Reference Case | 2021 | 60 | Variable Generation (MW) | -130 | 633
1 Reference Case | 2021 | 60 | Variable Generation (MW) | -120 | 784
1 Reference Case | 2021 | 60 | Variable Generation (MW) | -110 | 877
1 Reference Case | 2021 | 60 | Variable Generation (MW) | -100 | 1013
1 Reference Case | 2021 | 60 | Variable Generation (MW) | -90 | 1126
1 Reference Case | 2021 | 60 | Variable Generation (MW) | -80 | 1128
1 Reference Case | 2021 | 60 | Variable Generation (MW) | -70 | 1317
1 Reference Case | 2021 | 60 | Variable Generation (MW) | -60 | 1513
1 Reference Case | 2021 | 60 | Variable Generation (MW) | -50 | 1692
1 Reference Case | 2021 | 60 | Variable Generation (MW) | -40 | 1880
1 Reference Case | 2021 | 60 | Variable Generation (MW) | -30 | 2128
1 Reference Case | 2021 | 60 | Variable Generation (MW) | -20 | 2310
1 Reference Case | 2021 | 60 | Variable Generation (MW) | -10 | 2610
1 Reference Case | 2021 | 60 | Variable Generation (MW) | 0 | 2694
1 Reference Case | 2021 | 60 | Variable Generation (MW) | 10 | 2597
1 Reference Case | 2021 | 60 | Variable Generation (MW) | 20 | 2275
1 Reference Case | 2021 | 60 | Variable Generation (MW) | 30 | 1870
1 Reference Case | 2021 | 60 | Variable Generation (MW) | 40 | 1648
1 Reference Case | 2021 | 60 | Variable Generation (MW) | 50 | 1482
1 Reference Case | 2021 | 60 | Variable Generation (MW) | 60 | 1409
1 Reference Case | 2021 | 60 | Variable Generation (MW) | 70 | 1264
1 Reference Case | 2021 | 60 | Variable Generation (MW) | 80 | 1051
1 Reference Case | 2021 | 60 | Variable Generation (MW) | 90 | 967
1 Reference Case | 2021 | 60 | Variable Generation (MW) | 100 | 920
1 Reference Case | 2021 | 60 | Variable Generation (MW) | 110 | 906
1 Reference Case | 2021 | 60 | Variable Generation (MW) | 120 | 773
1 Reference Case | 2021 | 60 | Variable Generation (MW) | 130 | 694
1 Reference Case | 2021 | 60 | Variable Generation (MW) | 140 | 652
1 Reference Case | 2021 | 60 | Variable Generation (MW) | 150 | 598
1 Reference Case | 2021 | 60 | Variable Generation (MW) | 160 | 499
1 Reference Case | 2021 | 60 | Variable Generation (MW) | 170 | 475
1 Reference Case | 2021 | 60 | Variable Generation (MW) | 180 | 433
1 Reference Case | 2021 | 60 | Variable Generation (MW) | 190 | 379
1 Reference Case | 2021 | 60 | Variable Generation (MW) | 200 | 357
1 Reference Case | 2021 | 60 | Variable Generation (MW) | 210 | 302
1 Reference Case | 2021 | 60 | Variable Generation (MW) | 220 | 273
1 Reference Case | 2021 | 60 | Variable Generation (MW) | 230 | 254
1 Reference Case | 2021 | 60 | Variable Generation (MW) | 240 | 222
1 Reference Case | 2021 | 60 | Variable Generation (MW) | 250 | 198
1 Reference Case | 2021 | 60 | Variable Generation (MW) | 260 | 197
1 Reference Case | 2021 | 60 | Variable Generation (MW) | 270 | 161
1 Reference Case | 2021 | 60 | Variable Generation (MW) | 280 | 130
1 Reference Case | 2021 | 60 | Variable Generation (MW) | 290 | 116
1 Reference Case | 2021 | 60 | Variable Generation (MW) | 300 | 110
1 Reference Case | 2021 | 60 | Variable Generation (MW) | 310 | 112
1 Reference Case | 2021 | 60 | Variable Generation (MW) | 320 | 101
1 Reference Case | 2021 | 60 | Variable Generation (MW) | 330 | 87
1 Reference Case | 2021 | 60 | Variable Generation (MW) | 340 | 66
1 Reference Case | 2021 | 60 | Variable Generation (MW) | 350 | 70
1 Reference Case | 2021 | 60 | Variable Generation (MW) | 360 | 77
1 Reference Case | 2021 | 60 | Variable Generation (MW) | 370 | 64
1 Reference Case | 2021 | 60 | Variable Generation (MW) | 380 | 60
1 Reference Case | 2021 | 60 | Variable Generation (MW) | 390 | 46
1 Reference Case | 2021 | 60 | Variable Generation (MW) | 400 | 44
1 Reference Case | 2021 | 60 | Variable Generation (MW) | 410 | 37
1 Reference Case | 2021 | 60 | Variable Generation (MW) | 420 | 35
1 Reference Case | 2021 | 60 | Variable Generation (MW) | 430 | 32
1 Reference Case | 2021 | 60 | Variable Generation (MW) | 440 | 31
1 Reference Case | 2021 | 60 | Variable Generation (MW) | 450 | 34
1 Reference Case | 2021 | 60 | Variable Generation (MW) | 460 | 36
1 Reference Case | 2021 | 60 | Variable Generation (MW) | 470 | 25
1 Reference Case | 2021 | 60 | Variable Generation (MW) | 480 | 18
1 Reference Case | 2021 | 60 | Variable Generation (MW) | 490 | 17
1 Reference Case | 2021 | 60 | Variable Generation (MW) | 500 | 10
1 Reference Case | 2021 | 60 | Variable Generation (MW) | 510 | 25
1 Reference Case | 2021 | 60 | Variable Generation (MW) | 520 | 17
1 Reference Case | 2021 | 60 | Variable Generation (MW) | 530 | 11
1 Reference Case | 2021 | 60 | Variable Generation (MW) | 540 | 15
1 Reference Case | 2021 | 60 | Variable Generation (MW) | 550 | 8
1 Reference Case | 2021 | 60 | Variable Generation (MW) | 560 | 11
1 Reference Case | 2021 | 60 | Variable Generation (MW) | 570 | 10
1 Reference Case | 2021 | 60 | Variable Generation (MW) | 580 | 10
1 Reference Case | 2021 | 60 | Variable Generation (MW) | 590 | 16
1 Reference Case | 2021 | 60 | Variable Generation (MW) | 600 | 4
1 Reference Case | 2021 | 60 | Variable Generation (MW) | 610 | 6
1 Reference Case | 2021 | 60 | Variable Generation (MW) | 620 | 6
1 Reference Case | 2021 | 60 | Variable Generation (MW) | 630 | 2
1 Reference Case | 2021 | 60 | Variable Generation (MW) | 640 | 2
1 Reference Case | 2021 | 60 | Variable Generation (MW) | 650 | 4
1 Reference Case | 2021 | 60 | Variable Generation (MW) | 660 | 5
1 Reference Case | 2021 | 60 | Variable Generation (MW) | 670 | 3
1 Reference Case | 2021 | 60 | Variable Generation (MW) | 680 | 1
1 Reference Case | 2021 | 60 | Variable Generation (MW) | 690 | 2
1 Reference Case | 2021 | 60 | Variable Generation (MW) | 700 | 6
1 Reference Case | 2021 | 60 | Variable Generation (MW) | 710 | 1
1 Reference Case | 2021 | 60 | Variable Generation (MW) | 720 | 1
1 Reference Case | 2021 | 60 | Variable Generation (MW) | 730 | 3
1 Reference Case | 2021 | 60 | Variable Generation (MW) | 740 | 2
1 Reference Case | 2021 | 60 | Variable Generation (MW) | 750 | 3
1 Reference Case | 2021 | 60 | Variable Generation (MW) | 760 | 1
1 Reference Case | 2021 | 60 | Variable Generation (MW) | 770 | 2
1 Reference Case | 2021 | 60 | Variable Generation (MW) | 780 | 2
1 Reference Case | 2021 | 60 | Variable Generation (MW) | 790 | 1
1 Reference Case | 2021 | 60 | Variable Generation (MW) | 800 | 3
1 Reference Case | 2021 | 60 | Variable Generation (MW) | 810 | 0
1 Reference Case | 2021 | 60 | Variable Generation (MW) | 820 | 2
1 Reference Case | 2021 | 60 | Variable Generation (MW) | 830 | 2
1 Reference Case | 2021 | 60 | Variable Generation (MW) | 840 | 1
1 Reference Case | 2021 | 60 | Variable Generation (MW) | 850 | 2
1 Reference Case | 2021 | 60 | Variable Generation (MW) | 860 | 1
1 Reference Case | 2021 | 60 | Variable Generation (MW) | 870 | 0
1 Reference Case | 2021 | 60 | Variable Generation (MW) | 880 | 1
1 Reference Case | 2021 | 60 | Variable Generation (MW) | 890 | 0
1 Reference Case | 2021 | 60 | Variable Generation (MW) | 900 | 0
1 Reference Case | 2021 | 60 | Variable Generation (MW) | 910 | 1
1 Reference Case | 2021 | 60 | Variable Generation (MW) | 920 | 0
1 Reference Case | 2021 | 60 | Variable Generation (MW) | 930 | 0
1 Reference Case | 2021 | 60 | Variable Generation (MW) | 940 | 0
1 Reference Case | 2021 | 60 | Variable Generation (MW) | 950 | 1
1 Reference Case | 2021 | 60 | Variable Generation (MW) | 960 | 1
1 Reference Case | 2021 | 60 | Variable Generation (MW) | 970 | 3
1 Reference Case | 2021 | 60 | Variable Generation (MW) | 980 | 0
1 Reference Case | 2021 | 60 | Variable Generation (MW) | 990 | 1
1 Reference Case | 2021 | 10 | Net Demand (MW) | -440 | 1
1 Reference Case | 2021 | 10 | Net Demand (MW) | -430 | 0
1 Reference Case | 2021 | 10 | Net Demand (MW) | -420 | 0
1 Reference Case | 2021 | 10 | Net Demand (MW) | -410 | 0
1 Reference Case | 2021 | 10 | Net Demand (MW) | -400 | 0
1 Reference Case | 2021 | 10 | Net Demand (MW) | -390 | 0
1 Reference Case | 2021 | 10 | Net Demand (MW) | -380 | 0
1 Reference Case | 2021 | 10 | Net Demand (MW) | -370 | 0
1 Reference Case | 2021 | 10 | Net Demand (MW) | -360 | 0
1 Reference Case | 2021 | 10 | Net Demand (MW) | -350 | 0
1 Reference Case | 2021 | 10 | Net Demand (MW) | -340 | 0
1 Reference Case | 2021 | 10 | Net Demand (MW) | -330 | 1
1 Reference Case | 2021 | 10 | Net Demand (MW) | -320 | 0
1 Reference Case | 2021 | 10 | Net Demand (MW) | -310 | 1
1 Reference Case | 2021 | 10 | Net Demand (MW) | -300 | 0
1 Reference Case | 2021 | 10 | Net Demand (MW) | -290 | 1
1 Reference Case | 2021 | 10 | Net Demand (MW) | -280 | 1
1 Reference Case | 2021 | 10 | Net Demand (MW) | -270 | 2
1 Reference Case | 2021 | 10 | Net Demand (MW) | -260 | 2
1 Reference Case | 2021 | 10 | Net Demand (MW) | -250 | 2
1 Reference Case | 2021 | 10 | Net Demand (MW) | -240 | 5
1 Reference Case | 2021 | 10 | Net Demand (MW) | -230 | 4
1 Reference Case | 2021 | 10 | Net Demand (MW) | -220 | 8
1 Reference Case | 2021 | 10 | Net Demand (MW) | -210 | 5
1 Reference Case | 2021 | 10 | Net Demand (MW) | -200 | 6
1 Reference Case | 2021 | 10 | Net Demand (MW) | -190 | 12
1 Reference Case | 2021 | 10 | Net Demand (MW) | -180 | 11
1 Reference Case | 2021 | 10 | Net Demand (MW) | -170 | 33
1 Reference Case | 2021 | 10 | Net Demand (MW) | -160 | 37
1 Reference Case | 2021 | 10 | Net Demand (MW) | -150 | 56
1 Reference Case | 2021 | 10 | Net Demand (MW) | -140 | 107
1 Reference Case | 2021 | 10 | Net Demand (MW) | -130 | 139
1 Reference Case | 2021 | 10 | Net Demand (MW) | -120 | 209
1 Reference Case | 2021 | 10 | Net Demand (MW) | -110 | 301
1 Reference Case | 2021 | 10 | Net Demand (MW) | -100 | 482
1 Reference Case | 2021 | 10 | Net Demand (MW) | -90 | 685
1 Reference Case | 2021 | 10 | Net Demand (MW) | -80 | 962
1 Reference Case | 2021 | 10 | Net Demand (MW) | -70 | 1311
1 Reference Case | 2021 | 10 | Net Demand (MW) | -60 | 1766
1 Reference Case | 2021 | 10 | Net Demand (MW) | -50 | 2359
1 Reference Case | 2021 | 10 | Net Demand (MW) | -40 | 2952
1 Reference Case | 2021 | 10 | Net Demand (MW) | -30 | 3603
1 Reference Case | 2021 | 10 | Net Demand (MW) | -20 | 4232
1 Reference Case | 2021 | 10 | Net Demand (MW) | -10 | 4940
1 Reference Case | 2021 | 10 | Net Demand (MW) | 0 | 5085
1 Reference Case | 2021 | 10 | Net Demand (MW) | 10 | 4769
1 Reference Case | 2021 | 10 | Net Demand (MW) | 20 | 4131
1 Reference Case | 2021 | 10 | Net Demand (MW) | 30 | 3395
1 Reference Case | 2021 | 10 | Net Demand (MW) | 40 | 2701
1 Reference Case | 2021 | 10 | Net Demand (MW) | 50 | 1964
1 Reference Case | 2021 | 10 | Net Demand (MW) | 60 | 1608
1 Reference Case | 2021 | 10 | Net Demand (MW) | 70 | 1226
1 Reference Case | 2021 | 10 | Net Demand (MW) | 80 | 872
1 Reference Case | 2021 | 10 | Net Demand (MW) | 90 | 679
1 Reference Case | 2021 | 10 | Net Demand (MW) | 100 | 506
1 Reference Case | 2021 | 10 | Net Demand (MW) | 110 | 360
1 Reference Case | 2021 | 10 | Net Demand (MW) | 120 | 317
1 Reference Case | 2021 | 10 | Net Demand (MW) | 130 | 216
1 Reference Case | 2021 | 10 | Net Demand (MW) | 140 | 150
1 Reference Case | 2021 | 10 | Net Demand (MW) | 150 | 102
1 Reference Case | 2021 | 10 | Net Demand (MW) | 160 | 86
1 Reference Case | 2021 | 10 | Net Demand (MW) | 170 | 51
1 Reference Case | 2021 | 10 | Net Demand (MW) | 180 | 35
1 Reference Case | 2021 | 10 | Net Demand (MW) | 190 | 19
1 Reference Case | 2021 | 10 | Net Demand (MW) | 200 | 13
1 Reference Case | 2021 | 10 | Net Demand (MW) | 210 | 12
1 Reference Case | 2021 | 10 | Net Demand (MW) | 220 | 9
1 Reference Case | 2021 | 10 | Net Demand (MW) | 230 | 3
1 Reference Case | 2021 | 10 | Net Demand (MW) | 240 | 4
1 Reference Case | 2021 | 10 | Net Demand (MW) | 250 | 3
1 Reference Case | 2021 | 10 | Net Demand (MW) | 260 | 3
1 Reference Case | 2021 | 10 | Net Demand (MW) | 270 | 2
1 Reference Case | 2021 | 10 | Net Demand (MW) | 280 | 0
1 Reference Case | 2021 | 10 | Net Demand (MW) | 290 | 2
1 Reference Case | 2021 | 60 | Net Demand (MW) | -1260 | 1
1 Reference Case | 2021 | 60 | Net Demand (MW) | -1250 | 0
1 Reference Case | 2021 | 60 | Net Demand (MW) | -1240 | 1
1 Reference Case | 2021 | 60 | Net Demand (MW) | -1230 | 0
1 Reference Case | 2021 | 60 | Net Demand (MW) | -1220 | 0
1 Reference Case | 2021 | 60 | Net Demand (MW) | -1210 | 0
1 Reference Case | 2021 | 60 | Net Demand (MW) | -1200 | 0
1 Reference Case | 2021 | 60 | Net Demand (MW) | -1190 | 0
1 Reference Case | 2021 | 60 | Net Demand (MW) | -1180 | 0
1 Reference Case | 2021 | 60 | Net Demand (MW) | -1170 | 0
1 Reference Case | 2021 | 60 | Net Demand (MW) | -1160 | 0
1 Reference Case | 2021 | 60 | Net Demand (MW) | -1150 | 1
1 Reference Case | 2021 | 60 | Net Demand (MW) | -1140 | 0
1 Reference Case | 2021 | 60 | Net Demand (MW) | -1130 | 0
1 Reference Case | 2021 | 60 | Net Demand (MW) | -1120 | 0
1 Reference Case | 2021 | 60 | Net Demand (MW) | -1110 | 0
1 Reference Case | 2021 | 60 | Net Demand (MW) | -1100 | 0
1 Reference Case | 2021 | 60 | Net Demand (MW) | -1090 | 1
1 Reference Case | 2021 | 60 | Net Demand (MW) | -1080 | 0
1 Reference Case | 2021 | 60 | Net Demand (MW) | -1070 | 3
1 Reference Case | 2021 | 60 | Net Demand (MW) | -1060 | 0
1 Reference Case | 2021 | 60 | Net Demand (MW) | -1050 | 1
1 Reference Case | 2021 | 60 | Net Demand (MW) | -1040 | 1
1 Reference Case | 2021 | 60 | Net Demand (MW) | -1030 | 1
1 Reference Case | 2021 | 60 | Net Demand (MW) | -1020 | 1
1 Reference Case | 2021 | 60 | Net Demand (MW) | -1010 | 0
1 Reference Case | 2021 | 60 | Net Demand (MW) | -1000 | 1
1 Reference Case | 2021 | 60 | Net Demand (MW) | -990 | 0
1 Reference Case | 2021 | 60 | Net Demand (MW) | -980 | 1
1 Reference Case | 2021 | 60 | Net Demand (MW) | -970 | 1
1 Reference Case | 2021 | 60 | Net Demand (MW) | -960 | 2
1 Reference Case | 2021 | 60 | Net Demand (MW) | -950 | 2
1 Reference Case | 2021 | 60 | Net Demand (MW) | -940 | 2
1 Reference Case | 2021 | 60 | Net Demand (MW) | -930 | 0
1 Reference Case | 2021 | 60 | Net Demand (MW) | -920 | 2
1 Reference Case | 2021 | 60 | Net Demand (MW) | -910 | 0
1 Reference Case | 2021 | 60 | Net Demand (MW) | -900 | 2
1 Reference Case | 2021 | 60 | Net Demand (MW) | -890 | 4
1 Reference Case | 2021 | 60 | Net Demand (MW) | -880 | 0
1 Reference Case | 2021 | 60 | Net Demand (MW) | -870 | 1
1 Reference Case | 2021 | 60 | Net Demand (MW) | -860 | 3
1 Reference Case | 2021 | 60 | Net Demand (MW) | -850 | 2
1 Reference Case | 2021 | 60 | Net Demand (MW) | -840 | 4
1 Reference Case | 2021 | 60 | Net Demand (MW) | -830 | 3
1 Reference Case | 2021 | 60 | Net Demand (MW) | -820 | 2
1 Reference Case | 2021 | 60 | Net Demand (MW) | -810 | 2
1 Reference Case | 2021 | 60 | Net Demand (MW) | -800 | 4
1 Reference Case | 2021 | 60 | Net Demand (MW) | -790 | 6
1 Reference Case | 2021 | 60 | Net Demand (MW) | -780 | 7
1 Reference Case | 2021 | 60 | Net Demand (MW) | -770 | 5
1 Reference Case | 2021 | 60 | Net Demand (MW) | -760 | 6
1 Reference Case | 2021 | 60 | Net Demand (MW) | -750 | 8
1 Reference Case | 2021 | 60 | Net Demand (MW) | -740 | 8
1 Reference Case | 2021 | 60 | Net Demand (MW) | -730 | 15
1 Reference Case | 2021 | 60 | Net Demand (MW) | -720 | 15
1 Reference Case | 2021 | 60 | Net Demand (MW) | -710 | 8
1 Reference Case | 2021 | 60 | Net Demand (MW) | -700 | 23
1 Reference Case | 2021 | 60 | Net Demand (MW) | -690 | 9
1 Reference Case | 2021 | 60 | Net Demand (MW) | -680 | 17
1 Reference Case | 2021 | 60 | Net Demand (MW) | -670 | 20
1 Reference Case | 2021 | 60 | Net Demand (MW) | -660 | 18
1 Reference Case | 2021 | 60 | Net Demand (MW) | -650 | 27
1 Reference Case | 2021 | 60 | Net Demand (MW) | -640 | 26
1 Reference Case | 2021 | 60 | Net Demand (MW) | -630 | 20
1 Reference Case | 2021 | 60 | Net Demand (MW) | -620 | 28
1 Reference Case | 2021 | 60 | Net Demand (MW) | -610 | 38
1 Reference Case | 2021 | 60 | Net Demand (MW) | -600 | 46
1 Reference Case | 2021 | 60 | Net Demand (MW) | -590 | 46
1 Reference Case | 2021 | 60 | Net Demand (MW) | -580 | 51
1 Reference Case | 2021 | 60 | Net Demand (MW) | -570 | 52
1 Reference Case | 2021 | 60 | Net Demand (MW) | -560 | 57
1 Reference Case | 2021 | 60 | Net Demand (MW) | -550 | 77
1 Reference Case | 2021 | 60 | Net Demand (MW) | -540 | 62
1 Reference Case | 2021 | 60 | Net Demand (MW) | -530 | 88
1 Reference Case | 2021 | 60 | Net Demand (MW) | -520 | 80
1 Reference Case | 2021 | 60 | Net Demand (MW) | -510 | 95
1 Reference Case | 2021 | 60 | Net Demand (MW) | -500 | 102
1 Reference Case | 2021 | 60 | Net Demand (MW) | -490 | 93
1 Reference Case | 2021 | 60 | Net Demand (MW) | -480 | 100
1 Reference Case | 2021 | 60 | Net Demand (MW) | -470 | 111
1 Reference Case | 2021 | 60 | Net Demand (MW) | -460 | 125
1 Reference Case | 2021 | 60 | Net Demand (MW) | -450 | 161
1 Reference Case | 2021 | 60 | Net Demand (MW) | -440 | 143
1 Reference Case | 2021 | 60 | Net Demand (MW) | -430 | 162
1 Reference Case | 2021 | 60 | Net Demand (MW) | -420 | 170
1 Reference Case | 2021 | 60 | Net Demand (MW) | -410 | 176
1 Reference Case | 2021 | 60 | Net Demand (MW) | -400 | 190
1 Reference Case | 2021 | 60 | Net Demand (MW) | -390 | 233
1 Reference Case | 2021 | 60 | Net Demand (MW) | -380 | 231
1 Reference Case | 2021 | 60 | Net Demand (MW) | -370 | 244
1 Reference Case | 2021 | 60 | Net Demand (MW) | -360 | 255
1 Reference Case | 2021 | 60 | Net Demand (MW) | -350 | 288
1 Reference Case | 2021 | 60 | Net Demand (MW) | -340 | 301
1 Reference Case | 2021 | 60 | Net Demand (MW) | -330 | 346
1 Reference Case | 2021 | 60 | Net Demand (MW) | -320 | 281
1 Reference Case | 2021 | 60 | Net Demand (MW) | -310 | 346
1 Reference Case | 2021 | 60 | Net Demand (MW) | -300 | 375
1 Reference Case | 2021 | 60 | Net Demand (MW) | -290 | 352
1 Reference Case | 2021 | 60 | Net Demand (MW) | -280 | 383
1 Reference Case | 2021 | 60 | Net Demand (MW) | -270 | 402
1 Reference Case | 2021 | 60 | Net Demand (MW) | -260 | 415
1 Reference Case | 2021 | 60 | Net Demand (MW) | -250 | 435
1 Reference Case | 2021 | 60 | Net Demand (MW) | -240 | 448
1 Reference Case | 2021 | 60 | Net Demand (MW) | -230 | 499
1 Reference Case | 2021 | 60 | Net Demand (MW) | -220 | 495
1 Reference Case | 2021 | 60 | Net Demand (MW) | -210 | 574
1 Reference Case | 2021 | 60 | Net Demand (MW) | -200 | 548
1 Reference Case | 2021 | 60 | Net Demand (MW) | -190 | 606
1 Reference Case | 2021 | 60 | Net Demand (MW) | -180 | 647
1 Reference Case | 2021 | 60 | Net Demand (MW) | -170 | 697
1 Reference Case | 2021 | 60 | Net Demand (MW) | -160 | 670
1 Reference Case | 2021 | 60 | Net Demand (MW) | -150 | 698
1 Reference Case | 2021 | 60 | Net Demand (MW) | -140 | 785
1 Reference Case | 2021 | 60 | Net Demand (MW) | -130 | 794
1 Reference Case | 2021 | 60 | Net Demand (MW) | -120 | 807
1 Reference Case | 2021 | 60 | Net Demand (MW) | -110 | 832
1 Reference Case | 2021 | 60 | Net Demand (MW) | -100 | 816
1 Reference Case | 2021 | 60 | Net Demand (MW) | -90 | 897
1 Reference Case | 2021 | 60 | Net Demand (MW) | -80 | 930
1 Reference Case | 2021 | 60 | Net Demand (MW) | -70 | 958
1 Reference Case | 2021 | 60 | Net Demand (MW) | -60 | 993
1 Reference Case | 2021 | 60 | Net Demand (MW) | -50 | 1004
1 Reference Case | 2021 | 60 | Net Demand (MW) | -40 | 1080
1 Reference Case | 2021 | 60 | Net Demand (MW) | -30 | 1023
1 Reference Case | 2021 | 60 | Net Demand (MW) | -20 | 1041
1 Reference Case | 2021 | 60 | Net Demand (MW) | -10 | 1064
1 Reference Case | 2021 | 60 | Net Demand (MW) | 0 | 1113
1 Reference Case | 2021 | 60 | Net Demand (MW) | 10 | 1153
1 Reference Case | 2021 | 60 | Net Demand (MW) | 20 | 1090
1 Reference Case | 2021 | 60 | Net Demand (MW) | 30 | 1073
1 Reference Case | 2021 | 60 | Net Demand (MW) | 40 | 1078
1 Reference Case | 2021 | 60 | Net Demand (MW) | 50 | 994
1 Reference Case | 2021 | 60 | Net Demand (MW) | 60 | 1008
1 Reference Case | 2021 | 60 | Net Demand (MW) | 70 | 954
1 Reference Case | 2021 | 60 | Net Demand (MW) | 80 | 877
1 Reference Case | 2021 | 60 | Net Demand (MW) | 90 | 859
1 Reference Case | 2021 | 60 | Net Demand (MW) | 100 | 824
1 Reference Case | 2021 | 60 | Net Demand (MW) | 110 | 771
1 Reference Case | 2021 | 60 | Net Demand (MW) | 120 | 728
1 Reference Case | 2021 | 60 | Net Demand (MW) | 130 | 726
1 Reference Case | 2021 | 60 | Net Demand (MW) | 140 | 646
1 Reference Case | 2021 | 60 | Net Demand (MW) | 150 | 635
1 Reference Case | 2021 | 60 | Net Demand (MW) | 160 | 570
1 Reference Case | 2021 | 60 | Net Demand (MW) | 170 | 524
1 Reference Case | 2021 | 60 | Net Demand (MW) | 180 | 561
1 Reference Case | 2021 | 60 | Net Demand (MW) | 190 | 518
1 Reference Case | 2021 | 60 | Net Demand (MW) | 200 | 477
1 Reference Case | 2021 | 60 | Net Demand (MW) | 210 | 483
1 Reference Case | 2021 | 60 | Net Demand (MW) | 220 | 422
1 Reference Case | 2021 | 60 | Net Demand (MW) | 230 | 438
1 Reference Case | 2021 | 60 | Net Demand (MW) | 240 | 407
1 Reference Case | 2021 | 60 | Net Demand (MW) | 250 | 361
1 Reference Case | 2021 | 60 | Net Demand (MW) | 260 | 371
1 Reference Case | 2021 | 60 | Net Demand (MW) | 270 | 374
1 Reference Case | 2021 | 60 | Net Demand (MW) | 280 | 305
1 Reference Case | 2021 | 60 | Net Demand (MW) | 290 | 310
1 Reference Case | 2021 | 60 | Net Demand (MW) | 300 | 314
1 Reference Case | 2021 | 60 | Net Demand (MW) | 310 | 299
1 Reference Case | 2021 | 60 | Net Demand (MW) | 320 | 267
1 Reference Case | 2021 | 60 | Net Demand (MW) | 330 | 238
1 Reference Case | 2021 | 60 | Net Demand (MW) | 340 | 229
1 Reference Case | 2021 | 60 | Net Demand (MW) | 350 | 224
1 Reference Case | 2021 | 60 | Net Demand (MW) | 360 | 189
1 Reference Case | 2021 | 60 | Net Demand (MW) | 370 | 199
1 Reference Case | 2021 | 60 | Net Demand (MW) | 380 | 183
1 Reference Case | 2021 | 60 | Net Demand (MW) | 390 | 203
1 Reference Case | 2021 | 60 | Net Demand (MW) | 400 | 154
1 Reference Case | 2021 | 60 | Net Demand (MW) | 410 | 179
1 Reference Case | 2021 | 60 | Net Demand (MW) | 420 | 163
1 Reference Case | 2021 | 60 | Net Demand (MW) | 430 | 145
1 Reference Case | 2021 | 60 | Net Demand (MW) | 440 | 155
1 Reference Case | 2021 | 60 | Net Demand (MW) | 450 | 139
1 Reference Case | 2021 | 60 | Net Demand (MW) | 460 | 146
1 Reference Case | 2021 | 60 | Net Demand (MW) | 470 | 128
1 Reference Case | 2021 | 60 | Net Demand (MW) | 480 | 112
1 Reference Case | 2021 | 60 | Net Demand (MW) | 490 | 118
1 Reference Case | 2021 | 60 | Net Demand (MW) | 500 | 125
1 Reference Case | 2021 | 60 | Net Demand (MW) | 510 | 98
1 Reference Case | 2021 | 60 | Net Demand (MW) | 520 | 105
1 Reference Case | 2021 | 60 | Net Demand (MW) | 530 | 96
1 Reference Case | 2021 | 60 | Net Demand (MW) | 540 | 86
1 Reference Case | 2021 | 60 | Net Demand (MW) | 550 | 84
1 Reference Case | 2021 | 60 | Net Demand (MW) | 560 | 81
1 Reference Case | 2021 | 60 | Net Demand (MW) | 570 | 70
1 Reference Case | 2021 | 60 | Net Demand (MW) | 580 | 64
1 Reference Case | 2021 | 60 | Net Demand (MW) | 590 | 58
1 Reference Case | 2021 | 60 | Net Demand (MW) | 600 | 52
1 Reference Case | 2021 | 60 | Net Demand (MW) | 610 | 62
1 Reference Case | 2021 | 60 | Net Demand (MW) | 620 | 67
1 Reference Case | 2021 | 60 | Net Demand (MW) | 630 | 63
1 Reference Case | 2021 | 60 | Net Demand (MW) | 640 | 47
1 Reference Case | 2021 | 60 | Net Demand (MW) | 650 | 44
1 Reference Case | 2021 | 60 | Net Demand (MW) | 660 | 54
1 Reference Case | 2021 | 60 | Net Demand (MW) | 670 | 47
1 Reference Case | 2021 | 60 | Net Demand (MW) | 680 | 44
1 Reference Case | 2021 | 60 | Net Demand (MW) | 690 | 32
1 Reference Case | 2021 | 60 | Net Demand (MW) | 700 | 32
1 Reference Case | 2021 | 60 | Net Demand (MW) | 710 | 34
1 Reference Case | 2021 | 60 | Net Demand (MW) | 720 | 25
1 Reference Case | 2021 | 60 | Net Demand (MW) | 730 | 28
1 Reference Case | 2021 | 60 | Net Demand (MW) | 740 | 31
1 Reference Case | 2021 | 60 | Net Demand (MW) | 750 | 31
1 Reference Case | 2021 | 60 | Net Demand (MW) | 760 | 20
1 Reference Case | 2021 | 60 | Net Demand (MW) | 770 | 18
1 Reference Case | 2021 | 60 | Net Demand (MW) | 780 | 14
1 Reference Case | 2021 | 60 | Net Demand (MW) | 790 | 22
1 Reference Case | 2021 | 60 | Net Demand (MW) | 800 | 11
1 Reference Case | 2021 | 60 | Net Demand (MW) | 810 | 15
1 Reference Case | 2021 | 60 | Net Demand (MW) | 820 | 11
1 Reference Case | 2021 | 60 | Net Demand (MW) | 830 | 11
1 Reference Case | 2021 | 60 | Net Demand (MW) | 840 | 8
1 Reference Case | 2021 | 60 | Net Demand (MW) | 850 | 8
1 Reference Case | 2021 | 60 | Net Demand (MW) | 860 | 10
1 Reference Case | 2021 | 60 | Net Demand (MW) | 870 | 10
1 Reference Case | 2021 | 60 | Net Demand (MW) | 880 | 7
1 Reference Case | 2021 | 60 | Net Demand (MW) | 890 | 6
1 Reference Case | 2021 | 60 | Net Demand (MW) | 900 | 7
1 Reference Case | 2021 | 60 | Net Demand (MW) | 910 | 6
1 Reference Case | 2021 | 60 | Net Demand (MW) | 920 | 4
1 Reference Case | 2021 | 60 | Net Demand (MW) | 930 | 4
1 Reference Case | 2021 | 60 | Net Demand (MW) | 940 | 4
1 Reference Case | 2021 | 60 | Net Demand (MW) | 950 | 3
1 Reference Case | 2021 | 60 | Net Demand (MW) | 960 | 0
1 Reference Case | 2021 | 60 | Net Demand (MW) | 970 | 2
1 Reference Case | 2021 | 60 | Net Demand (MW) | 980 | 1
1 Reference Case | 2021 | 60 | Net Demand (MW) | 990 | 3
1 Reference Case | 2021 | 60 | Net Demand (MW) | 1000 | 1
1 Reference Case | 2021 | 60 | Net Demand (MW) | 1010 | 0
1 Reference Case | 2021 | 60 | Net Demand (MW) | 1020 | 1
1 Reference Case | 2021 | 60 | Net Demand (MW) | 1030 | 2
1 Reference Case | 2021 | 60 | Net Demand (MW) | 1040 | 2
1 Reference Case | 2021 | 60 | Net Demand (MW) | 1050 | 2
1 Reference Case | 2021 | 60 | Net Demand (MW) | 1060 | 1
1 Reference Case | 2021 | 60 | Net Demand (MW) | 1070 | 2
1 Reference Case | 2021 | 60 | Net Demand (MW) | 1080 | 1
1 Reference Case | 2021 | 60 | Net Demand (MW) | 1090 | 0
1 Reference Case | 2021 | 60 | Net Demand (MW) | 1100 | 1
1 Reference Case | 2021 | 60 | Net Demand (MW) | 1110 | 0
1 Reference Case | 2021 | 60 | Net Demand (MW) | 1120 | 1
1 Reference Case | 2021 | 60 | Net Demand (MW) | 1130 | 1
1 Reference Case | 2021 | 60 | Net Demand (MW) | 1140 | 0
1 Reference Case | 2021 | 60 | Net Demand (MW) | 1150 | 0
1 Reference Case | 2021 | 60 | Net Demand (MW) | 1160 | 1
1 Reference Case | 2021 | 60 | Net Demand (MW) | 1170 | 0
1 Reference Case | 2021 | 60 | Net Demand (MW) | 1180 | 0
1 Reference Case | 2021 | 60 | Net Demand (MW) | 1190 | 1
1 Reference Case | 2021 | 60 | Net Demand (MW) | 1200 | 0
1 Reference Case | 2021 | 60 | Net Demand (MW) | 1210 | 1
1 Reference Case | 2021 | 60 | Net Demand (MW) | 1220 | 1
1 Reference Case | 2021 | 60 | Net Demand (MW) | 1230 | 1
1 Reference Case | 2021 | 60 | Net Demand (MW) | 1240 | 1
1 Reference Case | 2021 | 60 | Net Demand (MW) | 1250 | 1
1 Reference Case | 2022 | 10 | Alberta Internal Load (MW) | -390 | 1
1 Reference Case | 2022 | 10 | Alberta Internal Load (MW) | -380 | 0
1 Reference Case | 2022 | 10 | Alberta Internal Load (MW) | -370 | 0
1 Reference Case | 2022 | 10 | Alberta Internal Load (MW) | -360 | 0
1 Reference Case | 2022 | 10 | Alberta Internal Load (MW) | -350 | 0
1 Reference Case | 2022 | 10 | Alberta Internal Load (MW) | -340 | 0
1 Reference Case | 2022 | 10 | Alberta Internal Load (MW) | -330 | 0
1 Reference Case | 2022 | 10 | Alberta Internal Load (MW) | -320 | 0
1 Reference Case | 2022 | 10 | Alberta Internal Load (MW) | -310 | 0
1 Reference Case | 2022 | 10 | Alberta Internal Load (MW) | -300 | 0
1 Reference Case | 2022 | 10 | Alberta Internal Load (MW) | -290 | 0
1 Reference Case | 2022 | 10 | Alberta Internal Load (MW) | -280 | 0
1 Reference Case | 2022 | 10 | Alberta Internal Load (MW) | -270 | 0
1 Reference Case | 2022 | 10 | Alberta Internal Load (MW) | -260 | 0
1 Reference Case | 2022 | 10 | Alberta Internal Load (MW) | -250 | 0
1 Reference Case | 2022 | 10 | Alberta Internal Load (MW) | -240 | 1
1 Reference Case | 2022 | 10 | Alberta Internal Load (MW) | -230 | 2
1 Reference Case | 2022 | 10 | Alberta Internal Load (MW) | -220 | 1
1 Reference Case | 2022 | 10 | Alberta Internal Load (MW) | -210 | 0
1 Reference Case | 2022 | 10 | Alberta Internal Load (MW) | -200 | 0
1 Reference Case | 2022 | 10 | Alberta Internal Load (MW) | -190 | 0
1 Reference Case | 2022 | 10 | Alberta Internal Load (MW) | -180 | 1
1 Reference Case | 2022 | 10 | Alberta Internal Load (MW) | -170 | 2
1 Reference Case | 2022 | 10 | Alberta Internal Load (MW) | -160 | 6
1 Reference Case | 2022 | 10 | Alberta Internal Load (MW) | -150 | 12
1 Reference Case | 2022 | 10 | Alberta Internal Load (MW) | -140 | 17
1 Reference Case | 2022 | 10 | Alberta Internal Load (MW) | -130 | 42
1 Reference Case | 2022 | 10 | Alberta Internal Load (MW) | -120 | 65
1 Reference Case | 2022 | 10 | Alberta Internal Load (MW) | -110 | 119
1 Reference Case | 2022 | 10 | Alberta Internal Load (MW) | -100 | 196
1 Reference Case | 2022 | 10 | Alberta Internal Load (MW) | -90 | 362
1 Reference Case | 2022 | 10 | Alberta Internal Load (MW) | -80 | 521
1 Reference Case | 2022 | 10 | Alberta Internal Load (MW) | -70 | 817
1 Reference Case | 2022 | 10 | Alberta Internal Load (MW) | -60 | 1348
1 Reference Case | 2022 | 10 | Alberta Internal Load (MW) | -50 | 2038
1 Reference Case | 2022 | 10 | Alberta Internal Load (MW) | -40 | 2874
1 Reference Case | 2022 | 10 | Alberta Internal Load (MW) | -30 | 3993
1 Reference Case | 2022 | 10 | Alberta Internal Load (MW) | -20 | 5279
1 Reference Case | 2022 | 10 | Alberta Internal Load (MW) | -10 | 6294
1 Reference Case | 2022 | 10 | Alberta Internal Load (MW) | 0 | 6776
1 Reference Case | 2022 | 10 | Alberta Internal Load (MW) | 10 | 5931
1 Reference Case | 2022 | 10 | Alberta Internal Load (MW) | 20 | 4582
1 Reference Case | 2022 | 10 | Alberta Internal Load (MW) | 30 | 3271
1 Reference Case | 2022 | 10 | Alberta Internal Load (MW) | 40 | 2295
1 Reference Case | 2022 | 10 | Alberta Internal Load (MW) | 50 | 1590
1 Reference Case | 2022 | 10 | Alberta Internal Load (MW) | 60 | 1167
1 Reference Case | 2022 | 10 | Alberta Internal Load (MW) | 70 | 790
1 Reference Case | 2022 | 10 | Alberta Internal Load (MW) | 80 | 553
1 Reference Case | 2022 | 10 | Alberta Internal Load (MW) | 90 | 438
1 Reference Case | 2022 | 10 | Alberta Internal Load (MW) | 100 | 343
1 Reference Case | 2022 | 10 | Alberta Internal Load (MW) | 110 | 233
1 Reference Case | 2022 | 10 | Alberta Internal Load (MW) | 120 | 218
1 Reference Case | 2022 | 10 | Alberta Internal Load (MW) | 130 | 140
1 Reference Case | 2022 | 10 | Alberta Internal Load (MW) | 140 | 114
1 Reference Case | 2022 | 10 | Alberta Internal Load (MW) | 150 | 60
1 Reference Case | 2022 | 10 | Alberta Internal Load (MW) | 160 | 34
1 Reference Case | 2022 | 10 | Alberta Internal Load (MW) | 170 | 11
1 Reference Case | 2022 | 10 | Alberta Internal Load (MW) | 180 | 7
1 Reference Case | 2022 | 10 | Alberta Internal Load (MW) | 190 | 5
1 Reference Case | 2022 | 10 | Alberta Internal Load (MW) | 200 | 3
1 Reference Case | 2022 | 10 | Alberta Internal Load (MW) | 210 | 3
1 Reference Case | 2022 | 10 | Alberta Internal Load (MW) | 220 | 0
1 Reference Case | 2022 | 10 | Alberta Internal Load (MW) | 230 | 0
1 Reference Case | 2022 | 10 | Alberta Internal Load (MW) | 240 | 1
1 Reference Case | 2022 | 10 | Alberta Internal Load (MW) | 250 | 1
1 Reference Case | 2022 | 10 | Alberta Internal Load (MW) | 260 | 0
1 Reference Case | 2022 | 10 | Alberta Internal Load (MW) | 270 | 0
1 Reference Case | 2022 | 10 | Alberta Internal Load (MW) | 280 | 1
1 Reference Case | 2022 | 10 | Alberta Internal Load (MW) | 290 | 1
1 Reference Case | 2022 | 60 | Alberta Internal Load (MW) | -640 | 2
1 Reference Case | 2022 | 60 | Alberta Internal Load (MW) | -630 | 1
1 Reference Case | 2022 | 60 | Alberta Internal Load (MW) | -620 | 1
1 Reference Case | 2022 | 60 | Alberta Internal Load (MW) | -610 | 4
1 Reference Case | 2022 | 60 | Alberta Internal Load (MW) | -600 | 7
1 Reference Case | 2022 | 60 | Alberta Internal Load (MW) | -590 | 3
1 Reference Case | 2022 | 60 | Alberta Internal Load (MW) | -580 | 10
1 Reference Case | 2022 | 60 | Alberta Internal Load (MW) | -570 | 10
1 Reference Case | 2022 | 60 | Alberta Internal Load (MW) | -560 | 18
1 Reference Case | 2022 | 60 | Alberta Internal Load (MW) | -550 | 18
1 Reference Case | 2022 | 60 | Alberta Internal Load (MW) | -540 | 34
1 Reference Case | 2022 | 60 | Alberta Internal Load (MW) | -530 | 44
1 Reference Case | 2022 | 60 | Alberta Internal Load (MW) | -520 | 35
1 Reference Case | 2022 | 60 | Alberta Internal Load (MW) | -510 | 53
1 Reference Case | 2022 | 60 | Alberta Internal Load (MW) | -500 | 79
1 Reference Case | 2022 | 60 | Alberta Internal Load (MW) | -490 | 71
1 Reference Case | 2022 | 60 | Alberta Internal Load (MW) | -480 | 82
1 Reference Case | 2022 | 60 | Alberta Internal Load (MW) | -470 | 86
1 Reference Case | 2022 | 60 | Alberta Internal Load (MW) | -460 | 79
1 Reference Case | 2022 | 60 | Alberta Internal Load (MW) | -450 | 79
1 Reference Case | 2022 | 60 | Alberta Internal Load (MW) | -440 | 97
1 Reference Case | 2022 | 60 | Alberta Internal Load (MW) | -430 | 105
1 Reference Case | 2022 | 60 | Alberta Internal Load (MW) | -420 | 106
1 Reference Case | 2022 | 60 | Alberta Internal Load (MW) | -410 | 104
1 Reference Case | 2022 | 60 | Alberta Internal Load (MW) | -400 | 102
1 Reference Case | 2022 | 60 | Alberta Internal Load (MW) | -390 | 126
1 Reference Case | 2022 | 60 | Alberta Internal Load (MW) | -380 | 125
1 Reference Case | 2022 | 60 | Alberta Internal Load (MW) | -370 | 140
1 Reference Case | 2022 | 60 | Alberta Internal Load (MW) | -360 | 172
1 Reference Case | 2022 | 60 | Alberta Internal Load (MW) | -350 | 202
1 Reference Case | 2022 | 60 | Alberta Internal Load (MW) | -340 | 207
1 Reference Case | 2022 | 60 | Alberta Internal Load (MW) | -330 | 245
1 Reference Case | 2022 | 60 | Alberta Internal Load (MW) | -320 | 261
1 Reference Case | 2022 | 60 | Alberta Internal Load (MW) | -310 | 287
1 Reference Case | 2022 | 60 | Alberta Internal Load (MW) | -300 | 312
1 Reference Case | 2022 | 60 | Alberta Internal Load (MW) | -290 | 303
1 Reference Case | 2022 | 60 | Alberta Internal Load (MW) | -280 | 309
1 Reference Case | 2022 | 60 | Alberta Internal Load (MW) | -270 | 340
1 Reference Case | 2022 | 60 | Alberta Internal Load (MW) | -260 | 357
1 Reference Case | 2022 | 60 | Alberta Internal Load (MW) | -250 | 381
1 Reference Case | 2022 | 60 | Alberta Internal Load (MW) | -240 | 395
1 Reference Case | 2022 | 60 | Alberta Internal Load (MW) | -230 | 413
1 Reference Case | 2022 | 60 | Alberta Internal Load (MW) | -220 | 464
1 Reference Case | 2022 | 60 | Alberta Internal Load (MW) | -210 | 504
1 Reference Case | 2022 | 60 | Alberta Internal Load (MW) | -200 | 519
1 Reference Case | 2022 | 60 | Alberta Internal Load (MW) | -190 | 557
1 Reference Case | 2022 | 60 | Alberta Internal Load (MW) | -180 | 577
1 Reference Case | 2022 | 60 | Alberta Internal Load (MW) | -170 | 570
1 Reference Case | 2022 | 60 | Alberta Internal Load (MW) | -160 | 680
1 Reference Case | 2022 | 60 | Alberta Internal Load (MW) | -150 | 666
1 Reference Case | 2022 | 60 | Alberta Internal Load (MW) | -140 | 791
1 Reference Case | 2022 | 60 | Alberta Internal Load (MW) | -130 | 763
1 Reference Case | 2022 | 60 | Alberta Internal Load (MW) | -120 | 800
1 Reference Case | 2022 | 60 | Alberta Internal Load (MW) | -110 | 859
1 Reference Case | 2022 | 60 | Alberta Internal Load (MW) | -100 | 1009
1 Reference Case | 2022 | 60 | Alberta Internal Load (MW) | -90 | 1004
1 Reference Case | 2022 | 60 | Alberta Internal Load (MW) | -80 | 1124
1 Reference Case | 2022 | 60 | Alberta Internal Load (MW) | -70 | 1272
1 Reference Case | 2022 | 60 | Alberta Internal Load (MW) | -60 | 1304
1 Reference Case | 2022 | 60 | Alberta Internal Load (MW) | -50 | 1444
1 Reference Case | 2022 | 60 | Alberta Internal Load (MW) | -40 | 1551
1 Reference Case | 2022 | 60 | Alberta Internal Load (MW) | -30 | 1526
1 Reference Case | 2022 | 60 | Alberta Internal Load (MW) | -20 | 1650
1 Reference Case | 2022 | 60 | Alberta Internal Load (MW) | -10 | 1671
1 Reference Case | 2022 | 60 | Alberta Internal Load (MW) | 0 | 1570
1 Reference Case | 2022 | 60 | Alberta Internal Load (MW) | 10 | 1602
1 Reference Case | 2022 | 60 | Alberta Internal Load (MW) | 20 | 1509
1 Reference Case | 2022 | 60 | Alberta Internal Load (MW) | 30 | 1393
1 Reference Case | 2022 | 60 | Alberta Internal Load (MW) | 40 | 1349
1 Reference Case | 2022 | 60 | Alberta Internal Load (MW) | 50 | 1252
1 Reference Case | 2022 | 60 | Alberta Internal Load (MW) | 60 | 1070
1 Reference Case | 2022 | 60 | Alberta Internal Load (MW) | 70 | 1038
1 Reference Case | 2022 | 60 | Alberta Internal Load (MW) | 80 | 877
1 Reference Case | 2022 | 60 | Alberta Internal Load (MW) | 90 | 799
1 Reference Case | 2022 | 60 | Alberta Internal Load (MW) | 100 | 779
1 Reference Case | 2022 | 60 | Alberta Internal Load (MW) | 110 | 723
1 Reference Case | 2022 | 60 | Alberta Internal Load (MW) | 120 | 678
1 Reference Case | 2022 | 60 | Alberta Internal Load (MW) | 130 | 600
1 Reference Case | 2022 | 60 | Alberta Internal Load (MW) | 140 | 598
1 Reference Case | 2022 | 60 | Alberta Internal Load (MW) | 150 | 515
1 Reference Case | 2022 | 60 | Alberta Internal Load (MW) | 160 | 498
1 Reference Case | 2022 | 60 | Alberta Internal Load (MW) | 170 | 472
1 Reference Case | 2022 | 60 | Alberta Internal Load (MW) | 180 | 435
1 Reference Case | 2022 | 60 | Alberta Internal Load (MW) | 190 | 462
1 Reference Case | 2022 | 60 | Alberta Internal Load (MW) | 200 | 434
1 Reference Case | 2022 | 60 | Alberta Internal Load (MW) | 210 | 375
1 Reference Case | 2022 | 60 | Alberta Internal Load (MW) | 220 | 393
1 Reference Case | 2022 | 60 | Alberta Internal Load (MW) | 230 | 322
1 Reference Case | 2022 | 60 | Alberta Internal Load (MW) | 240 | 324
1 Reference Case | 2022 | 60 | Alberta Internal Load (MW) | 250 | 301
1 Reference Case | 2022 | 60 | Alberta Internal Load (MW) | 260 | 309
1 Reference Case | 2022 | 60 | Alberta Internal Load (MW) | 270 | 281
1 Reference Case | 2022 | 60 | Alberta Internal Load (MW) | 280 | 268
1 Reference Case | 2022 | 60 | Alberta Internal Load (MW) | 290 | 243
1 Reference Case | 2022 | 60 | Alberta Internal Load (MW) | 300 | 250
1 Reference Case | 2022 | 60 | Alberta Internal Load (MW) | 310 | 201
1 Reference Case | 2022 | 60 | Alberta Internal Load (MW) | 320 | 226
1 Reference Case | 2022 | 60 | Alberta Internal Load (MW) | 330 | 189
1 Reference Case | 2022 | 60 | Alberta Internal Load (MW) | 340 | 177
1 Reference Case | 2022 | 60 | Alberta Internal Load (MW) | 350 | 184
1 Reference Case | 2022 | 60 | Alberta Internal Load (MW) | 360 | 160
1 Reference Case | 2022 | 60 | Alberta Internal Load (MW) | 370 | 163
1 Reference Case | 2022 | 60 | Alberta Internal Load (MW) | 380 | 175
1 Reference Case | 2022 | 60 | Alberta Internal Load (MW) | 390 | 157
1 Reference Case | 2022 | 60 | Alberta Internal Load (MW) | 400 | 135
1 Reference Case | 2022 | 60 | Alberta Internal Load (MW) | 410 | 130
1 Reference Case | 2022 | 60 | Alberta Internal Load (MW) | 420 | 97
1 Reference Case | 2022 | 60 | Alberta Internal Load (MW) | 430 | 118
1 Reference Case | 2022 | 60 | Alberta Internal Load (MW) | 440 | 96
1 Reference Case | 2022 | 60 | Alberta Internal Load (MW) | 450 | 109
1 Reference Case | 2022 | 60 | Alberta Internal Load (MW) | 460 | 83
1 Reference Case | 2022 | 60 | Alberta Internal Load (MW) | 470 | 63
1 Reference Case | 2022 | 60 | Alberta Internal Load (MW) | 480 | 80
1 Reference Case | 2022 | 60 | Alberta Internal Load (MW) | 490 | 68
1 Reference Case | 2022 | 60 | Alberta Internal Load (MW) | 500 | 63
1 Reference Case | 2022 | 60 | Alberta Internal Load (MW) | 510 | 61
1 Reference Case | 2022 | 60 | Alberta Internal Load (MW) | 520 | 58
1 Reference Case | 2022 | 60 | Alberta Internal Load (MW) | 530 | 51
1 Reference Case | 2022 | 60 | Alberta Internal Load (MW) | 540 | 50
1 Reference Case | 2022 | 60 | Alberta Internal Load (MW) | 550 | 48
1 Reference Case | 2022 | 60 | Alberta Internal Load (MW) | 560 | 46
1 Reference Case | 2022 | 60 | Alberta Internal Load (MW) | 570 | 56
1 Reference Case | 2022 | 60 | Alberta Internal Load (MW) | 580 | 37
1 Reference Case | 2022 | 60 | Alberta Internal Load (MW) | 590 | 34
1 Reference Case | 2022 | 60 | Alberta Internal Load (MW) | 600 | 45
1 Reference Case | 2022 | 60 | Alberta Internal Load (MW) | 610 | 51
1 Reference Case | 2022 | 60 | Alberta Internal Load (MW) | 620 | 47
1 Reference Case | 2022 | 60 | Alberta Internal Load (MW) | 630 | 48
1 Reference Case | 2022 | 60 | Alberta Internal Load (MW) | 640 | 52
1 Reference Case | 2022 | 60 | Alberta Internal Load (MW) | 650 | 36
1 Reference Case | 2022 | 60 | Alberta Internal Load (MW) | 660 | 30
1 Reference Case | 2022 | 60 | Alberta Internal Load (MW) | 670 | 44
1 Reference Case | 2022 | 60 | Alberta Internal Load (MW) | 680 | 39
1 Reference Case | 2022 | 60 | Alberta Internal Load (MW) | 690 | 31
1 Reference Case | 2022 | 60 | Alberta Internal Load (MW) | 700 | 43
1 Reference Case | 2022 | 60 | Alberta Internal Load (MW) | 710 | 27
1 Reference Case | 2022 | 60 | Alberta Internal Load (MW) | 720 | 21
1 Reference Case | 2022 | 60 | Alberta Internal Load (MW) | 730 | 26
1 Reference Case | 2022 | 60 | Alberta Internal Load (MW) | 740 | 14
1 Reference Case | 2022 | 60 | Alberta Internal Load (MW) | 750 | 16
1 Reference Case | 2022 | 60 | Alberta Internal Load (MW) | 760 | 11
1 Reference Case | 2022 | 60 | Alberta Internal Load (MW) | 770 | 8
1 Reference Case | 2022 | 60 | Alberta Internal Load (MW) | 780 | 12
1 Reference Case | 2022 | 60 | Alberta Internal Load (MW) | 790 | 4
1 Reference Case | 2022 | 60 | Alberta Internal Load (MW) | 800 | 2
1 Reference Case | 2022 | 60 | Alberta Internal Load (MW) | 810 | 3
1 Reference Case | 2022 | 10 | Variable Generation (MW) | -260 | 1
1 Reference Case | 2022 | 10 | Variable Generation (MW) | -250 | 0
1 Reference Case | 2022 | 10 | Variable Generation (MW) | -240 | 2
1 Reference Case | 2022 | 10 | Variable Generation (MW) | -230 | 0
1 Reference Case | 2022 | 10 | Variable Generation (MW) | -220 | 1
1 Reference Case | 2022 | 10 | Variable Generation (MW) | -210 | 1
1 Reference Case | 2022 | 10 | Variable Generation (MW) | -200 | 0
1 Reference Case | 2022 | 10 | Variable Generation (MW) | -190 | 3
1 Reference Case | 2022 | 10 | Variable Generation (MW) | -180 | 5
1 Reference Case | 2022 | 10 | Variable Generation (MW) | -170 | 3
1 Reference Case | 2022 | 10 | Variable Generation (MW) | -160 | 9
1 Reference Case | 2022 | 10 | Variable Generation (MW) | -150 | 5
1 Reference Case | 2022 | 10 | Variable Generation (MW) | -140 | 18
1 Reference Case | 2022 | 10 | Variable Generation (MW) | -130 | 40
1 Reference Case | 2022 | 10 | Variable Generation (MW) | -120 | 48
1 Reference Case | 2022 | 10 | Variable Generation (MW) | -110 | 53
1 Reference Case | 2022 | 10 | Variable Generation (MW) | -100 | 94
1 Reference Case | 2022 | 10 | Variable Generation (MW) | -90 | 165
1 Reference Case | 2022 | 10 | Variable Generation (MW) | -80 | 246
1 Reference Case | 2022 | 10 | Variable Generation (MW) | -70 | 451
1 Reference Case | 2022 | 10 | Variable Generation (MW) | -60 | 654
1 Reference Case | 2022 | 10 | Variable Generation (MW) | -50 | 1078
1 Reference Case | 2022 | 10 | Variable Generation (MW) | -40 | 1744
1 Reference Case | 2022 | 10 | Variable Generation (MW) | -30 | 2963
1 Reference Case | 2022 | 10 | Variable Generation (MW) | -20 | 4883
1 Reference Case | 2022 | 10 | Variable Generation (MW) | -10 | 8322
1 Reference Case | 2022 | 10 | Variable Generation (MW) | 0 | 11925
1 Reference Case | 2022 | 10 | Variable Generation (MW) | 10 | 7553
1 Reference Case | 2022 | 10 | Variable Generation (MW) | 20 | 4657
1 Reference Case | 2022 | 10 | Variable Generation (MW) | 30 | 2914
1 Reference Case | 2022 | 10 | Variable Generation (MW) | 40 | 1684
1 Reference Case | 2022 | 10 | Variable Generation (MW) | 50 | 1134
1 Reference Case | 2022 | 10 | Variable Generation (MW) | 60 | 689
1 Reference Case | 2022 | 10 | Variable Generation (MW) | 70 | 432
1 Reference Case | 2022 | 10 | Variable Generation (MW) | 80 | 250
1 Reference Case | 2022 | 10 | Variable Generation (MW) | 90 | 182
1 Reference Case | 2022 | 10 | Variable Generation (MW) | 100 | 104
1 Reference Case | 2022 | 10 | Variable Generation (MW) | 110 | 71
1 Reference Case | 2022 | 10 | Variable Generation (MW) | 120 | 55
1 Reference Case | 2022 | 10 | Variable Generation (MW) | 130 | 42
1 Reference Case | 2022 | 10 | Variable Generation (MW) | 140 | 19
1 Reference Case | 2022 | 10 | Variable Generation (MW) | 150 | 15
1 Reference Case | 2022 | 10 | Variable Generation (MW) | 160 | 7
1 Reference Case | 2022 | 10 | Variable Generation (MW) | 170 | 13
1 Reference Case | 2022 | 10 | Variable Generation (MW) | 180 | 5
1 Reference Case | 2022 | 10 | Variable Generation (MW) | 190 | 4
1 Reference Case | 2022 | 10 | Variable Generation (MW) | 200 | 3
1 Reference Case | 2022 | 10 | Variable Generation (MW) | 210 | 4
1 Reference Case | 2022 | 10 | Variable Generation (MW) | 220 | 2
1 Reference Case | 2022 | 10 | Variable Generation (MW) | 230 | 2
1 Reference Case | 2022 | 10 | Variable Generation (MW) | 240 | 1
1 Reference Case | 2022 | 10 | Variable Generation (MW) | 250 | 0
1 Reference Case | 2022 | 10 | Variable Generation (MW) | 260 | 0
1 Reference Case | 2022 | 10 | Variable Generation (MW) | 270 | 1
1 Reference Case | 2022 | 10 | Variable Generation (MW) | 280 | 0
1 Reference Case | 2022 | 10 | Variable Generation (MW) | 290 | 1
1 Reference Case | 2022 | 10 | Variable Generation (MW) | 300 | 0
1 Reference Case | 2022 | 10 | Variable Generation (MW) | 310 | 0
1 Reference Case | 2022 | 10 | Variable Generation (MW) | 320 | 1
1 Reference Case | 2022 | 60 | Variable Generation (MW) | -950 | 1
1 Reference Case | 2022 | 60 | Variable Generation (MW) | -940 | 1
1 Reference Case | 2022 | 60 | Variable Generation (MW) | -930 | 0
1 Reference Case | 2022 | 60 | Variable Generation (MW) | -920 | 0
1 Reference Case | 2022 | 60 | Variable Generation (MW) | -910 | 1
1 Reference Case | 2022 | 60 | Variable Generation (MW) | -900 | 0
1 Reference Case | 2022 | 60 | Variable Generation (MW) | -890 | 1
1 Reference Case | 2022 | 60 | Variable Generation (MW) | -880 | 0
1 Reference Case | 2022 | 60 | Variable Generation (MW) | -870 | 2
1 Reference Case | 2022 | 60 | Variable Generation (MW) | -860 | 0
1 Reference Case | 2022 | 60 | Variable Generation (MW) | -850 | 0
1 Reference Case | 2022 | 60 | Variable Generation (MW) | -840 | 0
1 Reference Case | 2022 | 60 | Variable Generation (MW) | -830 | 0
1 Reference Case | 2022 | 60 | Variable Generation (MW) | -820 | 0
1 Reference Case | 2022 | 60 | Variable Generation (MW) | -810 | 0
1 Reference Case | 2022 | 60 | Variable Generation (MW) | -800 | 2
1 Reference Case | 2022 | 60 | Variable Generation (MW) | -790 | 0
1 Reference Case | 2022 | 60 | Variable Generation (MW) | -780 | 1
1 Reference Case | 2022 | 60 | Variable Generation (MW) | -770 | 0
1 Reference Case | 2022 | 60 | Variable Generation (MW) | -760 | 1
1 Reference Case | 2022 | 60 | Variable Generation (MW) | -750 | 2
1 Reference Case | 2022 | 60 | Variable Generation (MW) | -740 | 0
1 Reference Case | 2022 | 60 | Variable Generation (MW) | -730 | 0
1 Reference Case | 2022 | 60 | Variable Generation (MW) | -720 | 0
1 Reference Case | 2022 | 60 | Variable Generation (MW) | -710 | 1
1 Reference Case | 2022 | 60 | Variable Generation (MW) | -700 | 1
1 Reference Case | 2022 | 60 | Variable Generation (MW) | -690 | 1
1 Reference Case | 2022 | 60 | Variable Generation (MW) | -680 | 3
1 Reference Case | 2022 | 60 | Variable Generation (MW) | -670 | 3
1 Reference Case | 2022 | 60 | Variable Generation (MW) | -660 | 1
1 Reference Case | 2022 | 60 | Variable Generation (MW) | -650 | 2
1 Reference Case | 2022 | 60 | Variable Generation (MW) | -640 | 3
1 Reference Case | 2022 | 60 | Variable Generation (MW) | -630 | 5
1 Reference Case | 2022 | 60 | Variable Generation (MW) | -620 | 3
1 Reference Case | 2022 | 60 | Variable Generation (MW) | -610 | 6
1 Reference Case | 2022 | 60 | Variable Generation (MW) | -600 | 5
1 Reference Case | 2022 | 60 | Variable Generation (MW) | -590 | 3
1 Reference Case | 2022 | 60 | Variable Generation (MW) | -580 | 6
1 Reference Case | 2022 | 60 | Variable Generation (MW) | -570 | 3
1 Reference Case | 2022 | 60 | Variable Generation (MW) | -560 | 10
1 Reference Case | 2022 | 60 | Variable Generation (MW) | -550 | 4
1 Reference Case | 2022 | 60 | Variable Generation (MW) | -540 | 10
1 Reference Case | 2022 | 60 | Variable Generation (MW) | -530 | 7
1 Reference Case | 2022 | 60 | Variable Generation (MW) | -520 | 12
1 Reference Case | 2022 | 60 | Variable Generation (MW) | -510 | 10
1 Reference Case | 2022 | 60 | Variable Generation (MW) | -500 | 15
1 Reference Case | 2022 | 60 | Variable Generation (MW) | -490 | 16
1 Reference Case | 2022 | 60 | Variable Generation (MW) | -480 | 27
1 Reference Case | 2022 | 60 | Variable Generation (MW) | -470 | 26
1 Reference Case | 2022 | 60 | Variable Generation (MW) | -460 | 24
1 Reference Case | 2022 | 60 | Variable Generation (MW) | -450 | 29
1 Reference Case | 2022 | 60 | Variable Generation (MW) | -440 | 27
1 Reference Case | 2022 | 60 | Variable Generation (MW) | -430 | 29
1 Reference Case | 2022 | 60 | Variable Generation (MW) | -420 | 29
1 Reference Case | 2022 | 60 | Variable Generation (MW) | -410 | 40
1 Reference Case | 2022 | 60 | Variable Generation (MW) | -400 | 48
1 Reference Case | 2022 | 60 | Variable Generation (MW) | -390 | 35
1 Reference Case | 2022 | 60 | Variable Generation (MW) | -380 | 63
1 Reference Case | 2022 | 60 | Variable Generation (MW) | -370 | 66
1 Reference Case | 2022 | 60 | Variable Generation (MW) | -360 | 65
1 Reference Case | 2022 | 60 | Variable Generation (MW) | -350 | 72
1 Reference Case | 2022 | 60 | Variable Generation (MW) | -340 | 88
1 Reference Case | 2022 | 60 | Variable Generation (MW) | -330 | 80
1 Reference Case | 2022 | 60 | Variable Generation (MW) | -320 | 102
1 Reference Case | 2022 | 60 | Variable Generation (MW) | -310 | 96
1 Reference Case | 2022 | 60 | Variable Generation (MW) | -300 | 128
1 Reference Case | 2022 | 60 | Variable Generation (MW) | -290 | 127
1 Reference Case | 2022 | 60 | Variable Generation (MW) | -280 | 136
1 Reference Case | 2022 | 60 | Variable Generation (MW) | -270 | 162
1 Reference Case | 2022 | 60 | Variable Generation (MW) | -260 | 180
1 Reference Case | 2022 | 60 | Variable Generation (MW) | -250 | 215
1 Reference Case | 2022 | 60 | Variable Generation (MW) | -240 | 227
1 Reference Case | 2022 | 60 | Variable Generation (MW) | -230 | 273
1 Reference Case | 2022 | 60 | Variable Generation (MW) | -220 | 279
1 Reference Case | 2022 | 60 | Variable Generation (MW) | -210 | 301
1 Reference Case | 2022 | 60 | Variable Generation (MW) | -200 | 368
1 Reference Case | 2022 | 60 | Variable Generation (MW) | -190 | 360
1 Reference Case | 2022 | 60 | Variable Generation (MW) | -180 | 387
1 Reference Case | 2022 | 60 | Variable Generation (MW) | -170 | 475
1 Reference Case | 2022 | 60 | Variable Generation (MW) | -160 | 519
1 Reference Case | 2022 | 60 | Variable Generation (MW) | -150 | 595
1 Reference Case | 2022 | 60 | Variable Generation (MW) | -140 | 616
1 Reference Case | 2022 | 60 | Variable Generation (MW) | -130 | 633
1 Reference Case | 2022 | 60 | Variable Generation (MW) | -120 | 784
1 Reference Case | 2022 | 60 | Variable Generation (MW) | -110 | 877
1 Reference Case | 2022 | 60 | Variable Generation (MW) | -100 | 1013
1 Reference Case | 2022 | 60 | Variable Generation (MW) | -90 | 1126
1 Reference Case | 2022 | 60 | Variable Generation (MW) | -80 | 1128
1 Reference Case | 2022 | 60 | Variable Generation (MW) | -70 | 1317
1 Reference Case | 2022 | 60 | Variable Generation (MW) | -60 | 1513
1 Reference Case | 2022 | 60 | Variable Generation (MW) | -50 | 1692
1 Reference Case | 2022 | 60 | Variable Generation (MW) | -40 | 1880
1 Reference Case | 2022 | 60 | Variable Generation (MW) | -30 | 2128
1 Reference Case | 2022 | 60 | Variable Generation (MW) | -20 | 2310
1 Reference Case | 2022 | 60 | Variable Generation (MW) | -10 | 2610
1 Reference Case | 2022 | 60 | Variable Generation (MW) | 0 | 2694
1 Reference Case | 2022 | 60 | Variable Generation (MW) | 10 | 2597
1 Reference Case | 2022 | 60 | Variable Generation (MW) | 20 | 2275
1 Reference Case | 2022 | 60 | Variable Generation (MW) | 30 | 1870
1 Reference Case | 2022 | 60 | Variable Generation (MW) | 40 | 1648
1 Reference Case | 2022 | 60 | Variable Generation (MW) | 50 | 1482
1 Reference Case | 2022 | 60 | Variable Generation (MW) | 60 | 1409
1 Reference Case | 2022 | 60 | Variable Generation (MW) | 70 | 1264
1 Reference Case | 2022 | 60 | Variable Generation (MW) | 80 | 1051
1 Reference Case | 2022 | 60 | Variable Generation (MW) | 90 | 967
1 Reference Case | 2022 | 60 | Variable Generation (MW) | 100 | 920
1 Reference Case | 2022 | 60 | Variable Generation (MW) | 110 | 906
1 Reference Case | 2022 | 60 | Variable Generation (MW) | 120 | 773
1 Reference Case | 2022 | 60 | Variable Generation (MW) | 130 | 694
1 Reference Case | 2022 | 60 | Variable Generation (MW) | 140 | 652
1 Reference Case | 2022 | 60 | Variable Generation (MW) | 150 | 598
1 Reference Case | 2022 | 60 | Variable Generation (MW) | 160 | 499
1 Reference Case | 2022 | 60 | Variable Generation (MW) | 170 | 475
1 Reference Case | 2022 | 60 | Variable Generation (MW) | 180 | 433
1 Reference Case | 2022 | 60 | Variable Generation (MW) | 190 | 379
1 Reference Case | 2022 | 60 | Variable Generation (MW) | 200 | 357
1 Reference Case | 2022 | 60 | Variable Generation (MW) | 210 | 302
1 Reference Case | 2022 | 60 | Variable Generation (MW) | 220 | 273
1 Reference Case | 2022 | 60 | Variable Generation (MW) | 230 | 254
1 Reference Case | 2022 | 60 | Variable Generation (MW) | 240 | 222
1 Reference Case | 2022 | 60 | Variable Generation (MW) | 250 | 198
1 Reference Case | 2022 | 60 | Variable Generation (MW) | 260 | 197
1 Reference Case | 2022 | 60 | Variable Generation (MW) | 270 | 161
1 Reference Case | 2022 | 60 | Variable Generation (MW) | 280 | 130
1 Reference Case | 2022 | 60 | Variable Generation (MW) | 290 | 116
1 Reference Case | 2022 | 60 | Variable Generation (MW) | 300 | 110
1 Reference Case | 2022 | 60 | Variable Generation (MW) | 310 | 112
1 Reference Case | 2022 | 60 | Variable Generation (MW) | 320 | 101
1 Reference Case | 2022 | 60 | Variable Generation (MW) | 330 | 87
1 Reference Case | 2022 | 60 | Variable Generation (MW) | 340 | 66
1 Reference Case | 2022 | 60 | Variable Generation (MW) | 350 | 70
1 Reference Case | 2022 | 60 | Variable Generation (MW) | 360 | 77
1 Reference Case | 2022 | 60 | Variable Generation (MW) | 370 | 64
1 Reference Case | 2022 | 60 | Variable Generation (MW) | 380 | 60
1 Reference Case | 2022 | 60 | Variable Generation (MW) | 390 | 46
1 Reference Case | 2022 | 60 | Variable Generation (MW) | 400 | 44
1 Reference Case | 2022 | 60 | Variable Generation (MW) | 410 | 37
1 Reference Case | 2022 | 60 | Variable Generation (MW) | 420 | 35
1 Reference Case | 2022 | 60 | Variable Generation (MW) | 430 | 32
1 Reference Case | 2022 | 60 | Variable Generation (MW) | 440 | 31
1 Reference Case | 2022 | 60 | Variable Generation (MW) | 450 | 34
1 Reference Case | 2022 | 60 | Variable Generation (MW) | 460 | 36
1 Reference Case | 2022 | 60 | Variable Generation (MW) | 470 | 25
1 Reference Case | 2022 | 60 | Variable Generation (MW) | 480 | 18
1 Reference Case | 2022 | 60 | Variable Generation (MW) | 490 | 17
1 Reference Case | 2022 | 60 | Variable Generation (MW) | 500 | 10
1 Reference Case | 2022 | 60 | Variable Generation (MW) | 510 | 25
1 Reference Case | 2022 | 60 | Variable Generation (MW) | 520 | 17
1 Reference Case | 2022 | 60 | Variable Generation (MW) | 530 | 11
1 Reference Case | 2022 | 60 | Variable Generation (MW) | 540 | 15
1 Reference Case | 2022 | 60 | Variable Generation (MW) | 550 | 8
1 Reference Case | 2022 | 60 | Variable Generation (MW) | 560 | 11
1 Reference Case | 2022 | 60 | Variable Generation (MW) | 570 | 10
1 Reference Case | 2022 | 60 | Variable Generation (MW) | 580 | 10
1 Reference Case | 2022 | 60 | Variable Generation (MW) | 590 | 16
1 Reference Case | 2022 | 60 | Variable Generation (MW) | 600 | 4
1 Reference Case | 2022 | 60 | Variable Generation (MW) | 610 | 6
1 Reference Case | 2022 | 60 | Variable Generation (MW) | 620 | 6
1 Reference Case | 2022 | 60 | Variable Generation (MW) | 630 | 2
1 Reference Case | 2022 | 60 | Variable Generation (MW) | 640 | 2
1 Reference Case | 2022 | 60 | Variable Generation (MW) | 650 | 4
1 Reference Case | 2022 | 60 | Variable Generation (MW) | 660 | 5
1 Reference Case | 2022 | 60 | Variable Generation (MW) | 670 | 3
1 Reference Case | 2022 | 60 | Variable Generation (MW) | 680 | 1
1 Reference Case | 2022 | 60 | Variable Generation (MW) | 690 | 2
1 Reference Case | 2022 | 60 | Variable Generation (MW) | 700 | 6
1 Reference Case | 2022 | 60 | Variable Generation (MW) | 710 | 1
1 Reference Case | 2022 | 60 | Variable Generation (MW) | 720 | 1
1 Reference Case | 2022 | 60 | Variable Generation (MW) | 730 | 3
1 Reference Case | 2022 | 60 | Variable Generation (MW) | 740 | 2
1 Reference Case | 2022 | 60 | Variable Generation (MW) | 750 | 3
1 Reference Case | 2022 | 60 | Variable Generation (MW) | 760 | 1
1 Reference Case | 2022 | 60 | Variable Generation (MW) | 770 | 2
1 Reference Case | 2022 | 60 | Variable Generation (MW) | 780 | 2
1 Reference Case | 2022 | 60 | Variable Generation (MW) | 790 | 1
1 Reference Case | 2022 | 60 | Variable Generation (MW) | 800 | 3
1 Reference Case | 2022 | 60 | Variable Generation (MW) | 810 | 0
1 Reference Case | 2022 | 60 | Variable Generation (MW) | 820 | 2
1 Reference Case | 2022 | 60 | Variable Generation (MW) | 830 | 2
1 Reference Case | 2022 | 60 | Variable Generation (MW) | 840 | 1
1 Reference Case | 2022 | 60 | Variable Generation (MW) | 850 | 2
1 Reference Case | 2022 | 60 | Variable Generation (MW) | 860 | 1
1 Reference Case | 2022 | 60 | Variable Generation (MW) | 870 | 0
1 Reference Case | 2022 | 60 | Variable Generation (MW) | 880 | 1
1 Reference Case | 2022 | 60 | Variable Generation (MW) | 890 | 0
1 Reference Case | 2022 | 60 | Variable Generation (MW) | 900 | 0
1 Reference Case | 2022 | 60 | Variable Generation (MW) | 910 | 1
1 Reference Case | 2022 | 60 | Variable Generation (MW) | 920 | 0
1 Reference Case | 2022 | 60 | Variable Generation (MW) | 930 | 0
1 Reference Case | 2022 | 60 | Variable Generation (MW) | 940 | 0
1 Reference Case | 2022 | 60 | Variable Generation (MW) | 950 | 1
1 Reference Case | 2022 | 60 | Variable Generation (MW) | 960 | 1
1 Reference Case | 2022 | 60 | Variable Generation (MW) | 970 | 3
1 Reference Case | 2022 | 60 | Variable Generation (MW) | 980 | 0
1 Reference Case | 2022 | 60 | Variable Generation (MW) | 990 | 1
1 Reference Case | 2022 | 10 | Net Demand (MW) | -440 | 1
1 Reference Case | 2022 | 10 | Net Demand (MW) | -430 | 0
1 Reference Case | 2022 | 10 | Net Demand (MW) | -420 | 0
1 Reference Case | 2022 | 10 | Net Demand (MW) | -410 | 0
1 Reference Case | 2022 | 10 | Net Demand (MW) | -400 | 0
1 Reference Case | 2022 | 10 | Net Demand (MW) | -390 | 0
1 Reference Case | 2022 | 10 | Net Demand (MW) | -380 | 0
1 Reference Case | 2022 | 10 | Net Demand (MW) | -370 | 0
1 Reference Case | 2022 | 10 | Net Demand (MW) | -360 | 0
1 Reference Case | 2022 | 10 | Net Demand (MW) | -350 | 0
1 Reference Case | 2022 | 10 | Net Demand (MW) | -340 | 0
1 Reference Case | 2022 | 10 | Net Demand (MW) | -330 | 1
1 Reference Case | 2022 | 10 | Net Demand (MW) | -320 | 0
1 Reference Case | 2022 | 10 | Net Demand (MW) | -310 | 1
1 Reference Case | 2022 | 10 | Net Demand (MW) | -300 | 0
1 Reference Case | 2022 | 10 | Net Demand (MW) | -290 | 1
1 Reference Case | 2022 | 10 | Net Demand (MW) | -280 | 1
1 Reference Case | 2022 | 10 | Net Demand (MW) | -270 | 2
1 Reference Case | 2022 | 10 | Net Demand (MW) | -260 | 3
1 Reference Case | 2022 | 10 | Net Demand (MW) | -250 | 1
1 Reference Case | 2022 | 10 | Net Demand (MW) | -240 | 5
1 Reference Case | 2022 | 10 | Net Demand (MW) | -230 | 4
1 Reference Case | 2022 | 10 | Net Demand (MW) | -220 | 8
1 Reference Case | 2022 | 10 | Net Demand (MW) | -210 | 5
1 Reference Case | 2022 | 10 | Net Demand (MW) | -200 | 7
1 Reference Case | 2022 | 10 | Net Demand (MW) | -190 | 12
1 Reference Case | 2022 | 10 | Net Demand (MW) | -180 | 10
1 Reference Case | 2022 | 10 | Net Demand (MW) | -170 | 33
1 Reference Case | 2022 | 10 | Net Demand (MW) | -160 | 38
1 Reference Case | 2022 | 10 | Net Demand (MW) | -150 | 55
1 Reference Case | 2022 | 10 | Net Demand (MW) | -140 | 108
1 Reference Case | 2022 | 10 | Net Demand (MW) | -130 | 138
1 Reference Case | 2022 | 10 | Net Demand (MW) | -120 | 214
1 Reference Case | 2022 | 10 | Net Demand (MW) | -110 | 301
1 Reference Case | 2022 | 10 | Net Demand (MW) | -100 | 484
1 Reference Case | 2022 | 10 | Net Demand (MW) | -90 | 697
1 Reference Case | 2022 | 10 | Net Demand (MW) | -80 | 967
1 Reference Case | 2022 | 10 | Net Demand (MW) | -70 | 1308
1 Reference Case | 2022 | 10 | Net Demand (MW) | -60 | 1786
1 Reference Case | 2022 | 10 | Net Demand (MW) | -50 | 2356
1 Reference Case | 2022 | 10 | Net Demand (MW) | -40 | 2970
1 Reference Case | 2022 | 10 | Net Demand (MW) | -30 | 3591
1 Reference Case | 2022 | 10 | Net Demand (MW) | -20 | 4217
1 Reference Case | 2022 | 10 | Net Demand (MW) | -10 | 4927
1 Reference Case | 2022 | 10 | Net Demand (MW) | 0 | 5061
1 Reference Case | 2022 | 10 | Net Demand (MW) | 10 | 4752
1 Reference Case | 2022 | 10 | Net Demand (MW) | 20 | 4125
1 Reference Case | 2022 | 10 | Net Demand (MW) | 30 | 3388
1 Reference Case | 2022 | 10 | Net Demand (MW) | 40 | 2701
1 Reference Case | 2022 | 10 | Net Demand (MW) | 50 | 1983
1 Reference Case | 2022 | 10 | Net Demand (MW) | 60 | 1596
1 Reference Case | 2022 | 10 | Net Demand (MW) | 70 | 1232
1 Reference Case | 2022 | 10 | Net Demand (MW) | 80 | 874
1 Reference Case | 2022 | 10 | Net Demand (MW) | 90 | 682
1 Reference Case | 2022 | 10 | Net Demand (MW) | 100 | 513
1 Reference Case | 2022 | 10 | Net Demand (MW) | 110 | 364
1 Reference Case | 2022 | 10 | Net Demand (MW) | 120 | 322
1 Reference Case | 2022 | 10 | Net Demand (MW) | 130 | 216
1 Reference Case | 2022 | 10 | Net Demand (MW) | 140 | 152
1 Reference Case | 2022 | 10 | Net Demand (MW) | 150 | 103
1 Reference Case | 2022 | 10 | Net Demand (MW) | 160 | 87
1 Reference Case | 2022 | 10 | Net Demand (MW) | 170 | 51
1 Reference Case | 2022 | 10 | Net Demand (MW) | 180 | 35
1 Reference Case | 2022 | 10 | Net Demand (MW) | 190 | 19
1 Reference Case | 2022 | 10 | Net Demand (MW) | 200 | 13
1 Reference Case | 2022 | 10 | Net Demand (MW) | 210 | 12
1 Reference Case | 2022 | 10 | Net Demand (MW) | 220 | 9
1 Reference Case | 2022 | 10 | Net Demand (MW) | 230 | 3
1 Reference Case | 2022 | 10 | Net Demand (MW) | 240 | 4
1 Reference Case | 2022 | 10 | Net Demand (MW) | 250 | 3
1 Reference Case | 2022 | 10 | Net Demand (MW) | 260 | 3
1 Reference Case | 2022 | 10 | Net Demand (MW) | 270 | 2
1 Reference Case | 2022 | 10 | Net Demand (MW) | 280 | 0
1 Reference Case | 2022 | 10 | Net Demand (MW) | 290 | 2
1 Reference Case | 2022 | 60 | Net Demand (MW) | -1260 | 1
1 Reference Case | 2022 | 60 | Net Demand (MW) | -1250 | 0
1 Reference Case | 2022 | 60 | Net Demand (MW) | -1240 | 1
1 Reference Case | 2022 | 60 | Net Demand (MW) | -1230 | 0
1 Reference Case | 2022 | 60 | Net Demand (MW) | -1220 | 0
1 Reference Case | 2022 | 60 | Net Demand (MW) | -1210 | 0
1 Reference Case | 2022 | 60 | Net Demand (MW) | -1200 | 0
1 Reference Case | 2022 | 60 | Net Demand (MW) | -1190 | 0
1 Reference Case | 2022 | 60 | Net Demand (MW) | -1180 | 0
1 Reference Case | 2022 | 60 | Net Demand (MW) | -1170 | 0
1 Reference Case | 2022 | 60 | Net Demand (MW) | -1160 | 0
1 Reference Case | 2022 | 60 | Net Demand (MW) | -1150 | 1
1 Reference Case | 2022 | 60 | Net Demand (MW) | -1140 | 0
1 Reference Case | 2022 | 60 | Net Demand (MW) | -1130 | 0
1 Reference Case | 2022 | 60 | Net Demand (MW) | -1120 | 0
1 Reference Case | 2022 | 60 | Net Demand (MW) | -1110 | 0
1 Reference Case | 2022 | 60 | Net Demand (MW) | -1100 | 1
1 Reference Case | 2022 | 60 | Net Demand (MW) | -1090 | 0
1 Reference Case | 2022 | 60 | Net Demand (MW) | -1080 | 0
1 Reference Case | 2022 | 60 | Net Demand (MW) | -1070 | 3
1 Reference Case | 2022 | 60 | Net Demand (MW) | -1060 | 0
1 Reference Case | 2022 | 60 | Net Demand (MW) | -1050 | 1
1 Reference Case | 2022 | 60 | Net Demand (MW) | -1040 | 1
1 Reference Case | 2022 | 60 | Net Demand (MW) | -1030 | 1
1 Reference Case | 2022 | 60 | Net Demand (MW) | -1020 | 1
1 Reference Case | 2022 | 60 | Net Demand (MW) | -1010 | 0
1 Reference Case | 2022 | 60 | Net Demand (MW) | -1000 | 1
1 Reference Case | 2022 | 60 | Net Demand (MW) | -990 | 0
1 Reference Case | 2022 | 60 | Net Demand (MW) | -980 | 1
1 Reference Case | 2022 | 60 | Net Demand (MW) | -970 | 2
1 Reference Case | 2022 | 60 | Net Demand (MW) | -960 | 2
1 Reference Case | 2022 | 60 | Net Demand (MW) | -950 | 1
1 Reference Case | 2022 | 60 | Net Demand (MW) | -940 | 2
1 Reference Case | 2022 | 60 | Net Demand (MW) | -930 | 0
1 Reference Case | 2022 | 60 | Net Demand (MW) | -920 | 2
1 Reference Case | 2022 | 60 | Net Demand (MW) | -910 | 1
1 Reference Case | 2022 | 60 | Net Demand (MW) | -900 | 2
1 Reference Case | 2022 | 60 | Net Demand (MW) | -890 | 3
1 Reference Case | 2022 | 60 | Net Demand (MW) | -880 | 1
1 Reference Case | 2022 | 60 | Net Demand (MW) | -870 | 0
1 Reference Case | 2022 | 60 | Net Demand (MW) | -860 | 3
1 Reference Case | 2022 | 60 | Net Demand (MW) | -850 | 3
1 Reference Case | 2022 | 60 | Net Demand (MW) | -840 | 3
1 Reference Case | 2022 | 60 | Net Demand (MW) | -830 | 3
1 Reference Case | 2022 | 60 | Net Demand (MW) | -820 | 2
1 Reference Case | 2022 | 60 | Net Demand (MW) | -810 | 2
1 Reference Case | 2022 | 60 | Net Demand (MW) | -800 | 4
1 Reference Case | 2022 | 60 | Net Demand (MW) | -790 | 7
1 Reference Case | 2022 | 60 | Net Demand (MW) | -780 | 6
1 Reference Case | 2022 | 60 | Net Demand (MW) | -770 | 5
1 Reference Case | 2022 | 60 | Net Demand (MW) | -760 | 8
1 Reference Case | 2022 | 60 | Net Demand (MW) | -750 | 7
1 Reference Case | 2022 | 60 | Net Demand (MW) | -740 | 7
1 Reference Case | 2022 | 60 | Net Demand (MW) | -730 | 17
1 Reference Case | 2022 | 60 | Net Demand (MW) | -720 | 13
1 Reference Case | 2022 | 60 | Net Demand (MW) | -710 | 8
1 Reference Case | 2022 | 60 | Net Demand (MW) | -700 | 23
1 Reference Case | 2022 | 60 | Net Demand (MW) | -690 | 9
1 Reference Case | 2022 | 60 | Net Demand (MW) | -680 | 20
1 Reference Case | 2022 | 60 | Net Demand (MW) | -670 | 18
1 Reference Case | 2022 | 60 | Net Demand (MW) | -660 | 18
1 Reference Case | 2022 | 60 | Net Demand (MW) | -650 | 26
1 Reference Case | 2022 | 60 | Net Demand (MW) | -640 | 28
1 Reference Case | 2022 | 60 | Net Demand (MW) | -630 | 21
1 Reference Case | 2022 | 60 | Net Demand (MW) | -620 | 29
1 Reference Case | 2022 | 60 | Net Demand (MW) | -610 | 38
1 Reference Case | 2022 | 60 | Net Demand (MW) | -600 | 45
1 Reference Case | 2022 | 60 | Net Demand (MW) | -590 | 55
1 Reference Case | 2022 | 60 | Net Demand (MW) | -580 | 43
1 Reference Case | 2022 | 60 | Net Demand (MW) | -570 | 52
1 Reference Case | 2022 | 60 | Net Demand (MW) | -560 | 58
1 Reference Case | 2022 | 60 | Net Demand (MW) | -550 | 73
1 Reference Case | 2022 | 60 | Net Demand (MW) | -540 | 66
1 Reference Case | 2022 | 60 | Net Demand (MW) | -530 | 93
1 Reference Case | 2022 | 60 | Net Demand (MW) | -520 | 76
1 Reference Case | 2022 | 60 | Net Demand (MW) | -510 | 97
1 Reference Case | 2022 | 60 | Net Demand (MW) | -500 | 105
1 Reference Case | 2022 | 60 | Net Demand (MW) | -490 | 97
1 Reference Case | 2022 | 60 | Net Demand (MW) | -480 | 95
1 Reference Case | 2022 | 60 | Net Demand (MW) | -470 | 114
1 Reference Case | 2022 | 60 | Net Demand (MW) | -460 | 129
1 Reference Case | 2022 | 60 | Net Demand (MW) | -450 | 165
1 Reference Case | 2022 | 60 | Net Demand (MW) | -440 | 135
1 Reference Case | 2022 | 60 | Net Demand (MW) | -430 | 167
1 Reference Case | 2022 | 60 | Net Demand (MW) | -420 | 171
1 Reference Case | 2022 | 60 | Net Demand (MW) | -410 | 177
1 Reference Case | 2022 | 60 | Net Demand (MW) | -400 | 194
1 Reference Case | 2022 | 60 | Net Demand (MW) | -390 | 245
1 Reference Case | 2022 | 60 | Net Demand (MW) | -380 | 217
1 Reference Case | 2022 | 60 | Net Demand (MW) | -370 | 254
1 Reference Case | 2022 | 60 | Net Demand (MW) | -360 | 256
1 Reference Case | 2022 | 60 | Net Demand (MW) | -350 | 294
1 Reference Case | 2022 | 60 | Net Demand (MW) | -340 | 302
1 Reference Case | 2022 | 60 | Net Demand (MW) | -330 | 335
1 Reference Case | 2022 | 60 | Net Demand (MW) | -320 | 296
1 Reference Case | 2022 | 60 | Net Demand (MW) | -310 | 346
1 Reference Case | 2022 | 60 | Net Demand (MW) | -300 | 371
1 Reference Case | 2022 | 60 | Net Demand (MW) | -290 | 345
1 Reference Case | 2022 | 60 | Net Demand (MW) | -280 | 386
1 Reference Case | 2022 | 60 | Net Demand (MW) | -270 | 410
1 Reference Case | 2022 | 60 | Net Demand (MW) | -260 | 399
1 Reference Case | 2022 | 60 | Net Demand (MW) | -250 | 435
1 Reference Case | 2022 | 60 | Net Demand (MW) | -240 | 456
1 Reference Case | 2022 | 60 | Net Demand (MW) | -230 | 514
1 Reference Case | 2022 | 60 | Net Demand (MW) | -220 | 482
1 Reference Case | 2022 | 60 | Net Demand (MW) | -210 | 567
1 Reference Case | 2022 | 60 | Net Demand (MW) | -200 | 557
1 Reference Case | 2022 | 60 | Net Demand (MW) | -190 | 607
1 Reference Case | 2022 | 60 | Net Demand (MW) | -180 | 647
1 Reference Case | 2022 | 60 | Net Demand (MW) | -170 | 695
1 Reference Case | 2022 | 60 | Net Demand (MW) | -160 | 658
1 Reference Case | 2022 | 60 | Net Demand (MW) | -150 | 707
1 Reference Case | 2022 | 60 | Net Demand (MW) | -140 | 794
1 Reference Case | 2022 | 60 | Net Demand (MW) | -130 | 781
1 Reference Case | 2022 | 60 | Net Demand (MW) | -120 | 798
1 Reference Case | 2022 | 60 | Net Demand (MW) | -110 | 844
1 Reference Case | 2022 | 60 | Net Demand (MW) | -100 | 830
1 Reference Case | 2022 | 60 | Net Demand (MW) | -90 | 885
1 Reference Case | 2022 | 60 | Net Demand (MW) | -80 | 921
1 Reference Case | 2022 | 60 | Net Demand (MW) | -70 | 945
1 Reference Case | 2022 | 60 | Net Demand (MW) | -60 | 1005
1 Reference Case | 2022 | 60 | Net Demand (MW) | -50 | 996
1 Reference Case | 2022 | 60 | Net Demand (MW) | -40 | 1080
1 Reference Case | 2022 | 60 | Net Demand (MW) | -30 | 1024
1 Reference Case | 2022 | 60 | Net Demand (MW) | -20 | 1024
1 Reference Case | 2022 | 60 | Net Demand (MW) | -10 | 1075
1 Reference Case | 2022 | 60 | Net Demand (MW) | 0 | 1100
1 Reference Case | 2022 | 60 | Net Demand (MW) | 10 | 1159
1 Reference Case | 2022 | 60 | Net Demand (MW) | 20 | 1077
1 Reference Case | 2022 | 60 | Net Demand (MW) | 30 | 1081
1 Reference Case | 2022 | 60 | Net Demand (MW) | 40 | 1065
1 Reference Case | 2022 | 60 | Net Demand (MW) | 50 | 996
1 Reference Case | 2022 | 60 | Net Demand (MW) | 60 | 1006
1 Reference Case | 2022 | 60 | Net Demand (MW) | 70 | 937
1 Reference Case | 2022 | 60 | Net Demand (MW) | 80 | 888
1 Reference Case | 2022 | 60 | Net Demand (MW) | 90 | 856
1 Reference Case | 2022 | 60 | Net Demand (MW) | 100 | 827
1 Reference Case | 2022 | 60 | Net Demand (MW) | 110 | 753
1 Reference Case | 2022 | 60 | Net Demand (MW) | 120 | 737
1 Reference Case | 2022 | 60 | Net Demand (MW) | 130 | 726
1 Reference Case | 2022 | 60 | Net Demand (MW) | 140 | 634
1 Reference Case | 2022 | 60 | Net Demand (MW) | 150 | 640
1 Reference Case | 2022 | 60 | Net Demand (MW) | 160 | 565
1 Reference Case | 2022 | 60 | Net Demand (MW) | 170 | 535
1 Reference Case | 2022 | 60 | Net Demand (MW) | 180 | 551
1 Reference Case | 2022 | 60 | Net Demand (MW) | 190 | 531
1 Reference Case | 2022 | 60 | Net Demand (MW) | 200 | 465
1 Reference Case | 2022 | 60 | Net Demand (MW) | 210 | 490
1 Reference Case | 2022 | 60 | Net Demand (MW) | 220 | 410
1 Reference Case | 2022 | 60 | Net Demand (MW) | 230 | 442
1 Reference Case | 2022 | 60 | Net Demand (MW) | 240 | 404
1 Reference Case | 2022 | 60 | Net Demand (MW) | 250 | 366
1 Reference Case | 2022 | 60 | Net Demand (MW) | 260 | 364
1 Reference Case | 2022 | 60 | Net Demand (MW) | 270 | 372
1 Reference Case | 2022 | 60 | Net Demand (MW) | 280 | 315
1 Reference Case | 2022 | 60 | Net Demand (MW) | 290 | 316
1 Reference Case | 2022 | 60 | Net Demand (MW) | 300 | 302
1 Reference Case | 2022 | 60 | Net Demand (MW) | 310 | 300
1 Reference Case | 2022 | 60 | Net Demand (MW) | 320 | 277
1 Reference Case | 2022 | 60 | Net Demand (MW) | 330 | 233
1 Reference Case | 2022 | 60 | Net Demand (MW) | 340 | 225
1 Reference Case | 2022 | 60 | Net Demand (MW) | 350 | 235
1 Reference Case | 2022 | 60 | Net Demand (MW) | 360 | 187
1 Reference Case | 2022 | 60 | Net Demand (MW) | 370 | 195
1 Reference Case | 2022 | 60 | Net Demand (MW) | 380 | 193
1 Reference Case | 2022 | 60 | Net Demand (MW) | 390 | 197
1 Reference Case | 2022 | 60 | Net Demand (MW) | 400 | 155
1 Reference Case | 2022 | 60 | Net Demand (MW) | 410 | 182
1 Reference Case | 2022 | 60 | Net Demand (MW) | 420 | 156
1 Reference Case | 2022 | 60 | Net Demand (MW) | 430 | 154
1 Reference Case | 2022 | 60 | Net Demand (MW) | 440 | 161
1 Reference Case | 2022 | 60 | Net Demand (MW) | 450 | 132
1 Reference Case | 2022 | 60 | Net Demand (MW) | 460 | 141
1 Reference Case | 2022 | 60 | Net Demand (MW) | 470 | 137
1 Reference Case | 2022 | 60 | Net Demand (MW) | 480 | 115
1 Reference Case | 2022 | 60 | Net Demand (MW) | 490 | 111
1 Reference Case | 2022 | 60 | Net Demand (MW) | 500 | 129
1 Reference Case | 2022 | 60 | Net Demand (MW) | 510 | 105
1 Reference Case | 2022 | 60 | Net Demand (MW) | 520 | 95
1 Reference Case | 2022 | 60 | Net Demand (MW) | 530 | 101
1 Reference Case | 2022 | 60 | Net Demand (MW) | 540 | 94
1 Reference Case | 2022 | 60 | Net Demand (MW) | 550 | 79
1 Reference Case | 2022 | 60 | Net Demand (MW) | 560 | 85
1 Reference Case | 2022 | 60 | Net Demand (MW) | 570 | 75
1 Reference Case | 2022 | 60 | Net Demand (MW) | 580 | 65
1 Reference Case | 2022 | 60 | Net Demand (MW) | 590 | 56
1 Reference Case | 2022 | 60 | Net Demand (MW) | 600 | 50
1 Reference Case | 2022 | 60 | Net Demand (MW) | 610 | 65
1 Reference Case | 2022 | 60 | Net Demand (MW) | 620 | 63
1 Reference Case | 2022 | 60 | Net Demand (MW) | 630 | 61
1 Reference Case | 2022 | 60 | Net Demand (MW) | 640 | 50
1 Reference Case | 2022 | 60 | Net Demand (MW) | 650 | 45
1 Reference Case | 2022 | 60 | Net Demand (MW) | 660 | 59
1 Reference Case | 2022 | 60 | Net Demand (MW) | 670 | 42
1 Reference Case | 2022 | 60 | Net Demand (MW) | 680 | 50
1 Reference Case | 2022 | 60 | Net Demand (MW) | 690 | 29
1 Reference Case | 2022 | 60 | Net Demand (MW) | 700 | 33
1 Reference Case | 2022 | 60 | Net Demand (MW) | 710 | 35
1 Reference Case | 2022 | 60 | Net Demand (MW) | 720 | 27
1 Reference Case | 2022 | 60 | Net Demand (MW) | 730 | 27
1 Reference Case | 2022 | 60 | Net Demand (MW) | 740 | 32
1 Reference Case | 2022 | 60 | Net Demand (MW) | 750 | 29
1 Reference Case | 2022 | 60 | Net Demand (MW) | 760 | 21
1 Reference Case | 2022 | 60 | Net Demand (MW) | 770 | 16
1 Reference Case | 2022 | 60 | Net Demand (MW) | 780 | 16
1 Reference Case | 2022 | 60 | Net Demand (MW) | 790 | 22
1 Reference Case | 2022 | 60 | Net Demand (MW) | 800 | 11
1 Reference Case | 2022 | 60 | Net Demand (MW) | 810 | 15
1 Reference Case | 2022 | 60 | Net Demand (MW) | 820 | 9
1 Reference Case | 2022 | 60 | Net Demand (MW) | 830 | 14
1 Reference Case | 2022 | 60 | Net Demand (MW) | 840 | 7
1 Reference Case | 2022 | 60 | Net Demand (MW) | 850 | 8
1 Reference Case | 2022 | 60 | Net Demand (MW) | 860 | 12
1 Reference Case | 2022 | 60 | Net Demand (MW) | 870 | 8
1 Reference Case | 2022 | 60 | Net Demand (MW) | 880 | 8
1 Reference Case | 2022 | 60 | Net Demand (MW) | 890 | 7
1 Reference Case | 2022 | 60 | Net Demand (MW) | 900 | 7
1 Reference Case | 2022 | 60 | Net Demand (MW) | 910 | 5
1 Reference Case | 2022 | 60 | Net Demand (MW) | 920 | 5
1 Reference Case | 2022 | 60 | Net Demand (MW) | 930 | 4
1 Reference Case | 2022 | 60 | Net Demand (MW) | 940 | 4
1 Reference Case | 2022 | 60 | Net Demand (MW) | 950 | 3
1 Reference Case | 2022 | 60 | Net Demand (MW) | 960 | 0
1 Reference Case | 2022 | 60 | Net Demand (MW) | 970 | 2
1 Reference Case | 2022 | 60 | Net Demand (MW) | 980 | 1
1 Reference Case | 2022 | 60 | Net Demand (MW) | 990 | 2
1 Reference Case | 2022 | 60 | Net Demand (MW) | 1000 | 2
1 Reference Case | 2022 | 60 | Net Demand (MW) | 1010 | 0
1 Reference Case | 2022 | 60 | Net Demand (MW) | 1020 | 1
1 Reference Case | 2022 | 60 | Net Demand (MW) | 1030 | 2
1 Reference Case | 2022 | 60 | Net Demand (MW) | 1040 | 2
1 Reference Case | 2022 | 60 | Net Demand (MW) | 1050 | 2
1 Reference Case | 2022 | 60 | Net Demand (MW) | 1060 | 1
1 Reference Case | 2022 | 60 | Net Demand (MW) | 1070 | 2
1 Reference Case | 2022 | 60 | Net Demand (MW) | 1080 | 1
1 Reference Case | 2022 | 60 | Net Demand (MW) | 1090 | 0
1 Reference Case | 2022 | 60 | Net Demand (MW) | 1100 | 1
1 Reference Case | 2022 | 60 | Net Demand (MW) | 1110 | 0
1 Reference Case | 2022 | 60 | Net Demand (MW) | 1120 | 1
1 Reference Case | 2022 | 60 | Net Demand (MW) | 1130 | 1
1 Reference Case | 2022 | 60 | Net Demand (MW) | 1140 | 0
1 Reference Case | 2022 | 60 | Net Demand (MW) | 1150 | 0
1 Reference Case | 2022 | 60 | Net Demand (MW) | 1160 | 1
1 Reference Case | 2022 | 60 | Net Demand (MW) | 1170 | 0
1 Reference Case | 2022 | 60 | Net Demand (MW) | 1180 | 0
1 Reference Case | 2022 | 60 | Net Demand (MW) | 1190 | 1
1 Reference Case | 2022 | 60 | Net Demand (MW) | 1200 | 0
1 Reference Case | 2022 | 60 | Net Demand (MW) | 1210 | 1
1 Reference Case | 2022 | 60 | Net Demand (MW) | 1220 | 1
1 Reference Case | 2022 | 60 | Net Demand (MW) | 1230 | 1
1 Reference Case | 2022 | 60 | Net Demand (MW) | 1240 | 1
1 Reference Case | 2022 | 60 | Net Demand (MW) | 1250 | 1
1 Reference Case | 2023 | 10 | Alberta Internal Load (MW) | -380 | 1
1 Reference Case | 2023 | 10 | Alberta Internal Load (MW) | -370 | 0
1 Reference Case | 2023 | 10 | Alberta Internal Load (MW) | -360 | 0
1 Reference Case | 2023 | 10 | Alberta Internal Load (MW) | -350 | 0
1 Reference Case | 2023 | 10 | Alberta Internal Load (MW) | -340 | 0
1 Reference Case | 2023 | 10 | Alberta Internal Load (MW) | -330 | 0
1 Reference Case | 2023 | 10 | Alberta Internal Load (MW) | -320 | 0
1 Reference Case | 2023 | 10 | Alberta Internal Load (MW) | -310 | 0
1 Reference Case | 2023 | 10 | Alberta Internal Load (MW) | -300 | 0
1 Reference Case | 2023 | 10 | Alberta Internal Load (MW) | -290 | 0
1 Reference Case | 2023 | 10 | Alberta Internal Load (MW) | -280 | 0
1 Reference Case | 2023 | 10 | Alberta Internal Load (MW) | -270 | 0
1 Reference Case | 2023 | 10 | Alberta Internal Load (MW) | -260 | 0
1 Reference Case | 2023 | 10 | Alberta Internal Load (MW) | -250 | 0
1 Reference Case | 2023 | 10 | Alberta Internal Load (MW) | -240 | 1
1 Reference Case | 2023 | 10 | Alberta Internal Load (MW) | -230 | 2
1 Reference Case | 2023 | 10 | Alberta Internal Load (MW) | -220 | 1
1 Reference Case | 2023 | 10 | Alberta Internal Load (MW) | -210 | 0
1 Reference Case | 2023 | 10 | Alberta Internal Load (MW) | -200 | 0
1 Reference Case | 2023 | 10 | Alberta Internal Load (MW) | -190 | 0
1 Reference Case | 2023 | 10 | Alberta Internal Load (MW) | -180 | 1
1 Reference Case | 2023 | 10 | Alberta Internal Load (MW) | -170 | 2
1 Reference Case | 2023 | 10 | Alberta Internal Load (MW) | -160 | 3
1 Reference Case | 2023 | 10 | Alberta Internal Load (MW) | -150 | 13
1 Reference Case | 2023 | 10 | Alberta Internal Load (MW) | -140 | 17
1 Reference Case | 2023 | 10 | Alberta Internal Load (MW) | -130 | 39
1 Reference Case | 2023 | 10 | Alberta Internal Load (MW) | -120 | 64
1 Reference Case | 2023 | 10 | Alberta Internal Load (MW) | -110 | 120
1 Reference Case | 2023 | 10 | Alberta Internal Load (MW) | -100 | 187
1 Reference Case | 2023 | 10 | Alberta Internal Load (MW) | -90 | 351
1 Reference Case | 2023 | 10 | Alberta Internal Load (MW) | -80 | 545
1 Reference Case | 2023 | 10 | Alberta Internal Load (MW) | -70 | 835
1 Reference Case | 2023 | 10 | Alberta Internal Load (MW) | -60 | 1375
1 Reference Case | 2023 | 10 | Alberta Internal Load (MW) | -50 | 2052
1 Reference Case | 2023 | 10 | Alberta Internal Load (MW) | -40 | 2895
1 Reference Case | 2023 | 10 | Alberta Internal Load (MW) | -30 | 3970
1 Reference Case | 2023 | 10 | Alberta Internal Load (MW) | -20 | 5310
1 Reference Case | 2023 | 10 | Alberta Internal Load (MW) | -10 | 6233
1 Reference Case | 2023 | 10 | Alberta Internal Load (MW) | 0 | 6715
1 Reference Case | 2023 | 10 | Alberta Internal Load (MW) | 10 | 5921
1 Reference Case | 2023 | 10 | Alberta Internal Load (MW) | 20 | 4540
1 Reference Case | 2023 | 10 | Alberta Internal Load (MW) | 30 | 3278
1 Reference Case | 2023 | 10 | Alberta Internal Load (MW) | 40 | 2324
1 Reference Case | 2023 | 10 | Alberta Internal Load (MW) | 50 | 1602
1 Reference Case | 2023 | 10 | Alberta Internal Load (MW) | 60 | 1170
1 Reference Case | 2023 | 10 | Alberta Internal Load (MW) | 70 | 800
1 Reference Case | 2023 | 10 | Alberta Internal Load (MW) | 80 | 557
1 Reference Case | 2023 | 10 | Alberta Internal Load (MW) | 90 | 456
1 Reference Case | 2023 | 10 | Alberta Internal Load (MW) | 100 | 354
1 Reference Case | 2023 | 10 | Alberta Internal Load (MW) | 110 | 241
1 Reference Case | 2023 | 10 | Alberta Internal Load (MW) | 120 | 218
1 Reference Case | 2023 | 10 | Alberta Internal Load (MW) | 130 | 137
1 Reference Case | 2023 | 10 | Alberta Internal Load (MW) | 140 | 106
1 Reference Case | 2023 | 10 | Alberta Internal Load (MW) | 150 | 61
1 Reference Case | 2023 | 10 | Alberta Internal Load (MW) | 160 | 30
1 Reference Case | 2023 | 10 | Alberta Internal Load (MW) | 170 | 10
1 Reference Case | 2023 | 10 | Alberta Internal Load (MW) | 180 | 8
1 Reference Case | 2023 | 10 | Alberta Internal Load (MW) | 190 | 3
1 Reference Case | 2023 | 10 | Alberta Internal Load (MW) | 200 | 4
1 Reference Case | 2023 | 10 | Alberta Internal Load (MW) | 210 | 3
1 Reference Case | 2023 | 10 | Alberta Internal Load (MW) | 220 | 0
1 Reference Case | 2023 | 10 | Alberta Internal Load (MW) | 230 | 0
1 Reference Case | 2023 | 10 | Alberta Internal Load (MW) | 240 | 1
1 Reference Case | 2023 | 10 | Alberta Internal Load (MW) | 250 | 1
1 Reference Case | 2023 | 10 | Alberta Internal Load (MW) | 260 | 0
1 Reference Case | 2023 | 10 | Alberta Internal Load (MW) | 270 | 0
1 Reference Case | 2023 | 10 | Alberta Internal Load (MW) | 280 | 1
1 Reference Case | 2023 | 10 | Alberta Internal Load (MW) | 290 | 1
1 Reference Case | 2023 | 60 | Alberta Internal Load (MW) | -640 | 2
1 Reference Case | 2023 | 60 | Alberta Internal Load (MW) | -630 | 1
1 Reference Case | 2023 | 60 | Alberta Internal Load (MW) | -620 | 1
1 Reference Case | 2023 | 60 | Alberta Internal Load (MW) | -610 | 2
1 Reference Case | 2023 | 60 | Alberta Internal Load (MW) | -600 | 4
1 Reference Case | 2023 | 60 | Alberta Internal Load (MW) | -590 | 7
1 Reference Case | 2023 | 60 | Alberta Internal Load (MW) | -580 | 8
1 Reference Case | 2023 | 60 | Alberta Internal Load (MW) | -570 | 10
1 Reference Case | 2023 | 60 | Alberta Internal Load (MW) | -560 | 14
1 Reference Case | 2023 | 60 | Alberta Internal Load (MW) | -550 | 18
1 Reference Case | 2023 | 60 | Alberta Internal Load (MW) | -540 | 25
1 Reference Case | 2023 | 60 | Alberta Internal Load (MW) | -530 | 41
1 Reference Case | 2023 | 60 | Alberta Internal Load (MW) | -520 | 43
1 Reference Case | 2023 | 60 | Alberta Internal Load (MW) | -510 | 46
1 Reference Case | 2023 | 60 | Alberta Internal Load (MW) | -500 | 67
1 Reference Case | 2023 | 60 | Alberta Internal Load (MW) | -490 | 77
1 Reference Case | 2023 | 60 | Alberta Internal Load (MW) | -480 | 79
1 Reference Case | 2023 | 60 | Alberta Internal Load (MW) | -470 | 85
1 Reference Case | 2023 | 60 | Alberta Internal Load (MW) | -460 | 86
1 Reference Case | 2023 | 60 | Alberta Internal Load (MW) | -450 | 77
1 Reference Case | 2023 | 60 | Alberta Internal Load (MW) | -440 | 90
1 Reference Case | 2023 | 60 | Alberta Internal Load (MW) | -430 | 121
1 Reference Case | 2023 | 60 | Alberta Internal Load (MW) | -420 | 97
1 Reference Case | 2023 | 60 | Alberta Internal Load (MW) | -410 | 116
1 Reference Case | 2023 | 60 | Alberta Internal Load (MW) | -400 | 103
1 Reference Case | 2023 | 60 | Alberta Internal Load (MW) | -390 | 119
1 Reference Case | 2023 | 60 | Alberta Internal Load (MW) | -380 | 144
1 Reference Case | 2023 | 60 | Alberta Internal Load (MW) | -370 | 148
1 Reference Case | 2023 | 60 | Alberta Internal Load (MW) | -360 | 186
1 Reference Case | 2023 | 60 | Alberta Internal Load (MW) | -350 | 224
1 Reference Case | 2023 | 60 | Alberta Internal Load (MW) | -340 | 222
1 Reference Case | 2023 | 60 | Alberta Internal Load (MW) | -330 | 250
1 Reference Case | 2023 | 60 | Alberta Internal Load (MW) | -320 | 272
1 Reference Case | 2023 | 60 | Alberta Internal Load (MW) | -310 | 288
1 Reference Case | 2023 | 60 | Alberta Internal Load (MW) | -300 | 324
1 Reference Case | 2023 | 60 | Alberta Internal Load (MW) | -290 | 281
1 Reference Case | 2023 | 60 | Alberta Internal Load (MW) | -280 | 307
1 Reference Case | 2023 | 60 | Alberta Internal Load (MW) | -270 | 353
1 Reference Case | 2023 | 60 | Alberta Internal Load (MW) | -260 | 362
1 Reference Case | 2023 | 60 | Alberta Internal Load (MW) | -250 | 380
1 Reference Case | 2023 | 60 | Alberta Internal Load (MW) | -240 | 386
1 Reference Case | 2023 | 60 | Alberta Internal Load (MW) | -230 | 422
1 Reference Case | 2023 | 60 | Alberta Internal Load (MW) | -220 | 474
1 Reference Case | 2023 | 60 | Alberta Internal Load (MW) | -210 | 487
1 Reference Case | 2023 | 60 | Alberta Internal Load (MW) | -200 | 531
1 Reference Case | 2023 | 60 | Alberta Internal Load (MW) | -190 | 534
1 Reference Case | 2023 | 60 | Alberta Internal Load (MW) | -180 | 564
1 Reference Case | 2023 | 60 | Alberta Internal Load (MW) | -170 | 575
1 Reference Case | 2023 | 60 | Alberta Internal Load (MW) | -160 | 662
1 Reference Case | 2023 | 60 | Alberta Internal Load (MW) | -150 | 703
1 Reference Case | 2023 | 60 | Alberta Internal Load (MW) | -140 | 783
1 Reference Case | 2023 | 60 | Alberta Internal Load (MW) | -130 | 769
1 Reference Case | 2023 | 60 | Alberta Internal Load (MW) | -120 | 782
1 Reference Case | 2023 | 60 | Alberta Internal Load (MW) | -110 | 876
1 Reference Case | 2023 | 60 | Alberta Internal Load (MW) | -100 | 1010
1 Reference Case | 2023 | 60 | Alberta Internal Load (MW) | -90 | 1006
1 Reference Case | 2023 | 60 | Alberta Internal Load (MW) | -80 | 1141
1 Reference Case | 2023 | 60 | Alberta Internal Load (MW) | -70 | 1251
1 Reference Case | 2023 | 60 | Alberta Internal Load (MW) | -60 | 1291
1 Reference Case | 2023 | 60 | Alberta Internal Load (MW) | -50 | 1428
1 Reference Case | 2023 | 60 | Alberta Internal Load (MW) | -40 | 1542
1 Reference Case | 2023 | 60 | Alberta Internal Load (MW) | -30 | 1529
1 Reference Case | 2023 | 60 | Alberta Internal Load (MW) | -20 | 1631
1 Reference Case | 2023 | 60 | Alberta Internal Load (MW) | -10 | 1659
1 Reference Case | 2023 | 60 | Alberta Internal Load (MW) | 0 | 1561
1 Reference Case | 2023 | 60 | Alberta Internal Load (MW) | 10 | 1582
1 Reference Case | 2023 | 60 | Alberta Internal Load (MW) | 20 | 1515
1 Reference Case | 2023 | 60 | Alberta Internal Load (MW) | 30 | 1382
1 Reference Case | 2023 | 60 | Alberta Internal Load (MW) | 40 | 1338
1 Reference Case | 2023 | 60 | Alberta Internal Load (MW) | 50 | 1247
1 Reference Case | 2023 | 60 | Alberta Internal Load (MW) | 60 | 1068
1 Reference Case | 2023 | 60 | Alberta Internal Load (MW) | 70 | 1042
1 Reference Case | 2023 | 60 | Alberta Internal Load (MW) | 80 | 887
1 Reference Case | 2023 | 60 | Alberta Internal Load (MW) | 90 | 773
1 Reference Case | 2023 | 60 | Alberta Internal Load (MW) | 100 | 790
1 Reference Case | 2023 | 60 | Alberta Internal Load (MW) | 110 | 719
1 Reference Case | 2023 | 60 | Alberta Internal Load (MW) | 120 | 651
1 Reference Case | 2023 | 60 | Alberta Internal Load (MW) | 130 | 605
1 Reference Case | 2023 | 60 | Alberta Internal Load (MW) | 140 | 615
1 Reference Case | 2023 | 60 | Alberta Internal Load (MW) | 150 | 516
1 Reference Case | 2023 | 60 | Alberta Internal Load (MW) | 160 | 497
1 Reference Case | 2023 | 60 | Alberta Internal Load (MW) | 170 | 445
1 Reference Case | 2023 | 60 | Alberta Internal Load (MW) | 180 | 446
1 Reference Case | 2023 | 60 | Alberta Internal Load (MW) | 190 | 466
1 Reference Case | 2023 | 60 | Alberta Internal Load (MW) | 200 | 430
1 Reference Case | 2023 | 60 | Alberta Internal Load (MW) | 210 | 389
1 Reference Case | 2023 | 60 | Alberta Internal Load (MW) | 220 | 384
1 Reference Case | 2023 | 60 | Alberta Internal Load (MW) | 230 | 330
1 Reference Case | 2023 | 60 | Alberta Internal Load (MW) | 240 | 309
1 Reference Case | 2023 | 60 | Alberta Internal Load (MW) | 250 | 317
1 Reference Case | 2023 | 60 | Alberta Internal Load (MW) | 260 | 301
1 Reference Case | 2023 | 60 | Alberta Internal Load (MW) | 270 | 292
1 Reference Case | 2023 | 60 | Alberta Internal Load (MW) | 280 | 265
1 Reference Case | 2023 | 60 | Alberta Internal Load (MW) | 290 | 248
1 Reference Case | 2023 | 60 | Alberta Internal Load (MW) | 300 | 240
1 Reference Case | 2023 | 60 | Alberta Internal Load (MW) | 310 | 231
1 Reference Case | 2023 | 60 | Alberta Internal Load (MW) | 320 | 204
1 Reference Case | 2023 | 60 | Alberta Internal Load (MW) | 330 | 193
1 Reference Case | 2023 | 60 | Alberta Internal Load (MW) | 340 | 195
1 Reference Case | 2023 | 60 | Alberta Internal Load (MW) | 350 | 180
1 Reference Case | 2023 | 60 | Alberta Internal Load (MW) | 360 | 158
1 Reference Case | 2023 | 60 | Alberta Internal Load (MW) | 370 | 167
1 Reference Case | 2023 | 60 | Alberta Internal Load (MW) | 380 | 162
1 Reference Case | 2023 | 60 | Alberta Internal Load (MW) | 390 | 166
1 Reference Case | 2023 | 60 | Alberta Internal Load (MW) | 400 | 148
1 Reference Case | 2023 | 60 | Alberta Internal Load (MW) | 410 | 117
1 Reference Case | 2023 | 60 | Alberta Internal Load (MW) | 420 | 119
1 Reference Case | 2023 | 60 | Alberta Internal Load (MW) | 430 | 107
1 Reference Case | 2023 | 60 | Alberta Internal Load (MW) | 440 | 106
1 Reference Case | 2023 | 60 | Alberta Internal Load (MW) | 450 | 102
1 Reference Case | 2023 | 60 | Alberta Internal Load (MW) | 460 | 92
1 Reference Case | 2023 | 60 | Alberta Internal Load (MW) | 470 | 73
1 Reference Case | 2023 | 60 | Alberta Internal Load (MW) | 480 | 75
1 Reference Case | 2023 | 60 | Alberta Internal Load (MW) | 490 | 65
1 Reference Case | 2023 | 60 | Alberta Internal Load (MW) | 500 | 63
1 Reference Case | 2023 | 60 | Alberta Internal Load (MW) | 510 | 67
1 Reference Case | 2023 | 60 | Alberta Internal Load (MW) | 520 | 63
1 Reference Case | 2023 | 60 | Alberta Internal Load (MW) | 530 | 57
1 Reference Case | 2023 | 60 | Alberta Internal Load (MW) | 540 | 50
1 Reference Case | 2023 | 60 | Alberta Internal Load (MW) | 550 | 44
1 Reference Case | 2023 | 60 | Alberta Internal Load (MW) | 560 | 61
1 Reference Case | 2023 | 60 | Alberta Internal Load (MW) | 570 | 47
1 Reference Case | 2023 | 60 | Alberta Internal Load (MW) | 580 | 41
1 Reference Case | 2023 | 60 | Alberta Internal Load (MW) | 590 | 37
1 Reference Case | 2023 | 60 | Alberta Internal Load (MW) | 600 | 42
1 Reference Case | 2023 | 60 | Alberta Internal Load (MW) | 610 | 58
1 Reference Case | 2023 | 60 | Alberta Internal Load (MW) | 620 | 53
1 Reference Case | 2023 | 60 | Alberta Internal Load (MW) | 630 | 51
1 Reference Case | 2023 | 60 | Alberta Internal Load (MW) | 640 | 43
1 Reference Case | 2023 | 60 | Alberta Internal Load (MW) | 650 | 33
1 Reference Case | 2023 | 60 | Alberta Internal Load (MW) | 660 | 36
1 Reference Case | 2023 | 60 | Alberta Internal Load (MW) | 670 | 47
1 Reference Case | 2023 | 60 | Alberta Internal Load (MW) | 680 | 36
1 Reference Case | 2023 | 60 | Alberta Internal Load (MW) | 690 | 32
1 Reference Case | 2023 | 60 | Alberta Internal Load (MW) | 700 | 38
1 Reference Case | 2023 | 60 | Alberta Internal Load (MW) | 710 | 20
1 Reference Case | 2023 | 60 | Alberta Internal Load (MW) | 720 | 24
1 Reference Case | 2023 | 60 | Alberta Internal Load (MW) | 730 | 25
1 Reference Case | 2023 | 60 | Alberta Internal Load (MW) | 740 | 13
1 Reference Case | 2023 | 60 | Alberta Internal Load (MW) | 750 | 15
1 Reference Case | 2023 | 60 | Alberta Internal Load (MW) | 760 | 8
1 Reference Case | 2023 | 60 | Alberta Internal Load (MW) | 770 | 9
1 Reference Case | 2023 | 60 | Alberta Internal Load (MW) | 780 | 8
1 Reference Case | 2023 | 60 | Alberta Internal Load (MW) | 790 | 4
1 Reference Case | 2023 | 60 | Alberta Internal Load (MW) | 800 | 1
1 Reference Case | 2023 | 60 | Alberta Internal Load (MW) | 810 | 2
1 Reference Case | 2023 | 10 | Variable Generation (MW) | -260 | 1
1 Reference Case | 2023 | 10 | Variable Generation (MW) | -250 | 0
1 Reference Case | 2023 | 10 | Variable Generation (MW) | -240 | 2
1 Reference Case | 2023 | 10 | Variable Generation (MW) | -230 | 0
1 Reference Case | 2023 | 10 | Variable Generation (MW) | -220 | 1
1 Reference Case | 2023 | 10 | Variable Generation (MW) | -210 | 1
1 Reference Case | 2023 | 10 | Variable Generation (MW) | -200 | 0
1 Reference Case | 2023 | 10 | Variable Generation (MW) | -190 | 3
1 Reference Case | 2023 | 10 | Variable Generation (MW) | -180 | 5
1 Reference Case | 2023 | 10 | Variable Generation (MW) | -170 | 3
1 Reference Case | 2023 | 10 | Variable Generation (MW) | -160 | 9
1 Reference Case | 2023 | 10 | Variable Generation (MW) | -150 | 5
1 Reference Case | 2023 | 10 | Variable Generation (MW) | -140 | 18
1 Reference Case | 2023 | 10 | Variable Generation (MW) | -130 | 40
1 Reference Case | 2023 | 10 | Variable Generation (MW) | -120 | 48
1 Reference Case | 2023 | 10 | Variable Generation (MW) | -110 | 53
1 Reference Case | 2023 | 10 | Variable Generation (MW) | -100 | 94
1 Reference Case | 2023 | 10 | Variable Generation (MW) | -90 | 165
1 Reference Case | 2023 | 10 | Variable Generation (MW) | -80 | 246
1 Reference Case | 2023 | 10 | Variable Generation (MW) | -70 | 451
1 Reference Case | 2023 | 10 | Variable Generation (MW) | -60 | 654
1 Reference Case | 2023 | 10 | Variable Generation (MW) | -50 | 1078
1 Reference Case | 2023 | 10 | Variable Generation (MW) | -40 | 1744
1 Reference Case | 2023 | 10 | Variable Generation (MW) | -30 | 2963
1 Reference Case | 2023 | 10 | Variable Generation (MW) | -20 | 4883
1 Reference Case | 2023 | 10 | Variable Generation (MW) | -10 | 8322
1 Reference Case | 2023 | 10 | Variable Generation (MW) | 0 | 11925
1 Reference Case | 2023 | 10 | Variable Generation (MW) | 10 | 7553
1 Reference Case | 2023 | 10 | Variable Generation (MW) | 20 | 4657
1 Reference Case | 2023 | 10 | Variable Generation (MW) | 30 | 2914
1 Reference Case | 2023 | 10 | Variable Generation (MW) | 40 | 1684
1 Reference Case | 2023 | 10 | Variable Generation (MW) | 50 | 1134
1 Reference Case | 2023 | 10 | Variable Generation (MW) | 60 | 689
1 Reference Case | 2023 | 10 | Variable Generation (MW) | 70 | 432
1 Reference Case | 2023 | 10 | Variable Generation (MW) | 80 | 250
1 Reference Case | 2023 | 10 | Variable Generation (MW) | 90 | 182
1 Reference Case | 2023 | 10 | Variable Generation (MW) | 100 | 104
1 Reference Case | 2023 | 10 | Variable Generation (MW) | 110 | 71
1 Reference Case | 2023 | 10 | Variable Generation (MW) | 120 | 55
1 Reference Case | 2023 | 10 | Variable Generation (MW) | 130 | 42
1 Reference Case | 2023 | 10 | Variable Generation (MW) | 140 | 19
1 Reference Case | 2023 | 10 | Variable Generation (MW) | 150 | 15
1 Reference Case | 2023 | 10 | Variable Generation (MW) | 160 | 7
1 Reference Case | 2023 | 10 | Variable Generation (MW) | 170 | 13
1 Reference Case | 2023 | 10 | Variable Generation (MW) | 180 | 5
1 Reference Case | 2023 | 10 | Variable Generation (MW) | 190 | 4
1 Reference Case | 2023 | 10 | Variable Generation (MW) | 200 | 3
1 Reference Case | 2023 | 10 | Variable Generation (MW) | 210 | 4
1 Reference Case | 2023 | 10 | Variable Generation (MW) | 220 | 2
1 Reference Case | 2023 | 10 | Variable Generation (MW) | 230 | 2
1 Reference Case | 2023 | 10 | Variable Generation (MW) | 240 | 1
1 Reference Case | 2023 | 10 | Variable Generation (MW) | 250 | 0
1 Reference Case | 2023 | 10 | Variable Generation (MW) | 260 | 0
1 Reference Case | 2023 | 10 | Variable Generation (MW) | 270 | 1
1 Reference Case | 2023 | 10 | Variable Generation (MW) | 280 | 0
1 Reference Case | 2023 | 10 | Variable Generation (MW) | 290 | 1
1 Reference Case | 2023 | 10 | Variable Generation (MW) | 300 | 0
1 Reference Case | 2023 | 10 | Variable Generation (MW) | 310 | 0
1 Reference Case | 2023 | 10 | Variable Generation (MW) | 320 | 1
1 Reference Case | 2023 | 60 | Variable Generation (MW) | -950 | 1
1 Reference Case | 2023 | 60 | Variable Generation (MW) | -940 | 1
1 Reference Case | 2023 | 60 | Variable Generation (MW) | -930 | 0
1 Reference Case | 2023 | 60 | Variable Generation (MW) | -920 | 0
1 Reference Case | 2023 | 60 | Variable Generation (MW) | -910 | 1
1 Reference Case | 2023 | 60 | Variable Generation (MW) | -900 | 0
1 Reference Case | 2023 | 60 | Variable Generation (MW) | -890 | 1
1 Reference Case | 2023 | 60 | Variable Generation (MW) | -880 | 0
1 Reference Case | 2023 | 60 | Variable Generation (MW) | -870 | 2
1 Reference Case | 2023 | 60 | Variable Generation (MW) | -860 | 0
1 Reference Case | 2023 | 60 | Variable Generation (MW) | -850 | 0
1 Reference Case | 2023 | 60 | Variable Generation (MW) | -840 | 0
1 Reference Case | 2023 | 60 | Variable Generation (MW) | -830 | 0
1 Reference Case | 2023 | 60 | Variable Generation (MW) | -820 | 0
1 Reference Case | 2023 | 60 | Variable Generation (MW) | -810 | 0
1 Reference Case | 2023 | 60 | Variable Generation (MW) | -800 | 2
1 Reference Case | 2023 | 60 | Variable Generation (MW) | -790 | 0
1 Reference Case | 2023 | 60 | Variable Generation (MW) | -780 | 1
1 Reference Case | 2023 | 60 | Variable Generation (MW) | -770 | 0
1 Reference Case | 2023 | 60 | Variable Generation (MW) | -760 | 1
1 Reference Case | 2023 | 60 | Variable Generation (MW) | -750 | 2
1 Reference Case | 2023 | 60 | Variable Generation (MW) | -740 | 0
1 Reference Case | 2023 | 60 | Variable Generation (MW) | -730 | 0
1 Reference Case | 2023 | 60 | Variable Generation (MW) | -720 | 0
1 Reference Case | 2023 | 60 | Variable Generation (MW) | -710 | 1
1 Reference Case | 2023 | 60 | Variable Generation (MW) | -700 | 1
1 Reference Case | 2023 | 60 | Variable Generation (MW) | -690 | 1
1 Reference Case | 2023 | 60 | Variable Generation (MW) | -680 | 3
1 Reference Case | 2023 | 60 | Variable Generation (MW) | -670 | 3
1 Reference Case | 2023 | 60 | Variable Generation (MW) | -660 | 1
1 Reference Case | 2023 | 60 | Variable Generation (MW) | -650 | 2
1 Reference Case | 2023 | 60 | Variable Generation (MW) | -640 | 3
1 Reference Case | 2023 | 60 | Variable Generation (MW) | -630 | 5
1 Reference Case | 2023 | 60 | Variable Generation (MW) | -620 | 3
1 Reference Case | 2023 | 60 | Variable Generation (MW) | -610 | 6
1 Reference Case | 2023 | 60 | Variable Generation (MW) | -600 | 5
1 Reference Case | 2023 | 60 | Variable Generation (MW) | -590 | 3
1 Reference Case | 2023 | 60 | Variable Generation (MW) | -580 | 6
1 Reference Case | 2023 | 60 | Variable Generation (MW) | -570 | 3
1 Reference Case | 2023 | 60 | Variable Generation (MW) | -560 | 10
1 Reference Case | 2023 | 60 | Variable Generation (MW) | -550 | 4
1 Reference Case | 2023 | 60 | Variable Generation (MW) | -540 | 10
1 Reference Case | 2023 | 60 | Variable Generation (MW) | -530 | 7
1 Reference Case | 2023 | 60 | Variable Generation (MW) | -520 | 12
1 Reference Case | 2023 | 60 | Variable Generation (MW) | -510 | 10
1 Reference Case | 2023 | 60 | Variable Generation (MW) | -500 | 15
1 Reference Case | 2023 | 60 | Variable Generation (MW) | -490 | 16
1 Reference Case | 2023 | 60 | Variable Generation (MW) | -480 | 27
1 Reference Case | 2023 | 60 | Variable Generation (MW) | -470 | 26
1 Reference Case | 2023 | 60 | Variable Generation (MW) | -460 | 24
1 Reference Case | 2023 | 60 | Variable Generation (MW) | -450 | 29
1 Reference Case | 2023 | 60 | Variable Generation (MW) | -440 | 27
1 Reference Case | 2023 | 60 | Variable Generation (MW) | -430 | 29
1 Reference Case | 2023 | 60 | Variable Generation (MW) | -420 | 29
1 Reference Case | 2023 | 60 | Variable Generation (MW) | -410 | 40
1 Reference Case | 2023 | 60 | Variable Generation (MW) | -400 | 48
1 Reference Case | 2023 | 60 | Variable Generation (MW) | -390 | 35
1 Reference Case | 2023 | 60 | Variable Generation (MW) | -380 | 63
1 Reference Case | 2023 | 60 | Variable Generation (MW) | -370 | 66
1 Reference Case | 2023 | 60 | Variable Generation (MW) | -360 | 65
1 Reference Case | 2023 | 60 | Variable Generation (MW) | -350 | 72
1 Reference Case | 2023 | 60 | Variable Generation (MW) | -340 | 88
1 Reference Case | 2023 | 60 | Variable Generation (MW) | -330 | 80
1 Reference Case | 2023 | 60 | Variable Generation (MW) | -320 | 102
1 Reference Case | 2023 | 60 | Variable Generation (MW) | -310 | 96
1 Reference Case | 2023 | 60 | Variable Generation (MW) | -300 | 128
1 Reference Case | 2023 | 60 | Variable Generation (MW) | -290 | 127
1 Reference Case | 2023 | 60 | Variable Generation (MW) | -280 | 136
1 Reference Case | 2023 | 60 | Variable Generation (MW) | -270 | 162
1 Reference Case | 2023 | 60 | Variable Generation (MW) | -260 | 180
1 Reference Case | 2023 | 60 | Variable Generation (MW) | -250 | 215
1 Reference Case | 2023 | 60 | Variable Generation (MW) | -240 | 227
1 Reference Case | 2023 | 60 | Variable Generation (MW) | -230 | 273
1 Reference Case | 2023 | 60 | Variable Generation (MW) | -220 | 279
1 Reference Case | 2023 | 60 | Variable Generation (MW) | -210 | 301
1 Reference Case | 2023 | 60 | Variable Generation (MW) | -200 | 368
1 Reference Case | 2023 | 60 | Variable Generation (MW) | -190 | 360
1 Reference Case | 2023 | 60 | Variable Generation (MW) | -180 | 387
1 Reference Case | 2023 | 60 | Variable Generation (MW) | -170 | 475
1 Reference Case | 2023 | 60 | Variable Generation (MW) | -160 | 519
1 Reference Case | 2023 | 60 | Variable Generation (MW) | -150 | 595
1 Reference Case | 2023 | 60 | Variable Generation (MW) | -140 | 616
1 Reference Case | 2023 | 60 | Variable Generation (MW) | -130 | 633
1 Reference Case | 2023 | 60 | Variable Generation (MW) | -120 | 784
1 Reference Case | 2023 | 60 | Variable Generation (MW) | -110 | 877
1 Reference Case | 2023 | 60 | Variable Generation (MW) | -100 | 1013
1 Reference Case | 2023 | 60 | Variable Generation (MW) | -90 | 1126
1 Reference Case | 2023 | 60 | Variable Generation (MW) | -80 | 1128
1 Reference Case | 2023 | 60 | Variable Generation (MW) | -70 | 1317
1 Reference Case | 2023 | 60 | Variable Generation (MW) | -60 | 1513
1 Reference Case | 2023 | 60 | Variable Generation (MW) | -50 | 1692
1 Reference Case | 2023 | 60 | Variable Generation (MW) | -40 | 1880
1 Reference Case | 2023 | 60 | Variable Generation (MW) | -30 | 2128
1 Reference Case | 2023 | 60 | Variable Generation (MW) | -20 | 2310
1 Reference Case | 2023 | 60 | Variable Generation (MW) | -10 | 2610
1 Reference Case | 2023 | 60 | Variable Generation (MW) | 0 | 2694
1 Reference Case | 2023 | 60 | Variable Generation (MW) | 10 | 2597
1 Reference Case | 2023 | 60 | Variable Generation (MW) | 20 | 2275
1 Reference Case | 2023 | 60 | Variable Generation (MW) | 30 | 1870
1 Reference Case | 2023 | 60 | Variable Generation (MW) | 40 | 1648
1 Reference Case | 2023 | 60 | Variable Generation (MW) | 50 | 1482
1 Reference Case | 2023 | 60 | Variable Generation (MW) | 60 | 1409
1 Reference Case | 2023 | 60 | Variable Generation (MW) | 70 | 1264
1 Reference Case | 2023 | 60 | Variable Generation (MW) | 80 | 1051
1 Reference Case | 2023 | 60 | Variable Generation (MW) | 90 | 967
1 Reference Case | 2023 | 60 | Variable Generation (MW) | 100 | 920
1 Reference Case | 2023 | 60 | Variable Generation (MW) | 110 | 906
1 Reference Case | 2023 | 60 | Variable Generation (MW) | 120 | 773
1 Reference Case | 2023 | 60 | Variable Generation (MW) | 130 | 694
1 Reference Case | 2023 | 60 | Variable Generation (MW) | 140 | 652
1 Reference Case | 2023 | 60 | Variable Generation (MW) | 150 | 598
1 Reference Case | 2023 | 60 | Variable Generation (MW) | 160 | 499
1 Reference Case | 2023 | 60 | Variable Generation (MW) | 170 | 475
1 Reference Case | 2023 | 60 | Variable Generation (MW) | 180 | 433
1 Reference Case | 2023 | 60 | Variable Generation (MW) | 190 | 379
1 Reference Case | 2023 | 60 | Variable Generation (MW) | 200 | 357
1 Reference Case | 2023 | 60 | Variable Generation (MW) | 210 | 302
1 Reference Case | 2023 | 60 | Variable Generation (MW) | 220 | 273
1 Reference Case | 2023 | 60 | Variable Generation (MW) | 230 | 254
1 Reference Case | 2023 | 60 | Variable Generation (MW) | 240 | 222
1 Reference Case | 2023 | 60 | Variable Generation (MW) | 250 | 198
1 Reference Case | 2023 | 60 | Variable Generation (MW) | 260 | 197
1 Reference Case | 2023 | 60 | Variable Generation (MW) | 270 | 161
1 Reference Case | 2023 | 60 | Variable Generation (MW) | 280 | 130
1 Reference Case | 2023 | 60 | Variable Generation (MW) | 290 | 116
1 Reference Case | 2023 | 60 | Variable Generation (MW) | 300 | 110
1 Reference Case | 2023 | 60 | Variable Generation (MW) | 310 | 112
1 Reference Case | 2023 | 60 | Variable Generation (MW) | 320 | 101
1 Reference Case | 2023 | 60 | Variable Generation (MW) | 330 | 87
1 Reference Case | 2023 | 60 | Variable Generation (MW) | 340 | 66
1 Reference Case | 2023 | 60 | Variable Generation (MW) | 350 | 70
1 Reference Case | 2023 | 60 | Variable Generation (MW) | 360 | 77
1 Reference Case | 2023 | 60 | Variable Generation (MW) | 370 | 64
1 Reference Case | 2023 | 60 | Variable Generation (MW) | 380 | 60
1 Reference Case | 2023 | 60 | Variable Generation (MW) | 390 | 46
1 Reference Case | 2023 | 60 | Variable Generation (MW) | 400 | 44
1 Reference Case | 2023 | 60 | Variable Generation (MW) | 410 | 37
1 Reference Case | 2023 | 60 | Variable Generation (MW) | 420 | 35
1 Reference Case | 2023 | 60 | Variable Generation (MW) | 430 | 32
1 Reference Case | 2023 | 60 | Variable Generation (MW) | 440 | 31
1 Reference Case | 2023 | 60 | Variable Generation (MW) | 450 | 34
1 Reference Case | 2023 | 60 | Variable Generation (MW) | 460 | 36
1 Reference Case | 2023 | 60 | Variable Generation (MW) | 470 | 25
1 Reference Case | 2023 | 60 | Variable Generation (MW) | 480 | 18
1 Reference Case | 2023 | 60 | Variable Generation (MW) | 490 | 17
1 Reference Case | 2023 | 60 | Variable Generation (MW) | 500 | 10
1 Reference Case | 2023 | 60 | Variable Generation (MW) | 510 | 25
1 Reference Case | 2023 | 60 | Variable Generation (MW) | 520 | 17
1 Reference Case | 2023 | 60 | Variable Generation (MW) | 530 | 11
1 Reference Case | 2023 | 60 | Variable Generation (MW) | 540 | 15
1 Reference Case | 2023 | 60 | Variable Generation (MW) | 550 | 8
1 Reference Case | 2023 | 60 | Variable Generation (MW) | 560 | 11
1 Reference Case | 2023 | 60 | Variable Generation (MW) | 570 | 10
1 Reference Case | 2023 | 60 | Variable Generation (MW) | 580 | 10
1 Reference Case | 2023 | 60 | Variable Generation (MW) | 590 | 16
1 Reference Case | 2023 | 60 | Variable Generation (MW) | 600 | 4
1 Reference Case | 2023 | 60 | Variable Generation (MW) | 610 | 6
1 Reference Case | 2023 | 60 | Variable Generation (MW) | 620 | 6
1 Reference Case | 2023 | 60 | Variable Generation (MW) | 630 | 2
1 Reference Case | 2023 | 60 | Variable Generation (MW) | 640 | 2
1 Reference Case | 2023 | 60 | Variable Generation (MW) | 650 | 4
1 Reference Case | 2023 | 60 | Variable Generation (MW) | 660 | 5
1 Reference Case | 2023 | 60 | Variable Generation (MW) | 670 | 3
1 Reference Case | 2023 | 60 | Variable Generation (MW) | 680 | 1
1 Reference Case | 2023 | 60 | Variable Generation (MW) | 690 | 2
1 Reference Case | 2023 | 60 | Variable Generation (MW) | 700 | 6
1 Reference Case | 2023 | 60 | Variable Generation (MW) | 710 | 1
1 Reference Case | 2023 | 60 | Variable Generation (MW) | 720 | 1
1 Reference Case | 2023 | 60 | Variable Generation (MW) | 730 | 3
1 Reference Case | 2023 | 60 | Variable Generation (MW) | 740 | 2
1 Reference Case | 2023 | 60 | Variable Generation (MW) | 750 | 3
1 Reference Case | 2023 | 60 | Variable Generation (MW) | 760 | 1
1 Reference Case | 2023 | 60 | Variable Generation (MW) | 770 | 2
1 Reference Case | 2023 | 60 | Variable Generation (MW) | 780 | 2
1 Reference Case | 2023 | 60 | Variable Generation (MW) | 790 | 1
1 Reference Case | 2023 | 60 | Variable Generation (MW) | 800 | 3
1 Reference Case | 2023 | 60 | Variable Generation (MW) | 810 | 0
1 Reference Case | 2023 | 60 | Variable Generation (MW) | 820 | 2
1 Reference Case | 2023 | 60 | Variable Generation (MW) | 830 | 2
1 Reference Case | 2023 | 60 | Variable Generation (MW) | 840 | 1
1 Reference Case | 2023 | 60 | Variable Generation (MW) | 850 | 2
1 Reference Case | 2023 | 60 | Variable Generation (MW) | 860 | 1
1 Reference Case | 2023 | 60 | Variable Generation (MW) | 870 | 0
1 Reference Case | 2023 | 60 | Variable Generation (MW) | 880 | 1
1 Reference Case | 2023 | 60 | Variable Generation (MW) | 890 | 0
1 Reference Case | 2023 | 60 | Variable Generation (MW) | 900 | 0
1 Reference Case | 2023 | 60 | Variable Generation (MW) | 910 | 1
1 Reference Case | 2023 | 60 | Variable Generation (MW) | 920 | 0
1 Reference Case | 2023 | 60 | Variable Generation (MW) | 930 | 0
1 Reference Case | 2023 | 60 | Variable Generation (MW) | 940 | 0
1 Reference Case | 2023 | 60 | Variable Generation (MW) | 950 | 1
1 Reference Case | 2023 | 60 | Variable Generation (MW) | 960 | 1
1 Reference Case | 2023 | 60 | Variable Generation (MW) | 970 | 3
1 Reference Case | 2023 | 60 | Variable Generation (MW) | 980 | 0
1 Reference Case | 2023 | 60 | Variable Generation (MW) | 990 | 1
1 Reference Case | 2023 | 10 | Net Demand (MW) | -440 | 1
1 Reference Case | 2023 | 10 | Net Demand (MW) | -430 | 0
1 Reference Case | 2023 | 10 | Net Demand (MW) | -420 | 0
1 Reference Case | 2023 | 10 | Net Demand (MW) | -410 | 0
1 Reference Case | 2023 | 10 | Net Demand (MW) | -400 | 0
1 Reference Case | 2023 | 10 | Net Demand (MW) | -390 | 0
1 Reference Case | 2023 | 10 | Net Demand (MW) | -380 | 0
1 Reference Case | 2023 | 10 | Net Demand (MW) | -370 | 0
1 Reference Case | 2023 | 10 | Net Demand (MW) | -360 | 0
1 Reference Case | 2023 | 10 | Net Demand (MW) | -350 | 0
1 Reference Case | 2023 | 10 | Net Demand (MW) | -340 | 0
1 Reference Case | 2023 | 10 | Net Demand (MW) | -330 | 1
1 Reference Case | 2023 | 10 | Net Demand (MW) | -320 | 0
1 Reference Case | 2023 | 10 | Net Demand (MW) | -310 | 1
1 Reference Case | 2023 | 10 | Net Demand (MW) | -300 | 0
1 Reference Case | 2023 | 10 | Net Demand (MW) | -290 | 1
1 Reference Case | 2023 | 10 | Net Demand (MW) | -280 | 1
1 Reference Case | 2023 | 10 | Net Demand (MW) | -270 | 2
1 Reference Case | 2023 | 10 | Net Demand (MW) | -260 | 3
1 Reference Case | 2023 | 10 | Net Demand (MW) | -250 | 0
1 Reference Case | 2023 | 10 | Net Demand (MW) | -240 | 6
1 Reference Case | 2023 | 10 | Net Demand (MW) | -230 | 5
1 Reference Case | 2023 | 10 | Net Demand (MW) | -220 | 5
1 Reference Case | 2023 | 10 | Net Demand (MW) | -210 | 7
1 Reference Case | 2023 | 10 | Net Demand (MW) | -200 | 7
1 Reference Case | 2023 | 10 | Net Demand (MW) | -190 | 11
1 Reference Case | 2023 | 10 | Net Demand (MW) | -180 | 11
1 Reference Case | 2023 | 10 | Net Demand (MW) | -170 | 33
1 Reference Case | 2023 | 10 | Net Demand (MW) | -160 | 37
1 Reference Case | 2023 | 10 | Net Demand (MW) | -150 | 53
1 Reference Case | 2023 | 10 | Net Demand (MW) | -140 | 112
1 Reference Case | 2023 | 10 | Net Demand (MW) | -130 | 134
1 Reference Case | 2023 | 10 | Net Demand (MW) | -120 | 211
1 Reference Case | 2023 | 10 | Net Demand (MW) | -110 | 303
1 Reference Case | 2023 | 10 | Net Demand (MW) | -100 | 490
1 Reference Case | 2023 | 10 | Net Demand (MW) | -90 | 713
1 Reference Case | 2023 | 10 | Net Demand (MW) | -80 | 959
1 Reference Case | 2023 | 10 | Net Demand (MW) | -70 | 1324
1 Reference Case | 2023 | 10 | Net Demand (MW) | -60 | 1799
1 Reference Case | 2023 | 10 | Net Demand (MW) | -50 | 2369
1 Reference Case | 2023 | 10 | Net Demand (MW) | -40 | 2964
1 Reference Case | 2023 | 10 | Net Demand (MW) | -30 | 3595
1 Reference Case | 2023 | 10 | Net Demand (MW) | -20 | 4214
1 Reference Case | 2023 | 10 | Net Demand (MW) | -10 | 4902
1 Reference Case | 2023 | 10 | Net Demand (MW) | 0 | 5009
1 Reference Case | 2023 | 10 | Net Demand (MW) | 10 | 4755
1 Reference Case | 2023 | 10 | Net Demand (MW) | 20 | 4094
1 Reference Case | 2023 | 10 | Net Demand (MW) | 30 | 3411
1 Reference Case | 2023 | 10 | Net Demand (MW) | 40 | 2691
1 Reference Case | 2023 | 10 | Net Demand (MW) | 50 | 1991
1 Reference Case | 2023 | 10 | Net Demand (MW) | 60 | 1590
1 Reference Case | 2023 | 10 | Net Demand (MW) | 70 | 1238
1 Reference Case | 2023 | 10 | Net Demand (MW) | 80 | 897
1 Reference Case | 2023 | 10 | Net Demand (MW) | 90 | 688
1 Reference Case | 2023 | 10 | Net Demand (MW) | 100 | 501
1 Reference Case | 2023 | 10 | Net Demand (MW) | 110 | 385
1 Reference Case | 2023 | 10 | Net Demand (MW) | 120 | 312
1 Reference Case | 2023 | 10 | Net Demand (MW) | 130 | 231
1 Reference Case | 2023 | 10 | Net Demand (MW) | 140 | 149
1 Reference Case | 2023 | 10 | Net Demand (MW) | 150 | 110
1 Reference Case | 2023 | 10 | Net Demand (MW) | 160 | 78
1 Reference Case | 2023 | 10 | Net Demand (MW) | 170 | 55
1 Reference Case | 2023 | 10 | Net Demand (MW) | 180 | 30
1 Reference Case | 2023 | 10 | Net Demand (MW) | 190 | 20
1 Reference Case | 2023 | 10 | Net Demand (MW) | 200 | 14
1 Reference Case | 2023 | 10 | Net Demand (MW) | 210 | 12
1 Reference Case | 2023 | 10 | Net Demand (MW) | 220 | 7
1 Reference Case | 2023 | 10 | Net Demand (MW) | 230 | 3
1 Reference Case | 2023 | 10 | Net Demand (MW) | 240 | 4
1 Reference Case | 2023 | 10 | Net Demand (MW) | 250 | 3
1 Reference Case | 2023 | 10 | Net Demand (MW) | 260 | 3
1 Reference Case | 2023 | 10 | Net Demand (MW) | 270 | 2
1 Reference Case | 2023 | 10 | Net Demand (MW) | 280 | 0
1 Reference Case | 2023 | 10 | Net Demand (MW) | 290 | 2
1 Reference Case | 2023 | 60 | Net Demand (MW) | -1260 | 1
1 Reference Case | 2023 | 60 | Net Demand (MW) | -1250 | 0
1 Reference Case | 2023 | 60 | Net Demand (MW) | -1240 | 1
1 Reference Case | 2023 | 60 | Net Demand (MW) | -1230 | 0
1 Reference Case | 2023 | 60 | Net Demand (MW) | -1220 | 0
1 Reference Case | 2023 | 60 | Net Demand (MW) | -1210 | 0
1 Reference Case | 2023 | 60 | Net Demand (MW) | -1200 | 0
1 Reference Case | 2023 | 60 | Net Demand (MW) | -1190 | 0
1 Reference Case | 2023 | 60 | Net Demand (MW) | -1180 | 0
1 Reference Case | 2023 | 60 | Net Demand (MW) | -1170 | 0
1 Reference Case | 2023 | 60 | Net Demand (MW) | -1160 | 1
1 Reference Case | 2023 | 60 | Net Demand (MW) | -1150 | 0
1 Reference Case | 2023 | 60 | Net Demand (MW) | -1140 | 0
1 Reference Case | 2023 | 60 | Net Demand (MW) | -1130 | 0
1 Reference Case | 2023 | 60 | Net Demand (MW) | -1120 | 0
1 Reference Case | 2023 | 60 | Net Demand (MW) | -1110 | 0
1 Reference Case | 2023 | 60 | Net Demand (MW) | -1100 | 1
1 Reference Case | 2023 | 60 | Net Demand (MW) | -1090 | 0
1 Reference Case | 2023 | 60 | Net Demand (MW) | -1080 | 1
1 Reference Case | 2023 | 60 | Net Demand (MW) | -1070 | 2
1 Reference Case | 2023 | 60 | Net Demand (MW) | -1060 | 0
1 Reference Case | 2023 | 60 | Net Demand (MW) | -1050 | 1
1 Reference Case | 2023 | 60 | Net Demand (MW) | -1040 | 1
1 Reference Case | 2023 | 60 | Net Demand (MW) | -1030 | 1
1 Reference Case | 2023 | 60 | Net Demand (MW) | -1020 | 1
1 Reference Case | 2023 | 60 | Net Demand (MW) | -1010 | 0
1 Reference Case | 2023 | 60 | Net Demand (MW) | -1000 | 1
1 Reference Case | 2023 | 60 | Net Demand (MW) | -990 | 0
1 Reference Case | 2023 | 60 | Net Demand (MW) | -980 | 1
1 Reference Case | 2023 | 60 | Net Demand (MW) | -970 | 2
1 Reference Case | 2023 | 60 | Net Demand (MW) | -960 | 1
1 Reference Case | 2023 | 60 | Net Demand (MW) | -950 | 2
1 Reference Case | 2023 | 60 | Net Demand (MW) | -940 | 2
1 Reference Case | 2023 | 60 | Net Demand (MW) | -930 | 0
1 Reference Case | 2023 | 60 | Net Demand (MW) | -920 | 2
1 Reference Case | 2023 | 60 | Net Demand (MW) | -910 | 2
1 Reference Case | 2023 | 60 | Net Demand (MW) | -900 | 1
1 Reference Case | 2023 | 60 | Net Demand (MW) | -890 | 3
1 Reference Case | 2023 | 60 | Net Demand (MW) | -880 | 1
1 Reference Case | 2023 | 60 | Net Demand (MW) | -870 | 0
1 Reference Case | 2023 | 60 | Net Demand (MW) | -860 | 4
1 Reference Case | 2023 | 60 | Net Demand (MW) | -850 | 2
1 Reference Case | 2023 | 60 | Net Demand (MW) | -840 | 4
1 Reference Case | 2023 | 60 | Net Demand (MW) | -830 | 1
1 Reference Case | 2023 | 60 | Net Demand (MW) | -820 | 2
1 Reference Case | 2023 | 60 | Net Demand (MW) | -810 | 5
1 Reference Case | 2023 | 60 | Net Demand (MW) | -800 | 2
1 Reference Case | 2023 | 60 | Net Demand (MW) | -790 | 6
1 Reference Case | 2023 | 60 | Net Demand (MW) | -780 | 4
1 Reference Case | 2023 | 60 | Net Demand (MW) | -770 | 8
1 Reference Case | 2023 | 60 | Net Demand (MW) | -760 | 8
1 Reference Case | 2023 | 60 | Net Demand (MW) | -750 | 6
1 Reference Case | 2023 | 60 | Net Demand (MW) | -740 | 9
1 Reference Case | 2023 | 60 | Net Demand (MW) | -730 | 14
1 Reference Case | 2023 | 60 | Net Demand (MW) | -720 | 14
1 Reference Case | 2023 | 60 | Net Demand (MW) | -710 | 10
1 Reference Case | 2023 | 60 | Net Demand (MW) | -700 | 12
1 Reference Case | 2023 | 60 | Net Demand (MW) | -690 | 17
1 Reference Case | 2023 | 60 | Net Demand (MW) | -680 | 21
1 Reference Case | 2023 | 60 | Net Demand (MW) | -670 | 17
1 Reference Case | 2023 | 60 | Net Demand (MW) | -660 | 18
1 Reference Case | 2023 | 60 | Net Demand (MW) | -650 | 31
1 Reference Case | 2023 | 60 | Net Demand (MW) | -640 | 21
1 Reference Case | 2023 | 60 | Net Demand (MW) | -630 | 22
1 Reference Case | 2023 | 60 | Net Demand (MW) | -620 | 33
1 Reference Case | 2023 | 60 | Net Demand (MW) | -610 | 36
1 Reference Case | 2023 | 60 | Net Demand (MW) | -600 | 41
1 Reference Case | 2023 | 60 | Net Demand (MW) | -590 | 59
1 Reference Case | 2023 | 60 | Net Demand (MW) | -580 | 41
1 Reference Case | 2023 | 60 | Net Demand (MW) | -570 | 57
1 Reference Case | 2023 | 60 | Net Demand (MW) | -560 | 59
1 Reference Case | 2023 | 60 | Net Demand (MW) | -550 | 64
1 Reference Case | 2023 | 60 | Net Demand (MW) | -540 | 68
1 Reference Case | 2023 | 60 | Net Demand (MW) | -530 | 94
1 Reference Case | 2023 | 60 | Net Demand (MW) | -520 | 84
1 Reference Case | 2023 | 60 | Net Demand (MW) | -510 | 90
1 Reference Case | 2023 | 60 | Net Demand (MW) | -500 | 101
1 Reference Case | 2023 | 60 | Net Demand (MW) | -490 | 101
1 Reference Case | 2023 | 60 | Net Demand (MW) | -480 | 101
1 Reference Case | 2023 | 60 | Net Demand (MW) | -470 | 108
1 Reference Case | 2023 | 60 | Net Demand (MW) | -460 | 143
1 Reference Case | 2023 | 60 | Net Demand (MW) | -450 | 149
1 Reference Case | 2023 | 60 | Net Demand (MW) | -440 | 149
1 Reference Case | 2023 | 60 | Net Demand (MW) | -430 | 160
1 Reference Case | 2023 | 60 | Net Demand (MW) | -420 | 188
1 Reference Case | 2023 | 60 | Net Demand (MW) | -410 | 165
1 Reference Case | 2023 | 60 | Net Demand (MW) | -400 | 221
1 Reference Case | 2023 | 60 | Net Demand (MW) | -390 | 220
1 Reference Case | 2023 | 60 | Net Demand (MW) | -380 | 222
1 Reference Case | 2023 | 60 | Net Demand (MW) | -370 | 265
1 Reference Case | 2023 | 60 | Net Demand (MW) | -360 | 287
1 Reference Case | 2023 | 60 | Net Demand (MW) | -350 | 269
1 Reference Case | 2023 | 60 | Net Demand (MW) | -340 | 307
1 Reference Case | 2023 | 60 | Net Demand (MW) | -330 | 329
1 Reference Case | 2023 | 60 | Net Demand (MW) | -320 | 303
1 Reference Case | 2023 | 60 | Net Demand (MW) | -310 | 347
1 Reference Case | 2023 | 60 | Net Demand (MW) | -300 | 353
1 Reference Case | 2023 | 60 | Net Demand (MW) | -290 | 377
1 Reference Case | 2023 | 60 | Net Demand (MW) | -280 | 374
1 Reference Case | 2023 | 60 | Net Demand (MW) | -270 | 392
1 Reference Case | 2023 | 60 | Net Demand (MW) | -260 | 407
1 Reference Case | 2023 | 60 | Net Demand (MW) | -250 | 442
1 Reference Case | 2023 | 60 | Net Demand (MW) | -240 | 476
1 Reference Case | 2023 | 60 | Net Demand (MW) | -230 | 503
1 Reference Case | 2023 | 60 | Net Demand (MW) | -220 | 461
1 Reference Case | 2023 | 60 | Net Demand (MW) | -210 | 605
1 Reference Case | 2023 | 60 | Net Demand (MW) | -200 | 544
1 Reference Case | 2023 | 60 | Net Demand (MW) | -190 | 602
1 Reference Case | 2023 | 60 | Net Demand (MW) | -180 | 655
1 Reference Case | 2023 | 60 | Net Demand (MW) | -170 | 681
1 Reference Case | 2023 | 60 | Net Demand (MW) | -160 | 680
1 Reference Case | 2023 | 60 | Net Demand (MW) | -150 | 691
1 Reference Case | 2023 | 60 | Net Demand (MW) | -140 | 787
1 Reference Case | 2023 | 60 | Net Demand (MW) | -130 | 794
1 Reference Case | 2023 | 60 | Net Demand (MW) | -120 | 787
1 Reference Case | 2023 | 60 | Net Demand (MW) | -110 | 850
1 Reference Case | 2023 | 60 | Net Demand (MW) | -100 | 815
1 Reference Case | 2023 | 60 | Net Demand (MW) | -90 | 922
1 Reference Case | 2023 | 60 | Net Demand (MW) | -80 | 897
1 Reference Case | 2023 | 60 | Net Demand (MW) | -70 | 934
1 Reference Case | 2023 | 60 | Net Demand (MW) | -60 | 1014
1 Reference Case | 2023 | 60 | Net Demand (MW) | -50 | 975
1 Reference Case | 2023 | 60 | Net Demand (MW) | -40 | 1080
1 Reference Case | 2023 | 60 | Net Demand (MW) | -30 | 1021
1 Reference Case | 2023 | 60 | Net Demand (MW) | -20 | 1035
1 Reference Case | 2023 | 60 | Net Demand (MW) | -10 | 1067
1 Reference Case | 2023 | 60 | Net Demand (MW) | 0 | 1099
1 Reference Case | 2023 | 60 | Net Demand (MW) | 10 | 1149
1 Reference Case | 2023 | 60 | Net Demand (MW) | 20 | 1063
1 Reference Case | 2023 | 60 | Net Demand (MW) | 30 | 1088
1 Reference Case | 2023 | 60 | Net Demand (MW) | 40 | 1062
1 Reference Case | 2023 | 60 | Net Demand (MW) | 50 | 977
1 Reference Case | 2023 | 60 | Net Demand (MW) | 60 | 1001
1 Reference Case | 2023 | 60 | Net Demand (MW) | 70 | 940
1 Reference Case | 2023 | 60 | Net Demand (MW) | 80 | 888
1 Reference Case | 2023 | 60 | Net Demand (MW) | 90 | 843
1 Reference Case | 2023 | 60 | Net Demand (MW) | 100 | 824
1 Reference Case | 2023 | 60 | Net Demand (MW) | 110 | 769
1 Reference Case | 2023 | 60 | Net Demand (MW) | 120 | 720
1 Reference Case | 2023 | 60 | Net Demand (MW) | 130 | 743
1 Reference Case | 2023 | 60 | Net Demand (MW) | 140 | 626
1 Reference Case | 2023 | 60 | Net Demand (MW) | 150 | 629
1 Reference Case | 2023 | 60 | Net Demand (MW) | 160 | 578
1 Reference Case | 2023 | 60 | Net Demand (MW) | 170 | 532
1 Reference Case | 2023 | 60 | Net Demand (MW) | 180 | 541
1 Reference Case | 2023 | 60 | Net Demand (MW) | 190 | 532
1 Reference Case | 2023 | 60 | Net Demand (MW) | 200 | 456
1 Reference Case | 2023 | 60 | Net Demand (MW) | 210 | 501
1 Reference Case | 2023 | 60 | Net Demand (MW) | 220 | 423
1 Reference Case | 2023 | 60 | Net Demand (MW) | 230 | 409
1 Reference Case | 2023 | 60 | Net Demand (MW) | 240 | 409
1 Reference Case | 2023 | 60 | Net Demand (MW) | 250 | 394
1 Reference Case | 2023 | 60 | Net Demand (MW) | 260 | 343
1 Reference Case | 2023 | 60 | Net Demand (MW) | 270 | 371
1 Reference Case | 2023 | 60 | Net Demand (MW) | 280 | 326
1 Reference Case | 2023 | 60 | Net Demand (MW) | 290 | 304
1 Reference Case | 2023 | 60 | Net Demand (MW) | 300 | 307
1 Reference Case | 2023 | 60 | Net Demand (MW) | 310 | 297
1 Reference Case | 2023 | 60 | Net Demand (MW) | 320 | 283
1 Reference Case | 2023 | 60 | Net Demand (MW) | 330 | 230
1 Reference Case | 2023 | 60 | Net Demand (MW) | 340 | 233
1 Reference Case | 2023 | 60 | Net Demand (MW) | 350 | 243
1 Reference Case | 2023 | 60 | Net Demand (MW) | 360 | 181
1 Reference Case | 2023 | 60 | Net Demand (MW) | 370 | 191
1 Reference Case | 2023 | 60 | Net Demand (MW) | 380 | 182
1 Reference Case | 2023 | 60 | Net Demand (MW) | 390 | 210
1 Reference Case | 2023 | 60 | Net Demand (MW) | 400 | 159
1 Reference Case | 2023 | 60 | Net Demand (MW) | 410 | 182
1 Reference Case | 2023 | 60 | Net Demand (MW) | 420 | 155
1 Reference Case | 2023 | 60 | Net Demand (MW) | 430 | 167
1 Reference Case | 2023 | 60 | Net Demand (MW) | 440 | 145
1 Reference Case | 2023 | 60 | Net Demand (MW) | 450 | 131
1 Reference Case | 2023 | 60 | Net Demand (MW) | 460 | 158
1 Reference Case | 2023 | 60 | Net Demand (MW) | 470 | 128
1 Reference Case | 2023 | 60 | Net Demand (MW) | 480 | 117
1 Reference Case | 2023 | 60 | Net Demand (MW) | 490 | 112
1 Reference Case | 2023 | 60 | Net Demand (MW) | 500 | 128
1 Reference Case | 2023 | 60 | Net Demand (MW) | 510 | 116
1 Reference Case | 2023 | 60 | Net Demand (MW) | 520 | 97
1 Reference Case | 2023 | 60 | Net Demand (MW) | 530 | 96
1 Reference Case | 2023 | 60 | Net Demand (MW) | 540 | 93
1 Reference Case | 2023 | 60 | Net Demand (MW) | 550 | 82
1 Reference Case | 2023 | 60 | Net Demand (MW) | 560 | 88
1 Reference Case | 2023 | 60 | Net Demand (MW) | 570 | 76
1 Reference Case | 2023 | 60 | Net Demand (MW) | 580 | 71
1 Reference Case | 2023 | 60 | Net Demand (MW) | 590 | 56
1 Reference Case | 2023 | 60 | Net Demand (MW) | 600 | 47
1 Reference Case | 2023 | 60 | Net Demand (MW) | 610 | 80
1 Reference Case | 2023 | 60 | Net Demand (MW) | 620 | 54
1 Reference Case | 2023 | 60 | Net Demand (MW) | 630 | 59
1 Reference Case | 2023 | 60 | Net Demand (MW) | 640 | 54
1 Reference Case | 2023 | 60 | Net Demand (MW) | 650 | 48
1 Reference Case | 2023 | 60 | Net Demand (MW) | 660 | 56
1 Reference Case | 2023 | 60 | Net Demand (MW) | 670 | 47
1 Reference Case | 2023 | 60 | Net Demand (MW) | 680 | 45
1 Reference Case | 2023 | 60 | Net Demand (MW) | 690 | 36
1 Reference Case | 2023 | 60 | Net Demand (MW) | 700 | 33
1 Reference Case | 2023 | 60 | Net Demand (MW) | 710 | 31
1 Reference Case | 2023 | 60 | Net Demand (MW) | 720 | 30
1 Reference Case | 2023 | 60 | Net Demand (MW) | 730 | 31
1 Reference Case | 2023 | 60 | Net Demand (MW) | 740 | 35
1 Reference Case | 2023 | 60 | Net Demand (MW) | 750 | 21
1 Reference Case | 2023 | 60 | Net Demand (MW) | 760 | 24
1 Reference Case | 2023 | 60 | Net Demand (MW) | 770 | 10
1 Reference Case | 2023 | 60 | Net Demand (MW) | 780 | 17
1 Reference Case | 2023 | 60 | Net Demand (MW) | 790 | 19
1 Reference Case | 2023 | 60 | Net Demand (MW) | 800 | 15
1 Reference Case | 2023 | 60 | Net Demand (MW) | 810 | 13
1 Reference Case | 2023 | 60 | Net Demand (MW) | 820 | 11
1 Reference Case | 2023 | 60 | Net Demand (MW) | 830 | 6
1 Reference Case | 2023 | 60 | Net Demand (MW) | 840 | 15
1 Reference Case | 2023 | 60 | Net Demand (MW) | 850 | 6
1 Reference Case | 2023 | 60 | Net Demand (MW) | 860 | 9
1 Reference Case | 2023 | 60 | Net Demand (MW) | 870 | 10
1 Reference Case | 2023 | 60 | Net Demand (MW) | 880 | 7
1 Reference Case | 2023 | 60 | Net Demand (MW) | 890 | 9
1 Reference Case | 2023 | 60 | Net Demand (MW) | 900 | 4
1 Reference Case | 2023 | 60 | Net Demand (MW) | 910 | 6
1 Reference Case | 2023 | 60 | Net Demand (MW) | 920 | 3
1 Reference Case | 2023 | 60 | Net Demand (MW) | 930 | 8
1 Reference Case | 2023 | 60 | Net Demand (MW) | 940 | 4
1 Reference Case | 2023 | 60 | Net Demand (MW) | 950 | 0
1 Reference Case | 2023 | 60 | Net Demand (MW) | 960 | 0
1 Reference Case | 2023 | 60 | Net Demand (MW) | 970 | 2
1 Reference Case | 2023 | 60 | Net Demand (MW) | 980 | 1
1 Reference Case | 2023 | 60 | Net Demand (MW) | 990 | 3
1 Reference Case | 2023 | 60 | Net Demand (MW) | 1000 | 1
1 Reference Case | 2023 | 60 | Net Demand (MW) | 1010 | 1
1 Reference Case | 2023 | 60 | Net Demand (MW) | 1020 | 1
1 Reference Case | 2023 | 60 | Net Demand (MW) | 1030 | 1
1 Reference Case | 2023 | 60 | Net Demand (MW) | 1040 | 4
1 Reference Case | 2023 | 60 | Net Demand (MW) | 1050 | 0
1 Reference Case | 2023 | 60 | Net Demand (MW) | 1060 | 2
1 Reference Case | 2023 | 60 | Net Demand (MW) | 1070 | 2
1 Reference Case | 2023 | 60 | Net Demand (MW) | 1080 | 0
1 Reference Case | 2023 | 60 | Net Demand (MW) | 1090 | 0
1 Reference Case | 2023 | 60 | Net Demand (MW) | 1100 | 1
1 Reference Case | 2023 | 60 | Net Demand (MW) | 1110 | 1
1 Reference Case | 2023 | 60 | Net Demand (MW) | 1120 | 0
1 Reference Case | 2023 | 60 | Net Demand (MW) | 1130 | 1
1 Reference Case | 2023 | 60 | Net Demand (MW) | 1140 | 0
1 Reference Case | 2023 | 60 | Net Demand (MW) | 1150 | 1
1 Reference Case | 2023 | 60 | Net Demand (MW) | 1160 | 0
1 Reference Case | 2023 | 60 | Net Demand (MW) | 1170 | 0
1 Reference Case | 2023 | 60 | Net Demand (MW) | 1180 | 0
1 Reference Case | 2023 | 60 | Net Demand (MW) | 1190 | 1
1 Reference Case | 2023 | 60 | Net Demand (MW) | 1200 | 0
1 Reference Case | 2023 | 60 | Net Demand (MW) | 1210 | 2
1 Reference Case | 2023 | 60 | Net Demand (MW) | 1220 | 0
1 Reference Case | 2023 | 60 | Net Demand (MW) | 1230 | 1
1 Reference Case | 2023 | 60 | Net Demand (MW) | 1240 | 1
1 Reference Case | 2023 | 60 | Net Demand (MW) | 1250 | 1
1 Reference Case | 2024 | 10 | Alberta Internal Load (MW) | -380 | 1
1 Reference Case | 2024 | 10 | Alberta Internal Load (MW) | -370 | 0
1 Reference Case | 2024 | 10 | Alberta Internal Load (MW) | -360 | 0
1 Reference Case | 2024 | 10 | Alberta Internal Load (MW) | -350 | 0
1 Reference Case | 2024 | 10 | Alberta Internal Load (MW) | -340 | 0
1 Reference Case | 2024 | 10 | Alberta Internal Load (MW) | -330 | 0
1 Reference Case | 2024 | 10 | Alberta Internal Load (MW) | -320 | 0
1 Reference Case | 2024 | 10 | Alberta Internal Load (MW) | -310 | 0
1 Reference Case | 2024 | 10 | Alberta Internal Load (MW) | -300 | 0
1 Reference Case | 2024 | 10 | Alberta Internal Load (MW) | -290 | 0
1 Reference Case | 2024 | 10 | Alberta Internal Load (MW) | -280 | 0
1 Reference Case | 2024 | 10 | Alberta Internal Load (MW) | -270 | 0
1 Reference Case | 2024 | 10 | Alberta Internal Load (MW) | -260 | 0
1 Reference Case | 2024 | 10 | Alberta Internal Load (MW) | -250 | 0
1 Reference Case | 2024 | 10 | Alberta Internal Load (MW) | -240 | 1
1 Reference Case | 2024 | 10 | Alberta Internal Load (MW) | -230 | 2
1 Reference Case | 2024 | 10 | Alberta Internal Load (MW) | -220 | 1
1 Reference Case | 2024 | 10 | Alberta Internal Load (MW) | -210 | 0
1 Reference Case | 2024 | 10 | Alberta Internal Load (MW) | -200 | 0
1 Reference Case | 2024 | 10 | Alberta Internal Load (MW) | -190 | 0
1 Reference Case | 2024 | 10 | Alberta Internal Load (MW) | -180 | 1
1 Reference Case | 2024 | 10 | Alberta Internal Load (MW) | -170 | 2
1 Reference Case | 2024 | 10 | Alberta Internal Load (MW) | -160 | 6
1 Reference Case | 2024 | 10 | Alberta Internal Load (MW) | -150 | 12
1 Reference Case | 2024 | 10 | Alberta Internal Load (MW) | -140 | 18
1 Reference Case | 2024 | 10 | Alberta Internal Load (MW) | -130 | 42
1 Reference Case | 2024 | 10 | Alberta Internal Load (MW) | -120 | 66
1 Reference Case | 2024 | 10 | Alberta Internal Load (MW) | -110 | 118
1 Reference Case | 2024 | 10 | Alberta Internal Load (MW) | -100 | 193
1 Reference Case | 2024 | 10 | Alberta Internal Load (MW) | -90 | 350
1 Reference Case | 2024 | 10 | Alberta Internal Load (MW) | -80 | 495
1 Reference Case | 2024 | 10 | Alberta Internal Load (MW) | -70 | 730
1 Reference Case | 2024 | 10 | Alberta Internal Load (MW) | -60 | 1230
1 Reference Case | 2024 | 10 | Alberta Internal Load (MW) | -50 | 2003
1 Reference Case | 2024 | 10 | Alberta Internal Load (MW) | -40 | 2815
1 Reference Case | 2024 | 10 | Alberta Internal Load (MW) | -30 | 4011
1 Reference Case | 2024 | 10 | Alberta Internal Load (MW) | -20 | 5261
1 Reference Case | 2024 | 10 | Alberta Internal Load (MW) | -10 | 6503
1 Reference Case | 2024 | 10 | Alberta Internal Load (MW) | 0 | 7021
1 Reference Case | 2024 | 10 | Alberta Internal Load (MW) | 10 | 6076
1 Reference Case | 2024 | 10 | Alberta Internal Load (MW) | 20 | 4635
1 Reference Case | 2024 | 10 | Alberta Internal Load (MW) | 30 | 3257
1 Reference Case | 2024 | 10 | Alberta Internal Load (MW) | 40 | 2232
1 Reference Case | 2024 | 10 | Alberta Internal Load (MW) | 50 | 1557
1 Reference Case | 2024 | 10 | Alberta Internal Load (MW) | 60 | 1111
1 Reference Case | 2024 | 10 | Alberta Internal Load (MW) | 70 | 745
1 Reference Case | 2024 | 10 | Alberta Internal Load (MW) | 80 | 539
1 Reference Case | 2024 | 10 | Alberta Internal Load (MW) | 90 | 400
1 Reference Case | 2024 | 10 | Alberta Internal Load (MW) | 100 | 304
1 Reference Case | 2024 | 10 | Alberta Internal Load (MW) | 110 | 230
1 Reference Case | 2024 | 10 | Alberta Internal Load (MW) | 120 | 207
1 Reference Case | 2024 | 10 | Alberta Internal Load (MW) | 130 | 142
1 Reference Case | 2024 | 10 | Alberta Internal Load (MW) | 140 | 112
1 Reference Case | 2024 | 10 | Alberta Internal Load (MW) | 150 | 61
1 Reference Case | 2024 | 10 | Alberta Internal Load (MW) | 160 | 37
1 Reference Case | 2024 | 10 | Alberta Internal Load (MW) | 170 | 8
1 Reference Case | 2024 | 10 | Alberta Internal Load (MW) | 180 | 10
1 Reference Case | 2024 | 10 | Alberta Internal Load (MW) | 190 | 5
1 Reference Case | 2024 | 10 | Alberta Internal Load (MW) | 200 | 3
1 Reference Case | 2024 | 10 | Alberta Internal Load (MW) | 210 | 2
1 Reference Case | 2024 | 10 | Alberta Internal Load (MW) | 220 | 0
1 Reference Case | 2024 | 10 | Alberta Internal Load (MW) | 230 | 0
1 Reference Case | 2024 | 10 | Alberta Internal Load (MW) | 240 | 1
1 Reference Case | 2024 | 10 | Alberta Internal Load (MW) | 250 | 1
1 Reference Case | 2024 | 10 | Alberta Internal Load (MW) | 260 | 0
1 Reference Case | 2024 | 10 | Alberta Internal Load (MW) | 270 | 0
1 Reference Case | 2024 | 10 | Alberta Internal Load (MW) | 280 | 1
1 Reference Case | 2024 | 10 | Alberta Internal Load (MW) | 290 | 1
1 Reference Case | 2024 | 60 | Alberta Internal Load (MW) | -640 | 3
1 Reference Case | 2024 | 60 | Alberta Internal Load (MW) | -630 | 0
1 Reference Case | 2024 | 60 | Alberta Internal Load (MW) | -620 | 2
1 Reference Case | 2024 | 60 | Alberta Internal Load (MW) | -610 | 3
1 Reference Case | 2024 | 60 | Alberta Internal Load (MW) | -600 | 7
1 Reference Case | 2024 | 60 | Alberta Internal Load (MW) | -590 | 6
1 Reference Case | 2024 | 60 | Alberta Internal Load (MW) | -580 | 8
1 Reference Case | 2024 | 60 | Alberta Internal Load (MW) | -570 | 10
1 Reference Case | 2024 | 60 | Alberta Internal Load (MW) | -560 | 19
1 Reference Case | 2024 | 60 | Alberta Internal Load (MW) | -550 | 14
1 Reference Case | 2024 | 60 | Alberta Internal Load (MW) | -540 | 35
1 Reference Case | 2024 | 60 | Alberta Internal Load (MW) | -530 | 42
1 Reference Case | 2024 | 60 | Alberta Internal Load (MW) | -520 | 40
1 Reference Case | 2024 | 60 | Alberta Internal Load (MW) | -510 | 52
1 Reference Case | 2024 | 60 | Alberta Internal Load (MW) | -500 | 72
1 Reference Case | 2024 | 60 | Alberta Internal Load (MW) | -490 | 82
1 Reference Case | 2024 | 60 | Alberta Internal Load (MW) | -480 | 74
1 Reference Case | 2024 | 60 | Alberta Internal Load (MW) | -470 | 84
1 Reference Case | 2024 | 60 | Alberta Internal Load (MW) | -460 | 79
1 Reference Case | 2024 | 60 | Alberta Internal Load (MW) | -450 | 75
1 Reference Case | 2024 | 60 | Alberta Internal Load (MW) | -440 | 100
1 Reference Case | 2024 | 60 | Alberta Internal Load (MW) | -430 | 97
1 Reference Case | 2024 | 60 | Alberta Internal Load (MW) | -420 | 100
1 Reference Case | 2024 | 60 | Alberta Internal Load (MW) | -410 | 94
1 Reference Case | 2024 | 60 | Alberta Internal Load (MW) | -400 | 102
1 Reference Case | 2024 | 60 | Alberta Internal Load (MW) | -390 | 119
1 Reference Case | 2024 | 60 | Alberta Internal Load (MW) | -380 | 119
1 Reference Case | 2024 | 60 | Alberta Internal Load (MW) | -370 | 116
1 Reference Case | 2024 | 60 | Alberta Internal Load (MW) | -360 | 123
1 Reference Case | 2024 | 60 | Alberta Internal Load (MW) | -350 | 171
1 Reference Case | 2024 | 60 | Alberta Internal Load (MW) | -340 | 171
1 Reference Case | 2024 | 60 | Alberta Internal Load (MW) | -330 | 202
1 Reference Case | 2024 | 60 | Alberta Internal Load (MW) | -320 | 221
1 Reference Case | 2024 | 60 | Alberta Internal Load (MW) | -310 | 261
1 Reference Case | 2024 | 60 | Alberta Internal Load (MW) | -300 | 301
1 Reference Case | 2024 | 60 | Alberta Internal Load (MW) | -290 | 294
1 Reference Case | 2024 | 60 | Alberta Internal Load (MW) | -280 | 345
1 Reference Case | 2024 | 60 | Alberta Internal Load (MW) | -270 | 336
1 Reference Case | 2024 | 60 | Alberta Internal Load (MW) | -260 | 314
1 Reference Case | 2024 | 60 | Alberta Internal Load (MW) | -250 | 383
1 Reference Case | 2024 | 60 | Alberta Internal Load (MW) | -240 | 434
1 Reference Case | 2024 | 60 | Alberta Internal Load (MW) | -230 | 404
1 Reference Case | 2024 | 60 | Alberta Internal Load (MW) | -220 | 446
1 Reference Case | 2024 | 60 | Alberta Internal Load (MW) | -210 | 470
1 Reference Case | 2024 | 60 | Alberta Internal Load (MW) | -200 | 548
1 Reference Case | 2024 | 60 | Alberta Internal Load (MW) | -190 | 544
1 Reference Case | 2024 | 60 | Alberta Internal Load (MW) | -180 | 620
1 Reference Case | 2024 | 60 | Alberta Internal Load (MW) | -170 | 569
1 Reference Case | 2024 | 60 | Alberta Internal Load (MW) | -160 | 672
1 Reference Case | 2024 | 60 | Alberta Internal Load (MW) | -150 | 679
1 Reference Case | 2024 | 60 | Alberta Internal Load (MW) | -140 | 765
1 Reference Case | 2024 | 60 | Alberta Internal Load (MW) | -130 | 790
1 Reference Case | 2024 | 60 | Alberta Internal Load (MW) | -120 | 790
1 Reference Case | 2024 | 60 | Alberta Internal Load (MW) | -110 | 880
1 Reference Case | 2024 | 60 | Alberta Internal Load (MW) | -100 | 965
1 Reference Case | 2024 | 60 | Alberta Internal Load (MW) | -90 | 1066
1 Reference Case | 2024 | 60 | Alberta Internal Load (MW) | -80 | 1100
1 Reference Case | 2024 | 60 | Alberta Internal Load (MW) | -70 | 1297
1 Reference Case | 2024 | 60 | Alberta Internal Load (MW) | -60 | 1323
1 Reference Case | 2024 | 60 | Alberta Internal Load (MW) | -50 | 1492
1 Reference Case | 2024 | 60 | Alberta Internal Load (MW) | -40 | 1538
1 Reference Case | 2024 | 60 | Alberta Internal Load (MW) | -30 | 1574
1 Reference Case | 2024 | 60 | Alberta Internal Load (MW) | -20 | 1716
1 Reference Case | 2024 | 60 | Alberta Internal Load (MW) | -10 | 1726
1 Reference Case | 2024 | 60 | Alberta Internal Load (MW) | 0 | 1615
1 Reference Case | 2024 | 60 | Alberta Internal Load (MW) | 10 | 1657
1 Reference Case | 2024 | 60 | Alberta Internal Load (MW) | 20 | 1528
1 Reference Case | 2024 | 60 | Alberta Internal Load (MW) | 30 | 1476
1 Reference Case | 2024 | 60 | Alberta Internal Load (MW) | 40 | 1359
1 Reference Case | 2024 | 60 | Alberta Internal Load (MW) | 50 | 1249
1 Reference Case | 2024 | 60 | Alberta Internal Load (MW) | 60 | 1094
1 Reference Case | 2024 | 60 | Alberta Internal Load (MW) | 70 | 1015
1 Reference Case | 2024 | 60 | Alberta Internal Load (MW) | 80 | 909
1 Reference Case | 2024 | 60 | Alberta Internal Load (MW) | 90 | 831
1 Reference Case | 2024 | 60 | Alberta Internal Load (MW) | 100 | 798
1 Reference Case | 2024 | 60 | Alberta Internal Load (MW) | 110 | 697
1 Reference Case | 2024 | 60 | Alberta Internal Load (MW) | 120 | 699
1 Reference Case | 2024 | 60 | Alberta Internal Load (MW) | 130 | 594
1 Reference Case | 2024 | 60 | Alberta Internal Load (MW) | 140 | 588
1 Reference Case | 2024 | 60 | Alberta Internal Load (MW) | 150 | 516
1 Reference Case | 2024 | 60 | Alberta Internal Load (MW) | 160 | 498
1 Reference Case | 2024 | 60 | Alberta Internal Load (MW) | 170 | 498
1 Reference Case | 2024 | 60 | Alberta Internal Load (MW) | 180 | 471
1 Reference Case | 2024 | 60 | Alberta Internal Load (MW) | 190 | 445
1 Reference Case | 2024 | 60 | Alberta Internal Load (MW) | 200 | 424
1 Reference Case | 2024 | 60 | Alberta Internal Load (MW) | 210 | 355
1 Reference Case | 2024 | 60 | Alberta Internal Load (MW) | 220 | 360
1 Reference Case | 2024 | 60 | Alberta Internal Load (MW) | 230 | 330
1 Reference Case | 2024 | 60 | Alberta Internal Load (MW) | 240 | 317
1 Reference Case | 2024 | 60 | Alberta Internal Load (MW) | 250 | 307
1 Reference Case | 2024 | 60 | Alberta Internal Load (MW) | 260 | 289
1 Reference Case | 2024 | 60 | Alberta Internal Load (MW) | 270 | 274
1 Reference Case | 2024 | 60 | Alberta Internal Load (MW) | 280 | 279
1 Reference Case | 2024 | 60 | Alberta Internal Load (MW) | 290 | 238
1 Reference Case | 2024 | 60 | Alberta Internal Load (MW) | 300 | 216
1 Reference Case | 2024 | 60 | Alberta Internal Load (MW) | 310 | 211
1 Reference Case | 2024 | 60 | Alberta Internal Load (MW) | 320 | 220
1 Reference Case | 2024 | 60 | Alberta Internal Load (MW) | 330 | 183
1 Reference Case | 2024 | 60 | Alberta Internal Load (MW) | 340 | 156
1 Reference Case | 2024 | 60 | Alberta Internal Load (MW) | 350 | 179
1 Reference Case | 2024 | 60 | Alberta Internal Load (MW) | 360 | 172
1 Reference Case | 2024 | 60 | Alberta Internal Load (MW) | 370 | 172
1 Reference Case | 2024 | 60 | Alberta Internal Load (MW) | 380 | 144
1 Reference Case | 2024 | 60 | Alberta Internal Load (MW) | 390 | 145
1 Reference Case | 2024 | 60 | Alberta Internal Load (MW) | 400 | 120
1 Reference Case | 2024 | 60 | Alberta Internal Load (MW) | 410 | 116
1 Reference Case | 2024 | 60 | Alberta Internal Load (MW) | 420 | 108
1 Reference Case | 2024 | 60 | Alberta Internal Load (MW) | 430 | 101
1 Reference Case | 2024 | 60 | Alberta Internal Load (MW) | 440 | 95
1 Reference Case | 2024 | 60 | Alberta Internal Load (MW) | 450 | 88
1 Reference Case | 2024 | 60 | Alberta Internal Load (MW) | 460 | 78
1 Reference Case | 2024 | 60 | Alberta Internal Load (MW) | 470 | 64
1 Reference Case | 2024 | 60 | Alberta Internal Load (MW) | 480 | 77
1 Reference Case | 2024 | 60 | Alberta Internal Load (MW) | 490 | 57
1 Reference Case | 2024 | 60 | Alberta Internal Load (MW) | 500 | 57
1 Reference Case | 2024 | 60 | Alberta Internal Load (MW) | 510 | 48
1 Reference Case | 2024 | 60 | Alberta Internal Load (MW) | 520 | 42
1 Reference Case | 2024 | 60 | Alberta Internal Load (MW) | 530 | 56
1 Reference Case | 2024 | 60 | Alberta Internal Load (MW) | 540 | 55
1 Reference Case | 2024 | 60 | Alberta Internal Load (MW) | 550 | 35
1 Reference Case | 2024 | 60 | Alberta Internal Load (MW) | 560 | 47
1 Reference Case | 2024 | 60 | Alberta Internal Load (MW) | 570 | 42
1 Reference Case | 2024 | 60 | Alberta Internal Load (MW) | 580 | 41
1 Reference Case | 2024 | 60 | Alberta Internal Load (MW) | 590 | 40
1 Reference Case | 2024 | 60 | Alberta Internal Load (MW) | 600 | 35
1 Reference Case | 2024 | 60 | Alberta Internal Load (MW) | 610 | 53
1 Reference Case | 2024 | 60 | Alberta Internal Load (MW) | 620 | 48
1 Reference Case | 2024 | 60 | Alberta Internal Load (MW) | 630 | 44
1 Reference Case | 2024 | 60 | Alberta Internal Load (MW) | 640 | 54
1 Reference Case | 2024 | 60 | Alberta Internal Load (MW) | 650 | 25
1 Reference Case | 2024 | 60 | Alberta Internal Load (MW) | 660 | 37
1 Reference Case | 2024 | 60 | Alberta Internal Load (MW) | 670 | 38
1 Reference Case | 2024 | 60 | Alberta Internal Load (MW) | 680 | 43
1 Reference Case | 2024 | 60 | Alberta Internal Load (MW) | 690 | 29
1 Reference Case | 2024 | 60 | Alberta Internal Load (MW) | 700 | 43
1 Reference Case | 2024 | 60 | Alberta Internal Load (MW) | 710 | 27
1 Reference Case | 2024 | 60 | Alberta Internal Load (MW) | 720 | 25
1 Reference Case | 2024 | 60 | Alberta Internal Load (MW) | 730 | 20
1 Reference Case | 2024 | 60 | Alberta Internal Load (MW) | 740 | 17
1 Reference Case | 2024 | 60 | Alberta Internal Load (MW) | 750 | 15
1 Reference Case | 2024 | 60 | Alberta Internal Load (MW) | 760 | 11
1 Reference Case | 2024 | 60 | Alberta Internal Load (MW) | 770 | 11
1 Reference Case | 2024 | 60 | Alberta Internal Load (MW) | 780 | 10
1 Reference Case | 2024 | 60 | Alberta Internal Load (MW) | 790 | 5
1 Reference Case | 2024 | 60 | Alberta Internal Load (MW) | 800 | 2
1 Reference Case | 2024 | 60 | Alberta Internal Load (MW) | 810 | 2
1 Reference Case | 2024 | 60 | Alberta Internal Load (MW) | 820 | 1
1 Reference Case | 2024 | 10 | Variable Generation (MW) | -270 | 1
1 Reference Case | 2024 | 10 | Variable Generation (MW) | -260 | 0
1 Reference Case | 2024 | 10 | Variable Generation (MW) | -250 | 0
1 Reference Case | 2024 | 10 | Variable Generation (MW) | -240 | 2
1 Reference Case | 2024 | 10 | Variable Generation (MW) | -230 | 0
1 Reference Case | 2024 | 10 | Variable Generation (MW) | -220 | 1
1 Reference Case | 2024 | 10 | Variable Generation (MW) | -210 | 1
1 Reference Case | 2024 | 10 | Variable Generation (MW) | -200 | 2
1 Reference Case | 2024 | 10 | Variable Generation (MW) | -190 | 2
1 Reference Case | 2024 | 10 | Variable Generation (MW) | -180 | 4
1 Reference Case | 2024 | 10 | Variable Generation (MW) | -170 | 4
1 Reference Case | 2024 | 10 | Variable Generation (MW) | -160 | 10
1 Reference Case | 2024 | 10 | Variable Generation (MW) | -150 | 4
1 Reference Case | 2024 | 10 | Variable Generation (MW) | -140 | 24
1 Reference Case | 2024 | 10 | Variable Generation (MW) | -130 | 34
1 Reference Case | 2024 | 10 | Variable Generation (MW) | -120 | 54
1 Reference Case | 2024 | 10 | Variable Generation (MW) | -110 | 58
1 Reference Case | 2024 | 10 | Variable Generation (MW) | -100 | 108
1 Reference Case | 2024 | 10 | Variable Generation (MW) | -90 | 156
1 Reference Case | 2024 | 10 | Variable Generation (MW) | -80 | 285
1 Reference Case | 2024 | 10 | Variable Generation (MW) | -70 | 447
1 Reference Case | 2024 | 10 | Variable Generation (MW) | -60 | 692
1 Reference Case | 2024 | 10 | Variable Generation (MW) | -50 | 1121
1 Reference Case | 2024 | 10 | Variable Generation (MW) | -40 | 1768
1 Reference Case | 2024 | 10 | Variable Generation (MW) | -30 | 3026
1 Reference Case | 2024 | 10 | Variable Generation (MW) | -20 | 4859
1 Reference Case | 2024 | 10 | Variable Generation (MW) | -10 | 8232
1 Reference Case | 2024 | 10 | Variable Generation (MW) | 0 | 11715
1 Reference Case | 2024 | 10 | Variable Generation (MW) | 10 | 7480
1 Reference Case | 2024 | 10 | Variable Generation (MW) | 20 | 4651
1 Reference Case | 2024 | 10 | Variable Generation (MW) | 30 | 2961
1 Reference Case | 2024 | 10 | Variable Generation (MW) | 40 | 1704
1 Reference Case | 2024 | 10 | Variable Generation (MW) | 50 | 1157
1 Reference Case | 2024 | 10 | Variable Generation (MW) | 60 | 711
1 Reference Case | 2024 | 10 | Variable Generation (MW) | 70 | 443
1 Reference Case | 2024 | 10 | Variable Generation (MW) | 80 | 284
1 Reference Case | 2024 | 10 | Variable Generation (MW) | 90 | 183
1 Reference Case | 2024 | 10 | Variable Generation (MW) | 100 | 110
1 Reference Case | 2024 | 10 | Variable Generation (MW) | 110 | 81
1 Reference Case | 2024 | 10 | Variable Generation (MW) | 120 | 51
1 Reference Case | 2024 | 10 | Variable Generation (MW) | 130 | 45
1 Reference Case | 2024 | 10 | Variable Generation (MW) | 140 | 25
1 Reference Case | 2024 | 10 | Variable Generation (MW) | 150 | 14
1 Reference Case | 2024 | 10 | Variable Generation (MW) | 160 | 12
1 Reference Case | 2024 | 10 | Variable Generation (MW) | 170 | 11
1 Reference Case | 2024 | 10 | Variable Generation (MW) | 180 | 7
1 Reference Case | 2024 | 10 | Variable Generation (MW) | 190 | 4
1 Reference Case | 2024 | 10 | Variable Generation (MW) | 200 | 2
1 Reference Case | 2024 | 10 | Variable Generation (MW) | 210 | 3
1 Reference Case | 2024 | 10 | Variable Generation (MW) | 220 | 4
1 Reference Case | 2024 | 10 | Variable Generation (MW) | 230 | 2
1 Reference Case | 2024 | 10 | Variable Generation (MW) | 240 | 1
1 Reference Case | 2024 | 10 | Variable Generation (MW) | 250 | 0
1 Reference Case | 2024 | 10 | Variable Generation (MW) | 260 | 0
1 Reference Case | 2024 | 10 | Variable Generation (MW) | 270 | 1
1 Reference Case | 2024 | 10 | Variable Generation (MW) | 280 | 0
1 Reference Case | 2024 | 10 | Variable Generation (MW) | 290 | 1
1 Reference Case | 2024 | 10 | Variable Generation (MW) | 300 | 0
1 Reference Case | 2024 | 10 | Variable Generation (MW) | 310 | 0
1 Reference Case | 2024 | 10 | Variable Generation (MW) | 320 | 1
1 Reference Case | 2024 | 60 | Variable Generation (MW) | -970 | 1
1 Reference Case | 2024 | 60 | Variable Generation (MW) | -960 | 1
1 Reference Case | 2024 | 60 | Variable Generation (MW) | -950 | 0
1 Reference Case | 2024 | 60 | Variable Generation (MW) | -940 | 0
1 Reference Case | 2024 | 60 | Variable Generation (MW) | -930 | 1
1 Reference Case | 2024 | 60 | Variable Generation (MW) | -920 | 0
1 Reference Case | 2024 | 60 | Variable Generation (MW) | -910 | 1
1 Reference Case | 2024 | 60 | Variable Generation (MW) | -900 | 0
1 Reference Case | 2024 | 60 | Variable Generation (MW) | -890 | 2
1 Reference Case | 2024 | 60 | Variable Generation (MW) | -880 | 0
1 Reference Case | 2024 | 60 | Variable Generation (MW) | -870 | 0
1 Reference Case | 2024 | 60 | Variable Generation (MW) | -860 | 0
1 Reference Case | 2024 | 60 | Variable Generation (MW) | -850 | 0
1 Reference Case | 2024 | 60 | Variable Generation (MW) | -840 | 0
1 Reference Case | 2024 | 60 | Variable Generation (MW) | -830 | 0
1 Reference Case | 2024 | 60 | Variable Generation (MW) | -820 | 2
1 Reference Case | 2024 | 60 | Variable Generation (MW) | -810 | 0
1 Reference Case | 2024 | 60 | Variable Generation (MW) | -800 | 1
1 Reference Case | 2024 | 60 | Variable Generation (MW) | -790 | 0
1 Reference Case | 2024 | 60 | Variable Generation (MW) | -780 | 1
1 Reference Case | 2024 | 60 | Variable Generation (MW) | -770 | 2
1 Reference Case | 2024 | 60 | Variable Generation (MW) | -760 | 0
1 Reference Case | 2024 | 60 | Variable Generation (MW) | -750 | 0
1 Reference Case | 2024 | 60 | Variable Generation (MW) | -740 | 0
1 Reference Case | 2024 | 60 | Variable Generation (MW) | -730 | 0
1 Reference Case | 2024 | 60 | Variable Generation (MW) | -720 | 2
1 Reference Case | 2024 | 60 | Variable Generation (MW) | -710 | 1
1 Reference Case | 2024 | 60 | Variable Generation (MW) | -700 | 1
1 Reference Case | 2024 | 60 | Variable Generation (MW) | -690 | 4
1 Reference Case | 2024 | 60 | Variable Generation (MW) | -680 | 1
1 Reference Case | 2024 | 60 | Variable Generation (MW) | -670 | 3
1 Reference Case | 2024 | 60 | Variable Generation (MW) | -660 | 3
1 Reference Case | 2024 | 60 | Variable Generation (MW) | -650 | 1
1 Reference Case | 2024 | 60 | Variable Generation (MW) | -640 | 6
1 Reference Case | 2024 | 60 | Variable Generation (MW) | -630 | 6
1 Reference Case | 2024 | 60 | Variable Generation (MW) | -620 | 4
1 Reference Case | 2024 | 60 | Variable Generation (MW) | -610 | 5
1 Reference Case | 2024 | 60 | Variable Generation (MW) | -600 | 4
1 Reference Case | 2024 | 60 | Variable Generation (MW) | -590 | 4
1 Reference Case | 2024 | 60 | Variable Generation (MW) | -580 | 6
1 Reference Case | 2024 | 60 | Variable Generation (MW) | -570 | 8
1 Reference Case | 2024 | 60 | Variable Generation (MW) | -560 | 3
1 Reference Case | 2024 | 60 | Variable Generation (MW) | -550 | 10
1 Reference Case | 2024 | 60 | Variable Generation (MW) | -540 | 2
1 Reference Case | 2024 | 60 | Variable Generation (MW) | -530 | 15
1 Reference Case | 2024 | 60 | Variable Generation (MW) | -520 | 12
1 Reference Case | 2024 | 60 | Variable Generation (MW) | -510 | 14
1 Reference Case | 2024 | 60 | Variable Generation (MW) | -500 | 16
1 Reference Case | 2024 | 60 | Variable Generation (MW) | -490 | 30
1 Reference Case | 2024 | 60 | Variable Generation (MW) | -480 | 29
1 Reference Case | 2024 | 60 | Variable Generation (MW) | -470 | 21
1 Reference Case | 2024 | 60 | Variable Generation (MW) | -460 | 31
1 Reference Case | 2024 | 60 | Variable Generation (MW) | -450 | 22
1 Reference Case | 2024 | 60 | Variable Generation (MW) | -440 | 29
1 Reference Case | 2024 | 60 | Variable Generation (MW) | -430 | 32
1 Reference Case | 2024 | 60 | Variable Generation (MW) | -420 | 31
1 Reference Case | 2024 | 60 | Variable Generation (MW) | -410 | 47
1 Reference Case | 2024 | 60 | Variable Generation (MW) | -400 | 41
1 Reference Case | 2024 | 60 | Variable Generation (MW) | -390 | 48
1 Reference Case | 2024 | 60 | Variable Generation (MW) | -380 | 62
1 Reference Case | 2024 | 60 | Variable Generation (MW) | -370 | 70
1 Reference Case | 2024 | 60 | Variable Generation (MW) | -360 | 73
1 Reference Case | 2024 | 60 | Variable Generation (MW) | -350 | 85
1 Reference Case | 2024 | 60 | Variable Generation (MW) | -340 | 81
1 Reference Case | 2024 | 60 | Variable Generation (MW) | -330 | 101
1 Reference Case | 2024 | 60 | Variable Generation (MW) | -320 | 92
1 Reference Case | 2024 | 60 | Variable Generation (MW) | -310 | 111
1 Reference Case | 2024 | 60 | Variable Generation (MW) | -300 | 123
1 Reference Case | 2024 | 60 | Variable Generation (MW) | -290 | 131
1 Reference Case | 2024 | 60 | Variable Generation (MW) | -280 | 153
1 Reference Case | 2024 | 60 | Variable Generation (MW) | -270 | 177
1 Reference Case | 2024 | 60 | Variable Generation (MW) | -260 | 177
1 Reference Case | 2024 | 60 | Variable Generation (MW) | -250 | 225
1 Reference Case | 2024 | 60 | Variable Generation (MW) | -240 | 257
1 Reference Case | 2024 | 60 | Variable Generation (MW) | -230 | 265
1 Reference Case | 2024 | 60 | Variable Generation (MW) | -220 | 291
1 Reference Case | 2024 | 60 | Variable Generation (MW) | -210 | 335
1 Reference Case | 2024 | 60 | Variable Generation (MW) | -200 | 336
1 Reference Case | 2024 | 60 | Variable Generation (MW) | -190 | 394
1 Reference Case | 2024 | 60 | Variable Generation (MW) | -180 | 409
1 Reference Case | 2024 | 60 | Variable Generation (MW) | -170 | 457
1 Reference Case | 2024 | 60 | Variable Generation (MW) | -160 | 549
1 Reference Case | 2024 | 60 | Variable Generation (MW) | -150 | 598
1 Reference Case | 2024 | 60 | Variable Generation (MW) | -140 | 602
1 Reference Case | 2024 | 60 | Variable Generation (MW) | -130 | 615
1 Reference Case | 2024 | 60 | Variable Generation (MW) | -120 | 854
1 Reference Case | 2024 | 60 | Variable Generation (MW) | -110 | 881
1 Reference Case | 2024 | 60 | Variable Generation (MW) | -100 | 1001
1 Reference Case | 2024 | 60 | Variable Generation (MW) | -90 | 1129
1 Reference Case | 2024 | 60 | Variable Generation (MW) | -80 | 1114
1 Reference Case | 2024 | 60 | Variable Generation (MW) | -70 | 1300
1 Reference Case | 2024 | 60 | Variable Generation (MW) | -60 | 1529
1 Reference Case | 2024 | 60 | Variable Generation (MW) | -50 | 1637
1 Reference Case | 2024 | 60 | Variable Generation (MW) | -40 | 1856
1 Reference Case | 2024 | 60 | Variable Generation (MW) | -30 | 2127
1 Reference Case | 2024 | 60 | Variable Generation (MW) | -20 | 2265
1 Reference Case | 2024 | 60 | Variable Generation (MW) | -10 | 2528
1 Reference Case | 2024 | 60 | Variable Generation (MW) | 0 | 2618
1 Reference Case | 2024 | 60 | Variable Generation (MW) | 10 | 2518
1 Reference Case | 2024 | 60 | Variable Generation (MW) | 20 | 2195
1 Reference Case | 2024 | 60 | Variable Generation (MW) | 30 | 1886
1 Reference Case | 2024 | 60 | Variable Generation (MW) | 40 | 1638
1 Reference Case | 2024 | 60 | Variable Generation (MW) | 50 | 1466
1 Reference Case | 2024 | 60 | Variable Generation (MW) | 60 | 1361
1 Reference Case | 2024 | 60 | Variable Generation (MW) | 70 | 1273
1 Reference Case | 2024 | 60 | Variable Generation (MW) | 80 | 1090
1 Reference Case | 2024 | 60 | Variable Generation (MW) | 90 | 939
1 Reference Case | 2024 | 60 | Variable Generation (MW) | 100 | 905
1 Reference Case | 2024 | 60 | Variable Generation (MW) | 110 | 889
1 Reference Case | 2024 | 60 | Variable Generation (MW) | 120 | 819
1 Reference Case | 2024 | 60 | Variable Generation (MW) | 130 | 671
1 Reference Case | 2024 | 60 | Variable Generation (MW) | 140 | 660
1 Reference Case | 2024 | 60 | Variable Generation (MW) | 150 | 592
1 Reference Case | 2024 | 60 | Variable Generation (MW) | 160 | 529
1 Reference Case | 2024 | 60 | Variable Generation (MW) | 170 | 474
1 Reference Case | 2024 | 60 | Variable Generation (MW) | 180 | 444
1 Reference Case | 2024 | 60 | Variable Generation (MW) | 190 | 392
1 Reference Case | 2024 | 60 | Variable Generation (MW) | 200 | 353
1 Reference Case | 2024 | 60 | Variable Generation (MW) | 210 | 315
1 Reference Case | 2024 | 60 | Variable Generation (MW) | 220 | 280
1 Reference Case | 2024 | 60 | Variable Generation (MW) | 230 | 270
1 Reference Case | 2024 | 60 | Variable Generation (MW) | 240 | 233
1 Reference Case | 2024 | 60 | Variable Generation (MW) | 250 | 208
1 Reference Case | 2024 | 60 | Variable Generation (MW) | 260 | 194
1 Reference Case | 2024 | 60 | Variable Generation (MW) | 270 | 180
1 Reference Case | 2024 | 60 | Variable Generation (MW) | 280 | 144
1 Reference Case | 2024 | 60 | Variable Generation (MW) | 290 | 121
1 Reference Case | 2024 | 60 | Variable Generation (MW) | 300 | 118
1 Reference Case | 2024 | 60 | Variable Generation (MW) | 310 | 102
1 Reference Case | 2024 | 60 | Variable Generation (MW) | 320 | 110
1 Reference Case | 2024 | 60 | Variable Generation (MW) | 330 | 97
1 Reference Case | 2024 | 60 | Variable Generation (MW) | 340 | 89
1 Reference Case | 2024 | 60 | Variable Generation (MW) | 350 | 69
1 Reference Case | 2024 | 60 | Variable Generation (MW) | 360 | 62
1 Reference Case | 2024 | 60 | Variable Generation (MW) | 370 | 65
1 Reference Case | 2024 | 60 | Variable Generation (MW) | 380 | 74
1 Reference Case | 2024 | 60 | Variable Generation (MW) | 390 | 61
1 Reference Case | 2024 | 60 | Variable Generation (MW) | 400 | 35
1 Reference Case | 2024 | 60 | Variable Generation (MW) | 410 | 38
1 Reference Case | 2024 | 60 | Variable Generation (MW) | 420 | 37
1 Reference Case | 2024 | 60 | Variable Generation (MW) | 430 | 33
1 Reference Case | 2024 | 60 | Variable Generation (MW) | 440 | 41
1 Reference Case | 2024 | 60 | Variable Generation (MW) | 450 | 30
1 Reference Case | 2024 | 60 | Variable Generation (MW) | 460 | 32
1 Reference Case | 2024 | 60 | Variable Generation (MW) | 470 | 35
1 Reference Case | 2024 | 60 | Variable Generation (MW) | 480 | 25
1 Reference Case | 2024 | 60 | Variable Generation (MW) | 490 | 24
1 Reference Case | 2024 | 60 | Variable Generation (MW) | 500 | 11
1 Reference Case | 2024 | 60 | Variable Generation (MW) | 510 | 17
1 Reference Case | 2024 | 60 | Variable Generation (MW) | 520 | 16
1 Reference Case | 2024 | 60 | Variable Generation (MW) | 530 | 20
1 Reference Case | 2024 | 60 | Variable Generation (MW) | 540 | 12
1 Reference Case | 2024 | 60 | Variable Generation (MW) | 550 | 14
1 Reference Case | 2024 | 60 | Variable Generation (MW) | 560 | 11
1 Reference Case | 2024 | 60 | Variable Generation (MW) | 570 | 8
1 Reference Case | 2024 | 60 | Variable Generation (MW) | 580 | 11
1 Reference Case | 2024 | 60 | Variable Generation (MW) | 590 | 10
1 Reference Case | 2024 | 60 | Variable Generation (MW) | 600 | 12
1 Reference Case | 2024 | 60 | Variable Generation (MW) | 610 | 10
1 Reference Case | 2024 | 60 | Variable Generation (MW) | 620 | 4
1 Reference Case | 2024 | 60 | Variable Generation (MW) | 630 | 5
1 Reference Case | 2024 | 60 | Variable Generation (MW) | 640 | 5
1 Reference Case | 2024 | 60 | Variable Generation (MW) | 650 | 3
1 Reference Case | 2024 | 60 | Variable Generation (MW) | 660 | 0
1 Reference Case | 2024 | 60 | Variable Generation (MW) | 670 | 4
1 Reference Case | 2024 | 60 | Variable Generation (MW) | 680 | 7
1 Reference Case | 2024 | 60 | Variable Generation (MW) | 690 | 3
1 Reference Case | 2024 | 60 | Variable Generation (MW) | 700 | 1
1 Reference Case | 2024 | 60 | Variable Generation (MW) | 710 | 2
1 Reference Case | 2024 | 60 | Variable Generation (MW) | 720 | 1
1 Reference Case | 2024 | 60 | Variable Generation (MW) | 730 | 5
1 Reference Case | 2024 | 60 | Variable Generation (MW) | 740 | 2
1 Reference Case | 2024 | 60 | Variable Generation (MW) | 750 | 4
1 Reference Case | 2024 | 60 | Variable Generation (MW) | 760 | 1
1 Reference Case | 2024 | 60 | Variable Generation (MW) | 770 | 2
1 Reference Case | 2024 | 60 | Variable Generation (MW) | 780 | 2
1 Reference Case | 2024 | 60 | Variable Generation (MW) | 790 | 2
1 Reference Case | 2024 | 60 | Variable Generation (MW) | 800 | 1
1 Reference Case | 2024 | 60 | Variable Generation (MW) | 810 | 2
1 Reference Case | 2024 | 60 | Variable Generation (MW) | 820 | 2
1 Reference Case | 2024 | 60 | Variable Generation (MW) | 830 | 1
1 Reference Case | 2024 | 60 | Variable Generation (MW) | 840 | 1
1 Reference Case | 2024 | 60 | Variable Generation (MW) | 850 | 3
1 Reference Case | 2024 | 60 | Variable Generation (MW) | 860 | 1
1 Reference Case | 2024 | 60 | Variable Generation (MW) | 870 | 0
1 Reference Case | 2024 | 60 | Variable Generation (MW) | 880 | 2
1 Reference Case | 2024 | 60 | Variable Generation (MW) | 890 | 1
1 Reference Case | 2024 | 60 | Variable Generation (MW) | 900 | 0
1 Reference Case | 2024 | 60 | Variable Generation (MW) | 910 | 0
1 Reference Case | 2024 | 60 | Variable Generation (MW) | 920 | 0
1 Reference Case | 2024 | 60 | Variable Generation (MW) | 930 | 1
1 Reference Case | 2024 | 60 | Variable Generation (MW) | 940 | 0
1 Reference Case | 2024 | 60 | Variable Generation (MW) | 950 | 0
1 Reference Case | 2024 | 60 | Variable Generation (MW) | 960 | 0
1 Reference Case | 2024 | 60 | Variable Generation (MW) | 970 | 2
1 Reference Case | 2024 | 60 | Variable Generation (MW) | 980 | 1
1 Reference Case | 2024 | 60 | Variable Generation (MW) | 990 | 2
1 Reference Case | 2024 | 60 | Variable Generation (MW) | 1000 | 0
1 Reference Case | 2024 | 60 | Variable Generation (MW) | 1010 | 1
1 Reference Case | 2024 | 10 | Net Demand (MW) | -440 | 1
1 Reference Case | 2024 | 10 | Net Demand (MW) | -430 | 0
1 Reference Case | 2024 | 10 | Net Demand (MW) | -420 | 0
1 Reference Case | 2024 | 10 | Net Demand (MW) | -410 | 0
1 Reference Case | 2024 | 10 | Net Demand (MW) | -400 | 0
1 Reference Case | 2024 | 10 | Net Demand (MW) | -390 | 0
1 Reference Case | 2024 | 10 | Net Demand (MW) | -380 | 0
1 Reference Case | 2024 | 10 | Net Demand (MW) | -370 | 0
1 Reference Case | 2024 | 10 | Net Demand (MW) | -360 | 0
1 Reference Case | 2024 | 10 | Net Demand (MW) | -350 | 0
1 Reference Case | 2024 | 10 | Net Demand (MW) | -340 | 0
1 Reference Case | 2024 | 10 | Net Demand (MW) | -330 | 1
1 Reference Case | 2024 | 10 | Net Demand (MW) | -320 | 0
1 Reference Case | 2024 | 10 | Net Demand (MW) | -310 | 1
1 Reference Case | 2024 | 10 | Net Demand (MW) | -300 | 0
1 Reference Case | 2024 | 10 | Net Demand (MW) | -290 | 0
1 Reference Case | 2024 | 10 | Net Demand (MW) | -280 | 2
1 Reference Case | 2024 | 10 | Net Demand (MW) | -270 | 2
1 Reference Case | 2024 | 10 | Net Demand (MW) | -260 | 2
1 Reference Case | 2024 | 10 | Net Demand (MW) | -250 | 3
1 Reference Case | 2024 | 10 | Net Demand (MW) | -240 | 4
1 Reference Case | 2024 | 10 | Net Demand (MW) | -230 | 4
1 Reference Case | 2024 | 10 | Net Demand (MW) | -220 | 7
1 Reference Case | 2024 | 10 | Net Demand (MW) | -210 | 7
1 Reference Case | 2024 | 10 | Net Demand (MW) | -200 | 8
1 Reference Case | 2024 | 10 | Net Demand (MW) | -190 | 11
1 Reference Case | 2024 | 10 | Net Demand (MW) | -180 | 10
1 Reference Case | 2024 | 10 | Net Demand (MW) | -170 | 36
1 Reference Case | 2024 | 10 | Net Demand (MW) | -160 | 39
1 Reference Case | 2024 | 10 | Net Demand (MW) | -150 | 57
1 Reference Case | 2024 | 10 | Net Demand (MW) | -140 | 103
1 Reference Case | 2024 | 10 | Net Demand (MW) | -130 | 137
1 Reference Case | 2024 | 10 | Net Demand (MW) | -120 | 214
1 Reference Case | 2024 | 10 | Net Demand (MW) | -110 | 307
1 Reference Case | 2024 | 10 | Net Demand (MW) | -100 | 494
1 Reference Case | 2024 | 10 | Net Demand (MW) | -90 | 674
1 Reference Case | 2024 | 10 | Net Demand (MW) | -80 | 943
1 Reference Case | 2024 | 10 | Net Demand (MW) | -70 | 1286
1 Reference Case | 2024 | 10 | Net Demand (MW) | -60 | 1762
1 Reference Case | 2024 | 10 | Net Demand (MW) | -50 | 2326
1 Reference Case | 2024 | 10 | Net Demand (MW) | -40 | 2929
1 Reference Case | 2024 | 10 | Net Demand (MW) | -30 | 3615
1 Reference Case | 2024 | 10 | Net Demand (MW) | -20 | 4264
1 Reference Case | 2024 | 10 | Net Demand (MW) | -10 | 4914
1 Reference Case | 2024 | 10 | Net Demand (MW) | 0 | 5166
1 Reference Case | 2024 | 10 | Net Demand (MW) | 10 | 4753
1 Reference Case | 2024 | 10 | Net Demand (MW) | 20 | 4214
1 Reference Case | 2024 | 10 | Net Demand (MW) | 30 | 3344
1 Reference Case | 2024 | 10 | Net Demand (MW) | 40 | 2729
1 Reference Case | 2024 | 10 | Net Demand (MW) | 50 | 1980
1 Reference Case | 2024 | 10 | Net Demand (MW) | 60 | 1597
1 Reference Case | 2024 | 10 | Net Demand (MW) | 70 | 1218
1 Reference Case | 2024 | 10 | Net Demand (MW) | 80 | 848
1 Reference Case | 2024 | 10 | Net Demand (MW) | 90 | 679
1 Reference Case | 2024 | 10 | Net Demand (MW) | 100 | 484
1 Reference Case | 2024 | 10 | Net Demand (MW) | 110 | 368
1 Reference Case | 2024 | 10 | Net Demand (MW) | 120 | 302
1 Reference Case | 2024 | 10 | Net Demand (MW) | 130 | 224
1 Reference Case | 2024 | 10 | Net Demand (MW) | 140 | 151
1 Reference Case | 2024 | 10 | Net Demand (MW) | 150 | 93
1 Reference Case | 2024 | 10 | Net Demand (MW) | 160 | 88
1 Reference Case | 2024 | 10 | Net Demand (MW) | 170 | 52
1 Reference Case | 2024 | 10 | Net Demand (MW) | 180 | 36
1 Reference Case | 2024 | 10 | Net Demand (MW) | 190 | 18
1 Reference Case | 2024 | 10 | Net Demand (MW) | 200 | 15
1 Reference Case | 2024 | 10 | Net Demand (MW) | 210 | 8
1 Reference Case | 2024 | 10 | Net Demand (MW) | 220 | 11
1 Reference Case | 2024 | 10 | Net Demand (MW) | 230 | 5
1 Reference Case | 2024 | 10 | Net Demand (MW) | 240 | 3
1 Reference Case | 2024 | 10 | Net Demand (MW) | 250 | 3
1 Reference Case | 2024 | 10 | Net Demand (MW) | 260 | 3
1 Reference Case | 2024 | 10 | Net Demand (MW) | 270 | 2
1 Reference Case | 2024 | 10 | Net Demand (MW) | 280 | 0
1 Reference Case | 2024 | 10 | Net Demand (MW) | 290 | 0
1 Reference Case | 2024 | 10 | Net Demand (MW) | 300 | 2
1 Reference Case | 2024 | 60 | Net Demand (MW) | -1250 | 1
1 Reference Case | 2024 | 60 | Net Demand (MW) | -1240 | 0
1 Reference Case | 2024 | 60 | Net Demand (MW) | -1230 | 1
1 Reference Case | 2024 | 60 | Net Demand (MW) | -1220 | 0
1 Reference Case | 2024 | 60 | Net Demand (MW) | -1210 | 0
1 Reference Case | 2024 | 60 | Net Demand (MW) | -1200 | 0
1 Reference Case | 2024 | 60 | Net Demand (MW) | -1190 | 0
1 Reference Case | 2024 | 60 | Net Demand (MW) | -1180 | 0
1 Reference Case | 2024 | 60 | Net Demand (MW) | -1170 | 0
1 Reference Case | 2024 | 60 | Net Demand (MW) | -1160 | 0
1 Reference Case | 2024 | 60 | Net Demand (MW) | -1150 | 0
1 Reference Case | 2024 | 60 | Net Demand (MW) | -1140 | 1
1 Reference Case | 2024 | 60 | Net Demand (MW) | -1130 | 0
1 Reference Case | 2024 | 60 | Net Demand (MW) | -1120 | 0
1 Reference Case | 2024 | 60 | Net Demand (MW) | -1110 | 0
1 Reference Case | 2024 | 60 | Net Demand (MW) | -1100 | 0
1 Reference Case | 2024 | 60 | Net Demand (MW) | -1090 | 3
1 Reference Case | 2024 | 60 | Net Demand (MW) | -1080 | 0
1 Reference Case | 2024 | 60 | Net Demand (MW) | -1070 | 2
1 Reference Case | 2024 | 60 | Net Demand (MW) | -1060 | 1
1 Reference Case | 2024 | 60 | Net Demand (MW) | -1050 | 0
1 Reference Case | 2024 | 60 | Net Demand (MW) | -1040 | 2
1 Reference Case | 2024 | 60 | Net Demand (MW) | -1030 | 1
1 Reference Case | 2024 | 60 | Net Demand (MW) | -1020 | 0
1 Reference Case | 2024 | 60 | Net Demand (MW) | -1010 | 0
1 Reference Case | 2024 | 60 | Net Demand (MW) | -1000 | 1
1 Reference Case | 2024 | 60 | Net Demand (MW) | -990 | 1
1 Reference Case | 2024 | 60 | Net Demand (MW) | -980 | 0
1 Reference Case | 2024 | 60 | Net Demand (MW) | -970 | 2
1 Reference Case | 2024 | 60 | Net Demand (MW) | -960 | 3
1 Reference Case | 2024 | 60 | Net Demand (MW) | -950 | 1
1 Reference Case | 2024 | 60 | Net Demand (MW) | -940 | 1
1 Reference Case | 2024 | 60 | Net Demand (MW) | -930 | 0
1 Reference Case | 2024 | 60 | Net Demand (MW) | -920 | 1
1 Reference Case | 2024 | 60 | Net Demand (MW) | -910 | 1
1 Reference Case | 2024 | 60 | Net Demand (MW) | -900 | 3
1 Reference Case | 2024 | 60 | Net Demand (MW) | -890 | 2
1 Reference Case | 2024 | 60 | Net Demand (MW) | -880 | 3
1 Reference Case | 2024 | 60 | Net Demand (MW) | -870 | 3
1 Reference Case | 2024 | 60 | Net Demand (MW) | -860 | 1
1 Reference Case | 2024 | 60 | Net Demand (MW) | -850 | 1
1 Reference Case | 2024 | 60 | Net Demand (MW) | -840 | 4
1 Reference Case | 2024 | 60 | Net Demand (MW) | -830 | 4
1 Reference Case | 2024 | 60 | Net Demand (MW) | -820 | 4
1 Reference Case | 2024 | 60 | Net Demand (MW) | -810 | 1
1 Reference Case | 2024 | 60 | Net Demand (MW) | -800 | 5
1 Reference Case | 2024 | 60 | Net Demand (MW) | -790 | 7
1 Reference Case | 2024 | 60 | Net Demand (MW) | -780 | 7
1 Reference Case | 2024 | 60 | Net Demand (MW) | -770 | 4
1 Reference Case | 2024 | 60 | Net Demand (MW) | -760 | 10
1 Reference Case | 2024 | 60 | Net Demand (MW) | -750 | 11
1 Reference Case | 2024 | 60 | Net Demand (MW) | -740 | 10
1 Reference Case | 2024 | 60 | Net Demand (MW) | -730 | 11
1 Reference Case | 2024 | 60 | Net Demand (MW) | -720 | 11
1 Reference Case | 2024 | 60 | Net Demand (MW) | -710 | 15
1 Reference Case | 2024 | 60 | Net Demand (MW) | -700 | 17
1 Reference Case | 2024 | 60 | Net Demand (MW) | -690 | 13
1 Reference Case | 2024 | 60 | Net Demand (MW) | -680 | 19
1 Reference Case | 2024 | 60 | Net Demand (MW) | -670 | 16
1 Reference Case | 2024 | 60 | Net Demand (MW) | -660 | 24
1 Reference Case | 2024 | 60 | Net Demand (MW) | -650 | 20
1 Reference Case | 2024 | 60 | Net Demand (MW) | -640 | 24
1 Reference Case | 2024 | 60 | Net Demand (MW) | -630 | 25
1 Reference Case | 2024 | 60 | Net Demand (MW) | -620 | 28
1 Reference Case | 2024 | 60 | Net Demand (MW) | -610 | 33
1 Reference Case | 2024 | 60 | Net Demand (MW) | -600 | 53
1 Reference Case | 2024 | 60 | Net Demand (MW) | -590 | 53
1 Reference Case | 2024 | 60 | Net Demand (MW) | -580 | 52
1 Reference Case | 2024 | 60 | Net Demand (MW) | -570 | 57
1 Reference Case | 2024 | 60 | Net Demand (MW) | -560 | 66
1 Reference Case | 2024 | 60 | Net Demand (MW) | -550 | 53
1 Reference Case | 2024 | 60 | Net Demand (MW) | -540 | 75
1 Reference Case | 2024 | 60 | Net Demand (MW) | -530 | 81
1 Reference Case | 2024 | 60 | Net Demand (MW) | -520 | 82
1 Reference Case | 2024 | 60 | Net Demand (MW) | -510 | 99
1 Reference Case | 2024 | 60 | Net Demand (MW) | -500 | 82
1 Reference Case | 2024 | 60 | Net Demand (MW) | -490 | 94
1 Reference Case | 2024 | 60 | Net Demand (MW) | -480 | 103
1 Reference Case | 2024 | 60 | Net Demand (MW) | -470 | 120
1 Reference Case | 2024 | 60 | Net Demand (MW) | -460 | 122
1 Reference Case | 2024 | 60 | Net Demand (MW) | -450 | 144
1 Reference Case | 2024 | 60 | Net Demand (MW) | -440 | 161
1 Reference Case | 2024 | 60 | Net Demand (MW) | -430 | 161
1 Reference Case | 2024 | 60 | Net Demand (MW) | -420 | 164
1 Reference Case | 2024 | 60 | Net Demand (MW) | -410 | 174
1 Reference Case | 2024 | 60 | Net Demand (MW) | -400 | 184
1 Reference Case | 2024 | 60 | Net Demand (MW) | -390 | 234
1 Reference Case | 2024 | 60 | Net Demand (MW) | -380 | 219
1 Reference Case | 2024 | 60 | Net Demand (MW) | -370 | 242
1 Reference Case | 2024 | 60 | Net Demand (MW) | -360 | 243
1 Reference Case | 2024 | 60 | Net Demand (MW) | -350 | 281
1 Reference Case | 2024 | 60 | Net Demand (MW) | -340 | 304
1 Reference Case | 2024 | 60 | Net Demand (MW) | -330 | 309
1 Reference Case | 2024 | 60 | Net Demand (MW) | -320 | 325
1 Reference Case | 2024 | 60 | Net Demand (MW) | -310 | 318
1 Reference Case | 2024 | 60 | Net Demand (MW) | -300 | 383
1 Reference Case | 2024 | 60 | Net Demand (MW) | -290 | 382
1 Reference Case | 2024 | 60 | Net Demand (MW) | -280 | 366
1 Reference Case | 2024 | 60 | Net Demand (MW) | -270 | 405
1 Reference Case | 2024 | 60 | Net Demand (MW) | -260 | 454
1 Reference Case | 2024 | 60 | Net Demand (MW) | -250 | 431
1 Reference Case | 2024 | 60 | Net Demand (MW) | -240 | 428
1 Reference Case | 2024 | 60 | Net Demand (MW) | -230 | 447
1 Reference Case | 2024 | 60 | Net Demand (MW) | -220 | 526
1 Reference Case | 2024 | 60 | Net Demand (MW) | -210 | 591
1 Reference Case | 2024 | 60 | Net Demand (MW) | -200 | 533
1 Reference Case | 2024 | 60 | Net Demand (MW) | -190 | 582
1 Reference Case | 2024 | 60 | Net Demand (MW) | -180 | 642
1 Reference Case | 2024 | 60 | Net Demand (MW) | -170 | 690
1 Reference Case | 2024 | 60 | Net Demand (MW) | -160 | 688
1 Reference Case | 2024 | 60 | Net Demand (MW) | -150 | 685
1 Reference Case | 2024 | 60 | Net Demand (MW) | -140 | 783
1 Reference Case | 2024 | 60 | Net Demand (MW) | -130 | 806
1 Reference Case | 2024 | 60 | Net Demand (MW) | -120 | 840
1 Reference Case | 2024 | 60 | Net Demand (MW) | -110 | 783
1 Reference Case | 2024 | 60 | Net Demand (MW) | -100 | 784
1 Reference Case | 2024 | 60 | Net Demand (MW) | -90 | 908
1 Reference Case | 2024 | 60 | Net Demand (MW) | -80 | 940
1 Reference Case | 2024 | 60 | Net Demand (MW) | -70 | 957
1 Reference Case | 2024 | 60 | Net Demand (MW) | -60 | 989
1 Reference Case | 2024 | 60 | Net Demand (MW) | -50 | 1026
1 Reference Case | 2024 | 60 | Net Demand (MW) | -40 | 1071
1 Reference Case | 2024 | 60 | Net Demand (MW) | -30 | 1009
1 Reference Case | 2024 | 60 | Net Demand (MW) | -20 | 1052
1 Reference Case | 2024 | 60 | Net Demand (MW) | -10 | 1061
1 Reference Case | 2024 | 60 | Net Demand (MW) | 0 | 1134
1 Reference Case | 2024 | 60 | Net Demand (MW) | 10 | 1144
1 Reference Case | 2024 | 60 | Net Demand (MW) | 20 | 1070
1 Reference Case | 2024 | 60 | Net Demand (MW) | 30 | 1082
1 Reference Case | 2024 | 60 | Net Demand (MW) | 40 | 1107
1 Reference Case | 2024 | 60 | Net Demand (MW) | 50 | 1033
1 Reference Case | 2024 | 60 | Net Demand (MW) | 60 | 998
1 Reference Case | 2024 | 60 | Net Demand (MW) | 70 | 945
1 Reference Case | 2024 | 60 | Net Demand (MW) | 80 | 895
1 Reference Case | 2024 | 60 | Net Demand (MW) | 90 | 853
1 Reference Case | 2024 | 60 | Net Demand (MW) | 100 | 820
1 Reference Case | 2024 | 60 | Net Demand (MW) | 110 | 797
1 Reference Case | 2024 | 60 | Net Demand (MW) | 120 | 715
1 Reference Case | 2024 | 60 | Net Demand (MW) | 130 | 724
1 Reference Case | 2024 | 60 | Net Demand (MW) | 140 | 661
1 Reference Case | 2024 | 60 | Net Demand (MW) | 150 | 627
1 Reference Case | 2024 | 60 | Net Demand (MW) | 160 | 596
1 Reference Case | 2024 | 60 | Net Demand (MW) | 170 | 543
1 Reference Case | 2024 | 60 | Net Demand (MW) | 180 | 563
1 Reference Case | 2024 | 60 | Net Demand (MW) | 190 | 502
1 Reference Case | 2024 | 60 | Net Demand (MW) | 200 | 505
1 Reference Case | 2024 | 60 | Net Demand (MW) | 210 | 482
1 Reference Case | 2024 | 60 | Net Demand (MW) | 220 | 427
1 Reference Case | 2024 | 60 | Net Demand (MW) | 230 | 444
1 Reference Case | 2024 | 60 | Net Demand (MW) | 240 | 383
1 Reference Case | 2024 | 60 | Net Demand (MW) | 250 | 369
1 Reference Case | 2024 | 60 | Net Demand (MW) | 260 | 380
1 Reference Case | 2024 | 60 | Net Demand (MW) | 270 | 351
1 Reference Case | 2024 | 60 | Net Demand (MW) | 280 | 334
1 Reference Case | 2024 | 60 | Net Demand (MW) | 290 | 322
1 Reference Case | 2024 | 60 | Net Demand (MW) | 300 | 280
1 Reference Case | 2024 | 60 | Net Demand (MW) | 310 | 287
1 Reference Case | 2024 | 60 | Net Demand (MW) | 320 | 276
1 Reference Case | 2024 | 60 | Net Demand (MW) | 330 | 252
1 Reference Case | 2024 | 60 | Net Demand (MW) | 340 | 231
1 Reference Case | 2024 | 60 | Net Demand (MW) | 350 | 219
1 Reference Case | 2024 | 60 | Net Demand (MW) | 360 | 199
1 Reference Case | 2024 | 60 | Net Demand (MW) | 370 | 172
1 Reference Case | 2024 | 60 | Net Demand (MW) | 380 | 190
1 Reference Case | 2024 | 60 | Net Demand (MW) | 390 | 179
1 Reference Case | 2024 | 60 | Net Demand (MW) | 400 | 188
1 Reference Case | 2024 | 60 | Net Demand (MW) | 410 | 181
1 Reference Case | 2024 | 60 | Net Demand (MW) | 420 | 152
1 Reference Case | 2024 | 60 | Net Demand (MW) | 430 | 151
1 Reference Case | 2024 | 60 | Net Demand (MW) | 440 | 138
1 Reference Case | 2024 | 60 | Net Demand (MW) | 450 | 146
1 Reference Case | 2024 | 60 | Net Demand (MW) | 460 | 148
1 Reference Case | 2024 | 60 | Net Demand (MW) | 470 | 126
1 Reference Case | 2024 | 60 | Net Demand (MW) | 480 | 101
1 Reference Case | 2024 | 60 | Net Demand (MW) | 490 | 127
1 Reference Case | 2024 | 60 | Net Demand (MW) | 500 | 103
1 Reference Case | 2024 | 60 | Net Demand (MW) | 510 | 107
1 Reference Case | 2024 | 60 | Net Demand (MW) | 520 | 120
1 Reference Case | 2024 | 60 | Net Demand (MW) | 530 | 78
1 Reference Case | 2024 | 60 | Net Demand (MW) | 540 | 83
1 Reference Case | 2024 | 60 | Net Demand (MW) | 550 | 75
1 Reference Case | 2024 | 60 | Net Demand (MW) | 560 | 73
1 Reference Case | 2024 | 60 | Net Demand (MW) | 570 | 76
1 Reference Case | 2024 | 60 | Net Demand (MW) | 580 | 63
1 Reference Case | 2024 | 60 | Net Demand (MW) | 590 | 52
1 Reference Case | 2024 | 60 | Net Demand (MW) | 600 | 60
1 Reference Case | 2024 | 60 | Net Demand (MW) | 610 | 62
1 Reference Case | 2024 | 60 | Net Demand (MW) | 620 | 65
1 Reference Case | 2024 | 60 | Net Demand (MW) | 630 | 64
1 Reference Case | 2024 | 60 | Net Demand (MW) | 640 | 45
1 Reference Case | 2024 | 60 | Net Demand (MW) | 650 | 42
1 Reference Case | 2024 | 60 | Net Demand (MW) | 660 | 47
1 Reference Case | 2024 | 60 | Net Demand (MW) | 670 | 51
1 Reference Case | 2024 | 60 | Net Demand (MW) | 680 | 39
1 Reference Case | 2024 | 60 | Net Demand (MW) | 690 | 31
1 Reference Case | 2024 | 60 | Net Demand (MW) | 700 | 34
1 Reference Case | 2024 | 60 | Net Demand (MW) | 710 | 30
1 Reference Case | 2024 | 60 | Net Demand (MW) | 720 | 34
1 Reference Case | 2024 | 60 | Net Demand (MW) | 730 | 15
1 Reference Case | 2024 | 60 | Net Demand (MW) | 740 | 35
1 Reference Case | 2024 | 60 | Net Demand (MW) | 750 | 29
1 Reference Case | 2024 | 60 | Net Demand (MW) | 760 | 32
1 Reference Case | 2024 | 60 | Net Demand (MW) | 770 | 19
1 Reference Case | 2024 | 60 | Net Demand (MW) | 780 | 13
1 Reference Case | 2024 | 60 | Net Demand (MW) | 790 | 14
1 Reference Case | 2024 | 60 | Net Demand (MW) | 800 | 17
1 Reference Case | 2024 | 60 | Net Demand (MW) | 810 | 13
1 Reference Case | 2024 | 60 | Net Demand (MW) | 820 | 7
1 Reference Case | 2024 | 60 | Net Demand (MW) | 830 | 14
1 Reference Case | 2024 | 60 | Net Demand (MW) | 840 | 12
1 Reference Case | 2024 | 60 | Net Demand (MW) | 850 | 9
1 Reference Case | 2024 | 60 | Net Demand (MW) | 860 | 5
1 Reference Case | 2024 | 60 | Net Demand (MW) | 870 | 6
1 Reference Case | 2024 | 60 | Net Demand (MW) | 880 | 8
1 Reference Case | 2024 | 60 | Net Demand (MW) | 890 | 6
1 Reference Case | 2024 | 60 | Net Demand (MW) | 900 | 9
1 Reference Case | 2024 | 60 | Net Demand (MW) | 910 | 7
1 Reference Case | 2024 | 60 | Net Demand (MW) | 920 | 2
1 Reference Case | 2024 | 60 | Net Demand (MW) | 930 | 5
1 Reference Case | 2024 | 60 | Net Demand (MW) | 940 | 2
1 Reference Case | 2024 | 60 | Net Demand (MW) | 950 | 7
1 Reference Case | 2024 | 60 | Net Demand (MW) | 960 | 1
1 Reference Case | 2024 | 60 | Net Demand (MW) | 970 | 1
1 Reference Case | 2024 | 60 | Net Demand (MW) | 980 | 2
1 Reference Case | 2024 | 60 | Net Demand (MW) | 990 | 1
1 Reference Case | 2024 | 60 | Net Demand (MW) | 1000 | 1
1 Reference Case | 2024 | 60 | Net Demand (MW) | 1010 | 3
1 Reference Case | 2024 | 60 | Net Demand (MW) | 1020 | 0
1 Reference Case | 2024 | 60 | Net Demand (MW) | 1030 | 0
1 Reference Case | 2024 | 60 | Net Demand (MW) | 1040 | 1
1 Reference Case | 2024 | 60 | Net Demand (MW) | 1050 | 3
1 Reference Case | 2024 | 60 | Net Demand (MW) | 1060 | 2
1 Reference Case | 2024 | 60 | Net Demand (MW) | 1070 | 2
1 Reference Case | 2024 | 60 | Net Demand (MW) | 1080 | 1
1 Reference Case | 2024 | 60 | Net Demand (MW) | 1090 | 1
1 Reference Case | 2024 | 60 | Net Demand (MW) | 1100 | 0
1 Reference Case | 2024 | 60 | Net Demand (MW) | 1110 | 0
1 Reference Case | 2024 | 60 | Net Demand (MW) | 1120 | 1
1 Reference Case | 2024 | 60 | Net Demand (MW) | 1130 | 1
1 Reference Case | 2024 | 60 | Net Demand (MW) | 1140 | 0
1 Reference Case | 2024 | 60 | Net Demand (MW) | 1150 | 1
1 Reference Case | 2024 | 60 | Net Demand (MW) | 1160 | 0
1 Reference Case | 2024 | 60 | Net Demand (MW) | 1170 | 1
1 Reference Case | 2024 | 60 | Net Demand (MW) | 1180 | 0
1 Reference Case | 2024 | 60 | Net Demand (MW) | 1190 | 0
1 Reference Case | 2024 | 60 | Net Demand (MW) | 1200 | 0
1 Reference Case | 2024 | 60 | Net Demand (MW) | 1210 | 1
1 Reference Case | 2024 | 60 | Net Demand (MW) | 1220 | 1
1 Reference Case | 2024 | 60 | Net Demand (MW) | 1230 | 1
1 Reference Case | 2024 | 60 | Net Demand (MW) | 1240 | 0
1 Reference Case | 2024 | 60 | Net Demand (MW) | 1250 | 2
1 Reference Case | 2024 | 60 | Net Demand (MW) | 1260 | 1
1 Reference Case | 2025 | 10 | Alberta Internal Load (MW) | -390 | 1
1 Reference Case | 2025 | 10 | Alberta Internal Load (MW) | -380 | 0
1 Reference Case | 2025 | 10 | Alberta Internal Load (MW) | -370 | 0
1 Reference Case | 2025 | 10 | Alberta Internal Load (MW) | -360 | 0
1 Reference Case | 2025 | 10 | Alberta Internal Load (MW) | -350 | 0
1 Reference Case | 2025 | 10 | Alberta Internal Load (MW) | -340 | 0
1 Reference Case | 2025 | 10 | Alberta Internal Load (MW) | -330 | 0
1 Reference Case | 2025 | 10 | Alberta Internal Load (MW) | -320 | 0
1 Reference Case | 2025 | 10 | Alberta Internal Load (MW) | -310 | 0
1 Reference Case | 2025 | 10 | Alberta Internal Load (MW) | -300 | 0
1 Reference Case | 2025 | 10 | Alberta Internal Load (MW) | -290 | 0
1 Reference Case | 2025 | 10 | Alberta Internal Load (MW) | -280 | 0
1 Reference Case | 2025 | 10 | Alberta Internal Load (MW) | -270 | 0
1 Reference Case | 2025 | 10 | Alberta Internal Load (MW) | -260 | 0
1 Reference Case | 2025 | 10 | Alberta Internal Load (MW) | -250 | 0
1 Reference Case | 2025 | 10 | Alberta Internal Load (MW) | -240 | 1
1 Reference Case | 2025 | 10 | Alberta Internal Load (MW) | -230 | 2
1 Reference Case | 2025 | 10 | Alberta Internal Load (MW) | -220 | 1
1 Reference Case | 2025 | 10 | Alberta Internal Load (MW) | -210 | 0
1 Reference Case | 2025 | 10 | Alberta Internal Load (MW) | -200 | 0
1 Reference Case | 2025 | 10 | Alberta Internal Load (MW) | -190 | 0
1 Reference Case | 2025 | 10 | Alberta Internal Load (MW) | -180 | 1
1 Reference Case | 2025 | 10 | Alberta Internal Load (MW) | -170 | 3
1 Reference Case | 2025 | 10 | Alberta Internal Load (MW) | -160 | 8
1 Reference Case | 2025 | 10 | Alberta Internal Load (MW) | -150 | 11
1 Reference Case | 2025 | 10 | Alberta Internal Load (MW) | -140 | 21
1 Reference Case | 2025 | 10 | Alberta Internal Load (MW) | -130 | 44
1 Reference Case | 2025 | 10 | Alberta Internal Load (MW) | -120 | 73
1 Reference Case | 2025 | 10 | Alberta Internal Load (MW) | -110 | 122
1 Reference Case | 2025 | 10 | Alberta Internal Load (MW) | -100 | 210
1 Reference Case | 2025 | 10 | Alberta Internal Load (MW) | -90 | 359
1 Reference Case | 2025 | 10 | Alberta Internal Load (MW) | -80 | 514
1 Reference Case | 2025 | 10 | Alberta Internal Load (MW) | -70 | 761
1 Reference Case | 2025 | 10 | Alberta Internal Load (MW) | -60 | 1247
1 Reference Case | 2025 | 10 | Alberta Internal Load (MW) | -50 | 2047
1 Reference Case | 2025 | 10 | Alberta Internal Load (MW) | -40 | 2843
1 Reference Case | 2025 | 10 | Alberta Internal Load (MW) | -30 | 3988
1 Reference Case | 2025 | 10 | Alberta Internal Load (MW) | -20 | 5250
1 Reference Case | 2025 | 10 | Alberta Internal Load (MW) | -10 | 6419
1 Reference Case | 2025 | 10 | Alberta Internal Load (MW) | 0 | 6898
1 Reference Case | 2025 | 10 | Alberta Internal Load (MW) | 10 | 6012
1 Reference Case | 2025 | 10 | Alberta Internal Load (MW) | 20 | 4602
1 Reference Case | 2025 | 10 | Alberta Internal Load (MW) | 30 | 3289
1 Reference Case | 2025 | 10 | Alberta Internal Load (MW) | 40 | 2244
1 Reference Case | 2025 | 10 | Alberta Internal Load (MW) | 50 | 1569
1 Reference Case | 2025 | 10 | Alberta Internal Load (MW) | 60 | 1117
1 Reference Case | 2025 | 10 | Alberta Internal Load (MW) | 70 | 787
1 Reference Case | 2025 | 10 | Alberta Internal Load (MW) | 80 | 536
1 Reference Case | 2025 | 10 | Alberta Internal Load (MW) | 90 | 407
1 Reference Case | 2025 | 10 | Alberta Internal Load (MW) | 100 | 325
1 Reference Case | 2025 | 10 | Alberta Internal Load (MW) | 110 | 230
1 Reference Case | 2025 | 10 | Alberta Internal Load (MW) | 120 | 198
1 Reference Case | 2025 | 10 | Alberta Internal Load (MW) | 130 | 165
1 Reference Case | 2025 | 10 | Alberta Internal Load (MW) | 140 | 102
1 Reference Case | 2025 | 10 | Alberta Internal Load (MW) | 150 | 71
1 Reference Case | 2025 | 10 | Alberta Internal Load (MW) | 160 | 44
1 Reference Case | 2025 | 10 | Alberta Internal Load (MW) | 170 | 9
1 Reference Case | 2025 | 10 | Alberta Internal Load (MW) | 180 | 13
1 Reference Case | 2025 | 10 | Alberta Internal Load (MW) | 190 | 5
1 Reference Case | 2025 | 10 | Alberta Internal Load (MW) | 200 | 4
1 Reference Case | 2025 | 10 | Alberta Internal Load (MW) | 210 | 1
1 Reference Case | 2025 | 10 | Alberta Internal Load (MW) | 220 | 1
1 Reference Case | 2025 | 10 | Alberta Internal Load (MW) | 230 | 0
1 Reference Case | 2025 | 10 | Alberta Internal Load (MW) | 240 | 1
1 Reference Case | 2025 | 10 | Alberta Internal Load (MW) | 250 | 1
1 Reference Case | 2025 | 10 | Alberta Internal Load (MW) | 260 | 0
1 Reference Case | 2025 | 10 | Alberta Internal Load (MW) | 270 | 0
1 Reference Case | 2025 | 10 | Alberta Internal Load (MW) | 280 | 0
1 Reference Case | 2025 | 10 | Alberta Internal Load (MW) | 290 | 1
1 Reference Case | 2025 | 10 | Alberta Internal Load (MW) | 300 | 1
1 Reference Case | 2025 | 60 | Alberta Internal Load (MW) | -650 | 2
1 Reference Case | 2025 | 60 | Alberta Internal Load (MW) | -640 | 1
1 Reference Case | 2025 | 60 | Alberta Internal Load (MW) | -630 | 1
1 Reference Case | 2025 | 60 | Alberta Internal Load (MW) | -620 | 3
1 Reference Case | 2025 | 60 | Alberta Internal Load (MW) | -610 | 5
1 Reference Case | 2025 | 60 | Alberta Internal Load (MW) | -600 | 6
1 Reference Case | 2025 | 60 | Alberta Internal Load (MW) | -590 | 6
1 Reference Case | 2025 | 60 | Alberta Internal Load (MW) | -580 | 9
1 Reference Case | 2025 | 60 | Alberta Internal Load (MW) | -570 | 21
1 Reference Case | 2025 | 60 | Alberta Internal Load (MW) | -560 | 15
1 Reference Case | 2025 | 60 | Alberta Internal Load (MW) | -550 | 29
1 Reference Case | 2025 | 60 | Alberta Internal Load (MW) | -540 | 37
1 Reference Case | 2025 | 60 | Alberta Internal Load (MW) | -530 | 41
1 Reference Case | 2025 | 60 | Alberta Internal Load (MW) | -520 | 45
1 Reference Case | 2025 | 60 | Alberta Internal Load (MW) | -510 | 65
1 Reference Case | 2025 | 60 | Alberta Internal Load (MW) | -500 | 78
1 Reference Case | 2025 | 60 | Alberta Internal Load (MW) | -490 | 71
1 Reference Case | 2025 | 60 | Alberta Internal Load (MW) | -480 | 85
1 Reference Case | 2025 | 60 | Alberta Internal Load (MW) | -470 | 84
1 Reference Case | 2025 | 60 | Alberta Internal Load (MW) | -460 | 65
1 Reference Case | 2025 | 60 | Alberta Internal Load (MW) | -450 | 86
1 Reference Case | 2025 | 60 | Alberta Internal Load (MW) | -440 | 110
1 Reference Case | 2025 | 60 | Alberta Internal Load (MW) | -430 | 94
1 Reference Case | 2025 | 60 | Alberta Internal Load (MW) | -420 | 92
1 Reference Case | 2025 | 60 | Alberta Internal Load (MW) | -410 | 99
1 Reference Case | 2025 | 60 | Alberta Internal Load (MW) | -400 | 113
1 Reference Case | 2025 | 60 | Alberta Internal Load (MW) | -390 | 120
1 Reference Case | 2025 | 60 | Alberta Internal Load (MW) | -380 | 105
1 Reference Case | 2025 | 60 | Alberta Internal Load (MW) | -370 | 114
1 Reference Case | 2025 | 60 | Alberta Internal Load (MW) | -360 | 173
1 Reference Case | 2025 | 60 | Alberta Internal Load (MW) | -350 | 143
1 Reference Case | 2025 | 60 | Alberta Internal Load (MW) | -340 | 196
1 Reference Case | 2025 | 60 | Alberta Internal Load (MW) | -330 | 222
1 Reference Case | 2025 | 60 | Alberta Internal Load (MW) | -320 | 231
1 Reference Case | 2025 | 60 | Alberta Internal Load (MW) | -310 | 269
1 Reference Case | 2025 | 60 | Alberta Internal Load (MW) | -300 | 304
1 Reference Case | 2025 | 60 | Alberta Internal Load (MW) | -290 | 313
1 Reference Case | 2025 | 60 | Alberta Internal Load (MW) | -280 | 314
1 Reference Case | 2025 | 60 | Alberta Internal Load (MW) | -270 | 345
1 Reference Case | 2025 | 60 | Alberta Internal Load (MW) | -260 | 331
1 Reference Case | 2025 | 60 | Alberta Internal Load (MW) | -250 | 406
1 Reference Case | 2025 | 60 | Alberta Internal Load (MW) | -240 | 402
1 Reference Case | 2025 | 60 | Alberta Internal Load (MW) | -230 | 415
1 Reference Case | 2025 | 60 | Alberta Internal Load (MW) | -220 | 448
1 Reference Case | 2025 | 60 | Alberta Internal Load (MW) | -210 | 471
1 Reference Case | 2025 | 60 | Alberta Internal Load (MW) | -200 | 530
1 Reference Case | 2025 | 60 | Alberta Internal Load (MW) | -190 | 570
1 Reference Case | 2025 | 60 | Alberta Internal Load (MW) | -180 | 603
1 Reference Case | 2025 | 60 | Alberta Internal Load (MW) | -170 | 560
1 Reference Case | 2025 | 60 | Alberta Internal Load (MW) | -160 | 669
1 Reference Case | 2025 | 60 | Alberta Internal Load (MW) | -150 | 700
1 Reference Case | 2025 | 60 | Alberta Internal Load (MW) | -140 | 747
1 Reference Case | 2025 | 60 | Alberta Internal Load (MW) | -130 | 785
1 Reference Case | 2025 | 60 | Alberta Internal Load (MW) | -120 | 779
1 Reference Case | 2025 | 60 | Alberta Internal Load (MW) | -110 | 910
1 Reference Case | 2025 | 60 | Alberta Internal Load (MW) | -100 | 964
1 Reference Case | 2025 | 60 | Alberta Internal Load (MW) | -90 | 1034
1 Reference Case | 2025 | 60 | Alberta Internal Load (MW) | -80 | 1112
1 Reference Case | 2025 | 60 | Alberta Internal Load (MW) | -70 | 1283
1 Reference Case | 2025 | 60 | Alberta Internal Load (MW) | -60 | 1312
1 Reference Case | 2025 | 60 | Alberta Internal Load (MW) | -50 | 1483
1 Reference Case | 2025 | 60 | Alberta Internal Load (MW) | -40 | 1524
1 Reference Case | 2025 | 60 | Alberta Internal Load (MW) | -30 | 1547
1 Reference Case | 2025 | 60 | Alberta Internal Load (MW) | -20 | 1702
1 Reference Case | 2025 | 60 | Alberta Internal Load (MW) | -10 | 1693
1 Reference Case | 2025 | 60 | Alberta Internal Load (MW) | 0 | 1600
1 Reference Case | 2025 | 60 | Alberta Internal Load (MW) | 10 | 1632
1 Reference Case | 2025 | 60 | Alberta Internal Load (MW) | 20 | 1511
1 Reference Case | 2025 | 60 | Alberta Internal Load (MW) | 30 | 1435
1 Reference Case | 2025 | 60 | Alberta Internal Load (MW) | 40 | 1356
1 Reference Case | 2025 | 60 | Alberta Internal Load (MW) | 50 | 1247
1 Reference Case | 2025 | 60 | Alberta Internal Load (MW) | 60 | 1086
1 Reference Case | 2025 | 60 | Alberta Internal Load (MW) | 70 | 1004
1 Reference Case | 2025 | 60 | Alberta Internal Load (MW) | 80 | 918
1 Reference Case | 2025 | 60 | Alberta Internal Load (MW) | 90 | 830
1 Reference Case | 2025 | 60 | Alberta Internal Load (MW) | 100 | 785
1 Reference Case | 2025 | 60 | Alberta Internal Load (MW) | 110 | 702
1 Reference Case | 2025 | 60 | Alberta Internal Load (MW) | 120 | 680
1 Reference Case | 2025 | 60 | Alberta Internal Load (MW) | 130 | 609
1 Reference Case | 2025 | 60 | Alberta Internal Load (MW) | 140 | 586
1 Reference Case | 2025 | 60 | Alberta Internal Load (MW) | 150 | 507
1 Reference Case | 2025 | 60 | Alberta Internal Load (MW) | 160 | 499
1 Reference Case | 2025 | 60 | Alberta Internal Load (MW) | 170 | 482
1 Reference Case | 2025 | 60 | Alberta Internal Load (MW) | 180 | 481
1 Reference Case | 2025 | 60 | Alberta Internal Load (MW) | 190 | 439
1 Reference Case | 2025 | 60 | Alberta Internal Load (MW) | 200 | 445
1 Reference Case | 2025 | 60 | Alberta Internal Load (MW) | 210 | 365
1 Reference Case | 2025 | 60 | Alberta Internal Load (MW) | 220 | 349
1 Reference Case | 2025 | 60 | Alberta Internal Load (MW) | 230 | 336
1 Reference Case | 2025 | 60 | Alberta Internal Load (MW) | 240 | 306
1 Reference Case | 2025 | 60 | Alberta Internal Load (MW) | 250 | 306
1 Reference Case | 2025 | 60 | Alberta Internal Load (MW) | 260 | 294
1 Reference Case | 2025 | 60 | Alberta Internal Load (MW) | 270 | 296
1 Reference Case | 2025 | 60 | Alberta Internal Load (MW) | 280 | 266
1 Reference Case | 2025 | 60 | Alberta Internal Load (MW) | 290 | 252
1 Reference Case | 2025 | 60 | Alberta Internal Load (MW) | 300 | 224
1 Reference Case | 2025 | 60 | Alberta Internal Load (MW) | 310 | 217
1 Reference Case | 2025 | 60 | Alberta Internal Load (MW) | 320 | 220
1 Reference Case | 2025 | 60 | Alberta Internal Load (MW) | 330 | 182
1 Reference Case | 2025 | 60 | Alberta Internal Load (MW) | 340 | 172
1 Reference Case | 2025 | 60 | Alberta Internal Load (MW) | 350 | 154
1 Reference Case | 2025 | 60 | Alberta Internal Load (MW) | 360 | 174
1 Reference Case | 2025 | 60 | Alberta Internal Load (MW) | 370 | 186
1 Reference Case | 2025 | 60 | Alberta Internal Load (MW) | 380 | 151
1 Reference Case | 2025 | 60 | Alberta Internal Load (MW) | 390 | 135
1 Reference Case | 2025 | 60 | Alberta Internal Load (MW) | 400 | 143
1 Reference Case | 2025 | 60 | Alberta Internal Load (MW) | 410 | 110
1 Reference Case | 2025 | 60 | Alberta Internal Load (MW) | 420 | 111
1 Reference Case | 2025 | 60 | Alberta Internal Load (MW) | 430 | 108
1 Reference Case | 2025 | 60 | Alberta Internal Load (MW) | 440 | 83
1 Reference Case | 2025 | 60 | Alberta Internal Load (MW) | 450 | 102
1 Reference Case | 2025 | 60 | Alberta Internal Load (MW) | 460 | 80
1 Reference Case | 2025 | 60 | Alberta Internal Load (MW) | 470 | 73
1 Reference Case | 2025 | 60 | Alberta Internal Load (MW) | 480 | 77
1 Reference Case | 2025 | 60 | Alberta Internal Load (MW) | 490 | 60
1 Reference Case | 2025 | 60 | Alberta Internal Load (MW) | 500 | 58
1 Reference Case | 2025 | 60 | Alberta Internal Load (MW) | 510 | 57
1 Reference Case | 2025 | 60 | Alberta Internal Load (MW) | 520 | 44
1 Reference Case | 2025 | 60 | Alberta Internal Load (MW) | 530 | 51
1 Reference Case | 2025 | 60 | Alberta Internal Load (MW) | 540 | 45
1 Reference Case | 2025 | 60 | Alberta Internal Load (MW) | 550 | 54
1 Reference Case | 2025 | 60 | Alberta Internal Load (MW) | 560 | 34
1 Reference Case | 2025 | 60 | Alberta Internal Load (MW) | 570 | 51
1 Reference Case | 2025 | 60 | Alberta Internal Load (MW) | 580 | 40
1 Reference Case | 2025 | 60 | Alberta Internal Load (MW) | 590 | 42
1 Reference Case | 2025 | 60 | Alberta Internal Load (MW) | 600 | 33
1 Reference Case | 2025 | 60 | Alberta Internal Load (MW) | 610 | 43
1 Reference Case | 2025 | 60 | Alberta Internal Load (MW) | 620 | 53
1 Reference Case | 2025 | 60 | Alberta Internal Load (MW) | 630 | 48
1 Reference Case | 2025 | 60 | Alberta Internal Load (MW) | 640 | 40
1 Reference Case | 2025 | 60 | Alberta Internal Load (MW) | 650 | 49
1 Reference Case | 2025 | 60 | Alberta Internal Load (MW) | 660 | 26
1 Reference Case | 2025 | 60 | Alberta Internal Load (MW) | 670 | 38
1 Reference Case | 2025 | 60 | Alberta Internal Load (MW) | 680 | 36
1 Reference Case | 2025 | 60 | Alberta Internal Load (MW) | 690 | 43
1 Reference Case | 2025 | 60 | Alberta Internal Load (MW) | 700 | 29
1 Reference Case | 2025 | 60 | Alberta Internal Load (MW) | 710 | 43
1 Reference Case | 2025 | 60 | Alberta Internal Load (MW) | 720 | 23
1 Reference Case | 2025 | 60 | Alberta Internal Load (MW) | 730 | 23
1 Reference Case | 2025 | 60 | Alberta Internal Load (MW) | 740 | 25
1 Reference Case | 2025 | 60 | Alberta Internal Load (MW) | 750 | 13
1 Reference Case | 2025 | 60 | Alberta Internal Load (MW) | 760 | 14
1 Reference Case | 2025 | 60 | Alberta Internal Load (MW) | 770 | 11
1 Reference Case | 2025 | 60 | Alberta Internal Load (MW) | 780 | 11
1 Reference Case | 2025 | 60 | Alberta Internal Load (MW) | 790 | 9
1 Reference Case | 2025 | 60 | Alberta Internal Load (MW) | 800 | 5
1 Reference Case | 2025 | 60 | Alberta Internal Load (MW) | 810 | 2
1 Reference Case | 2025 | 60 | Alberta Internal Load (MW) | 820 | 2
1 Reference Case | 2025 | 60 | Alberta Internal Load (MW) | 830 | 1
1 Reference Case | 2025 | 10 | Variable Generation (MW) | -270 | 1
1 Reference Case | 2025 | 10 | Variable Generation (MW) | -260 | 0
1 Reference Case | 2025 | 10 | Variable Generation (MW) | -250 | 0
1 Reference Case | 2025 | 10 | Variable Generation (MW) | -240 | 2
1 Reference Case | 2025 | 10 | Variable Generation (MW) | -230 | 1
1 Reference Case | 2025 | 10 | Variable Generation (MW) | -220 | 0
1 Reference Case | 2025 | 10 | Variable Generation (MW) | -210 | 1
1 Reference Case | 2025 | 10 | Variable Generation (MW) | -200 | 3
1 Reference Case | 2025 | 10 | Variable Generation (MW) | -190 | 4
1 Reference Case | 2025 | 10 | Variable Generation (MW) | -180 | 2
1 Reference Case | 2025 | 10 | Variable Generation (MW) | -170 | 5
1 Reference Case | 2025 | 10 | Variable Generation (MW) | -160 | 8
1 Reference Case | 2025 | 10 | Variable Generation (MW) | -150 | 6
1 Reference Case | 2025 | 10 | Variable Generation (MW) | -140 | 30
1 Reference Case | 2025 | 10 | Variable Generation (MW) | -130 | 36
1 Reference Case | 2025 | 10 | Variable Generation (MW) | -120 | 52
1 Reference Case | 2025 | 10 | Variable Generation (MW) | -110 | 59
1 Reference Case | 2025 | 10 | Variable Generation (MW) | -100 | 117
1 Reference Case | 2025 | 10 | Variable Generation (MW) | -90 | 174
1 Reference Case | 2025 | 10 | Variable Generation (MW) | -80 | 293
1 Reference Case | 2025 | 10 | Variable Generation (MW) | -70 | 469
1 Reference Case | 2025 | 10 | Variable Generation (MW) | -60 | 730
1 Reference Case | 2025 | 10 | Variable Generation (MW) | -50 | 1117
1 Reference Case | 2025 | 10 | Variable Generation (MW) | -40 | 1792
1 Reference Case | 2025 | 10 | Variable Generation (MW) | -30 | 3103
1 Reference Case | 2025 | 10 | Variable Generation (MW) | -20 | 4853
1 Reference Case | 2025 | 10 | Variable Generation (MW) | -10 | 8141
1 Reference Case | 2025 | 10 | Variable Generation (MW) | 0 | 11444
1 Reference Case | 2025 | 10 | Variable Generation (MW) | 10 | 7407
1 Reference Case | 2025 | 10 | Variable Generation (MW) | 20 | 4710
1 Reference Case | 2025 | 10 | Variable Generation (MW) | 30 | 2996
1 Reference Case | 2025 | 10 | Variable Generation (MW) | 40 | 1718
1 Reference Case | 2025 | 10 | Variable Generation (MW) | 50 | 1198
1 Reference Case | 2025 | 10 | Variable Generation (MW) | 60 | 729
1 Reference Case | 2025 | 10 | Variable Generation (MW) | 70 | 471
1 Reference Case | 2025 | 10 | Variable Generation (MW) | 80 | 296
1 Reference Case | 2025 | 10 | Variable Generation (MW) | 90 | 186
1 Reference Case | 2025 | 10 | Variable Generation (MW) | 100 | 126
1 Reference Case | 2025 | 10 | Variable Generation (MW) | 110 | 86
1 Reference Case | 2025 | 10 | Variable Generation (MW) | 120 | 47
1 Reference Case | 2025 | 10 | Variable Generation (MW) | 130 | 57
1 Reference Case | 2025 | 10 | Variable Generation (MW) | 140 | 23
1 Reference Case | 2025 | 10 | Variable Generation (MW) | 150 | 14
1 Reference Case | 2025 | 10 | Variable Generation (MW) | 160 | 13
1 Reference Case | 2025 | 10 | Variable Generation (MW) | 170 | 11
1 Reference Case | 2025 | 10 | Variable Generation (MW) | 180 | 9
1 Reference Case | 2025 | 10 | Variable Generation (MW) | 190 | 2
1 Reference Case | 2025 | 10 | Variable Generation (MW) | 200 | 4
1 Reference Case | 2025 | 10 | Variable Generation (MW) | 210 | 3
1 Reference Case | 2025 | 10 | Variable Generation (MW) | 220 | 4
1 Reference Case | 2025 | 10 | Variable Generation (MW) | 230 | 2
1 Reference Case | 2025 | 10 | Variable Generation (MW) | 240 | 1
1 Reference Case | 2025 | 10 | Variable Generation (MW) | 250 | 0
1 Reference Case | 2025 | 10 | Variable Generation (MW) | 260 | 0
1 Reference Case | 2025 | 10 | Variable Generation (MW) | 270 | 1
1 Reference Case | 2025 | 10 | Variable Generation (MW) | 280 | 0
1 Reference Case | 2025 | 10 | Variable Generation (MW) | 290 | 0
1 Reference Case | 2025 | 10 | Variable Generation (MW) | 300 | 1
1 Reference Case | 2025 | 10 | Variable Generation (MW) | 310 | 0
1 Reference Case | 2025 | 10 | Variable Generation (MW) | 320 | 0
1 Reference Case | 2025 | 10 | Variable Generation (MW) | 330 | 1
1 Reference Case | 2025 | 60 | Variable Generation (MW) | -1000 | 1
1 Reference Case | 2025 | 60 | Variable Generation (MW) | -990 | 1
1 Reference Case | 2025 | 60 | Variable Generation (MW) | -980 | 0
1 Reference Case | 2025 | 60 | Variable Generation (MW) | -970 | 0
1 Reference Case | 2025 | 60 | Variable Generation (MW) | -960 | 1
1 Reference Case | 2025 | 60 | Variable Generation (MW) | -950 | 0
1 Reference Case | 2025 | 60 | Variable Generation (MW) | -940 | 0
1 Reference Case | 2025 | 60 | Variable Generation (MW) | -930 | 1
1 Reference Case | 2025 | 60 | Variable Generation (MW) | -920 | 1
1 Reference Case | 2025 | 60 | Variable Generation (MW) | -910 | 1
1 Reference Case | 2025 | 60 | Variable Generation (MW) | -900 | 0
1 Reference Case | 2025 | 60 | Variable Generation (MW) | -890 | 0
1 Reference Case | 2025 | 60 | Variable Generation (MW) | -880 | 0
1 Reference Case | 2025 | 60 | Variable Generation (MW) | -870 | 0
1 Reference Case | 2025 | 60 | Variable Generation (MW) | -860 | 0
1 Reference Case | 2025 | 60 | Variable Generation (MW) | -850 | 0
1 Reference Case | 2025 | 60 | Variable Generation (MW) | -840 | 1
1 Reference Case | 2025 | 60 | Variable Generation (MW) | -830 | 1
1 Reference Case | 2025 | 60 | Variable Generation (MW) | -820 | 1
1 Reference Case | 2025 | 60 | Variable Generation (MW) | -810 | 0
1 Reference Case | 2025 | 60 | Variable Generation (MW) | -800 | 1
1 Reference Case | 2025 | 60 | Variable Generation (MW) | -790 | 2
1 Reference Case | 2025 | 60 | Variable Generation (MW) | -780 | 0
1 Reference Case | 2025 | 60 | Variable Generation (MW) | -770 | 0
1 Reference Case | 2025 | 60 | Variable Generation (MW) | -760 | 0
1 Reference Case | 2025 | 60 | Variable Generation (MW) | -750 | 0
1 Reference Case | 2025 | 60 | Variable Generation (MW) | -740 | 0
1 Reference Case | 2025 | 60 | Variable Generation (MW) | -730 | 3
1 Reference Case | 2025 | 60 | Variable Generation (MW) | -720 | 0
1 Reference Case | 2025 | 60 | Variable Generation (MW) | -710 | 2
1 Reference Case | 2025 | 60 | Variable Generation (MW) | -700 | 4
1 Reference Case | 2025 | 60 | Variable Generation (MW) | -690 | 3
1 Reference Case | 2025 | 60 | Variable Generation (MW) | -680 | 1
1 Reference Case | 2025 | 60 | Variable Generation (MW) | -670 | 3
1 Reference Case | 2025 | 60 | Variable Generation (MW) | -660 | 5
1 Reference Case | 2025 | 60 | Variable Generation (MW) | -650 | 7
1 Reference Case | 2025 | 60 | Variable Generation (MW) | -640 | 3
1 Reference Case | 2025 | 60 | Variable Generation (MW) | -630 | 4
1 Reference Case | 2025 | 60 | Variable Generation (MW) | -620 | 5
1 Reference Case | 2025 | 60 | Variable Generation (MW) | -610 | 4
1 Reference Case | 2025 | 60 | Variable Generation (MW) | -600 | 5
1 Reference Case | 2025 | 60 | Variable Generation (MW) | -590 | 4
1 Reference Case | 2025 | 60 | Variable Generation (MW) | -580 | 7
1 Reference Case | 2025 | 60 | Variable Generation (MW) | -570 | 3
1 Reference Case | 2025 | 60 | Variable Generation (MW) | -560 | 7
1 Reference Case | 2025 | 60 | Variable Generation (MW) | -550 | 7
1 Reference Case | 2025 | 60 | Variable Generation (MW) | -540 | 12
1 Reference Case | 2025 | 60 | Variable Generation (MW) | -530 | 14
1 Reference Case | 2025 | 60 | Variable Generation (MW) | -520 | 16
1 Reference Case | 2025 | 60 | Variable Generation (MW) | -510 | 21
1 Reference Case | 2025 | 60 | Variable Generation (MW) | -500 | 24
1 Reference Case | 2025 | 60 | Variable Generation (MW) | -490 | 24
1 Reference Case | 2025 | 60 | Variable Generation (MW) | -480 | 25
1 Reference Case | 2025 | 60 | Variable Generation (MW) | -470 | 27
1 Reference Case | 2025 | 60 | Variable Generation (MW) | -460 | 26
1 Reference Case | 2025 | 60 | Variable Generation (MW) | -450 | 25
1 Reference Case | 2025 | 60 | Variable Generation (MW) | -440 | 32
1 Reference Case | 2025 | 60 | Variable Generation (MW) | -430 | 31
1 Reference Case | 2025 | 60 | Variable Generation (MW) | -420 | 40
1 Reference Case | 2025 | 60 | Variable Generation (MW) | -410 | 54
1 Reference Case | 2025 | 60 | Variable Generation (MW) | -400 | 46
1 Reference Case | 2025 | 60 | Variable Generation (MW) | -390 | 54
1 Reference Case | 2025 | 60 | Variable Generation (MW) | -380 | 56
1 Reference Case | 2025 | 60 | Variable Generation (MW) | -370 | 90
1 Reference Case | 2025 | 60 | Variable Generation (MW) | -360 | 81
1 Reference Case | 2025 | 60 | Variable Generation (MW) | -350 | 82
1 Reference Case | 2025 | 60 | Variable Generation (MW) | -340 | 80
1 Reference Case | 2025 | 60 | Variable Generation (MW) | -330 | 92
1 Reference Case | 2025 | 60 | Variable Generation (MW) | -320 | 119
1 Reference Case | 2025 | 60 | Variable Generation (MW) | -310 | 113
1 Reference Case | 2025 | 60 | Variable Generation (MW) | -300 | 133
1 Reference Case | 2025 | 60 | Variable Generation (MW) | -290 | 134
1 Reference Case | 2025 | 60 | Variable Generation (MW) | -280 | 157
1 Reference Case | 2025 | 60 | Variable Generation (MW) | -270 | 180
1 Reference Case | 2025 | 60 | Variable Generation (MW) | -260 | 200
1 Reference Case | 2025 | 60 | Variable Generation (MW) | -250 | 242
1 Reference Case | 2025 | 60 | Variable Generation (MW) | -240 | 252
1 Reference Case | 2025 | 60 | Variable Generation (MW) | -230 | 271
1 Reference Case | 2025 | 60 | Variable Generation (MW) | -220 | 309
1 Reference Case | 2025 | 60 | Variable Generation (MW) | -210 | 341
1 Reference Case | 2025 | 60 | Variable Generation (MW) | -200 | 331
1 Reference Case | 2025 | 60 | Variable Generation (MW) | -190 | 382
1 Reference Case | 2025 | 60 | Variable Generation (MW) | -180 | 451
1 Reference Case | 2025 | 60 | Variable Generation (MW) | -170 | 483
1 Reference Case | 2025 | 60 | Variable Generation (MW) | -160 | 543
1 Reference Case | 2025 | 60 | Variable Generation (MW) | -150 | 544
1 Reference Case | 2025 | 60 | Variable Generation (MW) | -140 | 628
1 Reference Case | 2025 | 60 | Variable Generation (MW) | -130 | 686
1 Reference Case | 2025 | 60 | Variable Generation (MW) | -120 | 808
1 Reference Case | 2025 | 60 | Variable Generation (MW) | -110 | 925
1 Reference Case | 2025 | 60 | Variable Generation (MW) | -100 | 1003
1 Reference Case | 2025 | 60 | Variable Generation (MW) | -90 | 1066
1 Reference Case | 2025 | 60 | Variable Generation (MW) | -80 | 1145
1 Reference Case | 2025 | 60 | Variable Generation (MW) | -70 | 1286
1 Reference Case | 2025 | 60 | Variable Generation (MW) | -60 | 1508
1 Reference Case | 2025 | 60 | Variable Generation (MW) | -50 | 1691
1 Reference Case | 2025 | 60 | Variable Generation (MW) | -40 | 1860
1 Reference Case | 2025 | 60 | Variable Generation (MW) | -30 | 2115
1 Reference Case | 2025 | 60 | Variable Generation (MW) | -20 | 2148
1 Reference Case | 2025 | 60 | Variable Generation (MW) | -10 | 2439
1 Reference Case | 2025 | 60 | Variable Generation (MW) | 0 | 2575
1 Reference Case | 2025 | 60 | Variable Generation (MW) | 10 | 2383
1 Reference Case | 2025 | 60 | Variable Generation (MW) | 20 | 2102
1 Reference Case | 2025 | 60 | Variable Generation (MW) | 30 | 1846
1 Reference Case | 2025 | 60 | Variable Generation (MW) | 40 | 1675
1 Reference Case | 2025 | 60 | Variable Generation (MW) | 50 | 1516
1 Reference Case | 2025 | 60 | Variable Generation (MW) | 60 | 1324
1 Reference Case | 2025 | 60 | Variable Generation (MW) | 70 | 1249
1 Reference Case | 2025 | 60 | Variable Generation (MW) | 80 | 1072
1 Reference Case | 2025 | 60 | Variable Generation (MW) | 90 | 991
1 Reference Case | 2025 | 60 | Variable Generation (MW) | 100 | 911
1 Reference Case | 2025 | 60 | Variable Generation (MW) | 110 | 853
1 Reference Case | 2025 | 60 | Variable Generation (MW) | 120 | 813
1 Reference Case | 2025 | 60 | Variable Generation (MW) | 130 | 712
1 Reference Case | 2025 | 60 | Variable Generation (MW) | 140 | 647
1 Reference Case | 2025 | 60 | Variable Generation (MW) | 150 | 600
1 Reference Case | 2025 | 60 | Variable Generation (MW) | 160 | 548
1 Reference Case | 2025 | 60 | Variable Generation (MW) | 170 | 493
1 Reference Case | 2025 | 60 | Variable Generation (MW) | 180 | 450
1 Reference Case | 2025 | 60 | Variable Generation (MW) | 190 | 383
1 Reference Case | 2025 | 60 | Variable Generation (MW) | 200 | 360
1 Reference Case | 2025 | 60 | Variable Generation (MW) | 210 | 311
1 Reference Case | 2025 | 60 | Variable Generation (MW) | 220 | 305
1 Reference Case | 2025 | 60 | Variable Generation (MW) | 230 | 248
1 Reference Case | 2025 | 60 | Variable Generation (MW) | 240 | 278
1 Reference Case | 2025 | 60 | Variable Generation (MW) | 250 | 205
1 Reference Case | 2025 | 60 | Variable Generation (MW) | 260 | 187
1 Reference Case | 2025 | 60 | Variable Generation (MW) | 270 | 198
1 Reference Case | 2025 | 60 | Variable Generation (MW) | 280 | 167
1 Reference Case | 2025 | 60 | Variable Generation (MW) | 290 | 126
1 Reference Case | 2025 | 60 | Variable Generation (MW) | 300 | 112
1 Reference Case | 2025 | 60 | Variable Generation (MW) | 310 | 113
1 Reference Case | 2025 | 60 | Variable Generation (MW) | 320 | 116
1 Reference Case | 2025 | 60 | Variable Generation (MW) | 330 | 108
1 Reference Case | 2025 | 60 | Variable Generation (MW) | 340 | 91
1 Reference Case | 2025 | 60 | Variable Generation (MW) | 350 | 78
1 Reference Case | 2025 | 60 | Variable Generation (MW) | 360 | 63
1 Reference Case | 2025 | 60 | Variable Generation (MW) | 370 | 56
1 Reference Case | 2025 | 60 | Variable Generation (MW) | 380 | 68
1 Reference Case | 2025 | 60 | Variable Generation (MW) | 390 | 62
1 Reference Case | 2025 | 60 | Variable Generation (MW) | 400 | 70
1 Reference Case | 2025 | 60 | Variable Generation (MW) | 410 | 27
1 Reference Case | 2025 | 60 | Variable Generation (MW) | 420 | 40
1 Reference Case | 2025 | 60 | Variable Generation (MW) | 430 | 30
1 Reference Case | 2025 | 60 | Variable Generation (MW) | 440 | 35
1 Reference Case | 2025 | 60 | Variable Generation (MW) | 450 | 40
1 Reference Case | 2025 | 60 | Variable Generation (MW) | 460 | 35
1 Reference Case | 2025 | 60 | Variable Generation (MW) | 470 | 31
1 Reference Case | 2025 | 60 | Variable Generation (MW) | 480 | 35
1 Reference Case | 2025 | 60 | Variable Generation (MW) | 490 | 31
1 Reference Case | 2025 | 60 | Variable Generation (MW) | 500 | 20
1 Reference Case | 2025 | 60 | Variable Generation (MW) | 510 | 18
1 Reference Case | 2025 | 60 | Variable Generation (MW) | 520 | 11
1 Reference Case | 2025 | 60 | Variable Generation (MW) | 530 | 19
1 Reference Case | 2025 | 60 | Variable Generation (MW) | 540 | 14
1 Reference Case | 2025 | 60 | Variable Generation (MW) | 550 | 13
1 Reference Case | 2025 | 60 | Variable Generation (MW) | 560 | 14
1 Reference Case | 2025 | 60 | Variable Generation (MW) | 570 | 13
1 Reference Case | 2025 | 60 | Variable Generation (MW) | 580 | 10
1 Reference Case | 2025 | 60 | Variable Generation (MW) | 590 | 8
1 Reference Case | 2025 | 60 | Variable Generation (MW) | 600 | 12
1 Reference Case | 2025 | 60 | Variable Generation (MW) | 610 | 13
1 Reference Case | 2025 | 60 | Variable Generation (MW) | 620 | 4
1 Reference Case | 2025 | 60 | Variable Generation (MW) | 630 | 9
1 Reference Case | 2025 | 60 | Variable Generation (MW) | 640 | 5
1 Reference Case | 2025 | 60 | Variable Generation (MW) | 650 | 6
1 Reference Case | 2025 | 60 | Variable Generation (MW) | 660 | 3
1 Reference Case | 2025 | 60 | Variable Generation (MW) | 670 | 2
1 Reference Case | 2025 | 60 | Variable Generation (MW) | 680 | 3
1 Reference Case | 2025 | 60 | Variable Generation (MW) | 690 | 3
1 Reference Case | 2025 | 60 | Variable Generation (MW) | 700 | 7
1 Reference Case | 2025 | 60 | Variable Generation (MW) | 710 | 3
1 Reference Case | 2025 | 60 | Variable Generation (MW) | 720 | 0
1 Reference Case | 2025 | 60 | Variable Generation (MW) | 730 | 2
1 Reference Case | 2025 | 60 | Variable Generation (MW) | 740 | 1
1 Reference Case | 2025 | 60 | Variable Generation (MW) | 750 | 5
1 Reference Case | 2025 | 60 | Variable Generation (MW) | 760 | 4
1 Reference Case | 2025 | 60 | Variable Generation (MW) | 770 | 2
1 Reference Case | 2025 | 60 | Variable Generation (MW) | 780 | 1
1 Reference Case | 2025 | 60 | Variable Generation (MW) | 790 | 1
1 Reference Case | 2025 | 60 | Variable Generation (MW) | 800 | 1
1 Reference Case | 2025 | 60 | Variable Generation (MW) | 810 | 3
1 Reference Case | 2025 | 60 | Variable Generation (MW) | 820 | 2
1 Reference Case | 2025 | 60 | Variable Generation (MW) | 830 | 1
1 Reference Case | 2025 | 60 | Variable Generation (MW) | 840 | 1
1 Reference Case | 2025 | 60 | Variable Generation (MW) | 850 | 4
1 Reference Case | 2025 | 60 | Variable Generation (MW) | 860 | 0
1 Reference Case | 2025 | 60 | Variable Generation (MW) | 870 | 1
1 Reference Case | 2025 | 60 | Variable Generation (MW) | 880 | 2
1 Reference Case | 2025 | 60 | Variable Generation (MW) | 890 | 1
1 Reference Case | 2025 | 60 | Variable Generation (MW) | 900 | 2
1 Reference Case | 2025 | 60 | Variable Generation (MW) | 910 | 0
1 Reference Case | 2025 | 60 | Variable Generation (MW) | 920 | 0
1 Reference Case | 2025 | 60 | Variable Generation (MW) | 930 | 0
1 Reference Case | 2025 | 60 | Variable Generation (MW) | 940 | 0
1 Reference Case | 2025 | 60 | Variable Generation (MW) | 950 | 0
1 Reference Case | 2025 | 60 | Variable Generation (MW) | 960 | 1
1 Reference Case | 2025 | 60 | Variable Generation (MW) | 970 | 1
1 Reference Case | 2025 | 60 | Variable Generation (MW) | 980 | 1
1 Reference Case | 2025 | 60 | Variable Generation (MW) | 990 | 1
1 Reference Case | 2025 | 60 | Variable Generation (MW) | 1000 | 1
1 Reference Case | 2025 | 60 | Variable Generation (MW) | 1010 | 1
1 Reference Case | 2025 | 60 | Variable Generation (MW) | 1020 | 0
1 Reference Case | 2025 | 60 | Variable Generation (MW) | 1030 | 1
1 Reference Case | 2025 | 10 | Net Demand (MW) | -450 | 1
1 Reference Case | 2025 | 10 | Net Demand (MW) | -440 | 0
1 Reference Case | 2025 | 10 | Net Demand (MW) | -430 | 0
1 Reference Case | 2025 | 10 | Net Demand (MW) | -420 | 0
1 Reference Case | 2025 | 10 | Net Demand (MW) | -410 | 0
1 Reference Case | 2025 | 10 | Net Demand (MW) | -400 | 0
1 Reference Case | 2025 | 10 | Net Demand (MW) | -390 | 0
1 Reference Case | 2025 | 10 | Net Demand (MW) | -380 | 0
1 Reference Case | 2025 | 10 | Net Demand (MW) | -370 | 0
1 Reference Case | 2025 | 10 | Net Demand (MW) | -360 | 0
1 Reference Case | 2025 | 10 | Net Demand (MW) | -350 | 0
1 Reference Case | 2025 | 10 | Net Demand (MW) | -340 | 0
1 Reference Case | 2025 | 10 | Net Demand (MW) | -330 | 1
1 Reference Case | 2025 | 10 | Net Demand (MW) | -320 | 0
1 Reference Case | 2025 | 10 | Net Demand (MW) | -310 | 1
1 Reference Case | 2025 | 10 | Net Demand (MW) | -300 | 0
1 Reference Case | 2025 | 10 | Net Demand (MW) | -290 | 0
1 Reference Case | 2025 | 10 | Net Demand (MW) | -280 | 2
1 Reference Case | 2025 | 10 | Net Demand (MW) | -270 | 3
1 Reference Case | 2025 | 10 | Net Demand (MW) | -260 | 1
1 Reference Case | 2025 | 10 | Net Demand (MW) | -250 | 3
1 Reference Case | 2025 | 10 | Net Demand (MW) | -240 | 5
1 Reference Case | 2025 | 10 | Net Demand (MW) | -230 | 6
1 Reference Case | 2025 | 10 | Net Demand (MW) | -220 | 5
1 Reference Case | 2025 | 10 | Net Demand (MW) | -210 | 7
1 Reference Case | 2025 | 10 | Net Demand (MW) | -200 | 8
1 Reference Case | 2025 | 10 | Net Demand (MW) | -190 | 15
1 Reference Case | 2025 | 10 | Net Demand (MW) | -180 | 16
1 Reference Case | 2025 | 10 | Net Demand (MW) | -170 | 35
1 Reference Case | 2025 | 10 | Net Demand (MW) | -160 | 37
1 Reference Case | 2025 | 10 | Net Demand (MW) | -150 | 69
1 Reference Case | 2025 | 10 | Net Demand (MW) | -140 | 107
1 Reference Case | 2025 | 10 | Net Demand (MW) | -130 | 143
1 Reference Case | 2025 | 10 | Net Demand (MW) | -120 | 233
1 Reference Case | 2025 | 10 | Net Demand (MW) | -110 | 334
1 Reference Case | 2025 | 10 | Net Demand (MW) | -100 | 499
1 Reference Case | 2025 | 10 | Net Demand (MW) | -90 | 706
1 Reference Case | 2025 | 10 | Net Demand (MW) | -80 | 954
1 Reference Case | 2025 | 10 | Net Demand (MW) | -70 | 1318
1 Reference Case | 2025 | 10 | Net Demand (MW) | -60 | 1767
1 Reference Case | 2025 | 10 | Net Demand (MW) | -50 | 2341
1 Reference Case | 2025 | 10 | Net Demand (MW) | -40 | 2925
1 Reference Case | 2025 | 10 | Net Demand (MW) | -30 | 3554
1 Reference Case | 2025 | 10 | Net Demand (MW) | -20 | 4219
1 Reference Case | 2025 | 10 | Net Demand (MW) | -10 | 4889
1 Reference Case | 2025 | 10 | Net Demand (MW) | 0 | 5078
1 Reference Case | 2025 | 10 | Net Demand (MW) | 10 | 4691
1 Reference Case | 2025 | 10 | Net Demand (MW) | 20 | 4167
1 Reference Case | 2025 | 10 | Net Demand (MW) | 30 | 3366
1 Reference Case | 2025 | 10 | Net Demand (MW) | 40 | 2717
1 Reference Case | 2025 | 10 | Net Demand (MW) | 50 | 2004
1 Reference Case | 2025 | 10 | Net Demand (MW) | 60 | 1592
1 Reference Case | 2025 | 10 | Net Demand (MW) | 70 | 1246
1 Reference Case | 2025 | 10 | Net Demand (MW) | 80 | 853
1 Reference Case | 2025 | 10 | Net Demand (MW) | 90 | 684
1 Reference Case | 2025 | 10 | Net Demand (MW) | 100 | 508
1 Reference Case | 2025 | 10 | Net Demand (MW) | 110 | 382
1 Reference Case | 2025 | 10 | Net Demand (MW) | 120 | 309
1 Reference Case | 2025 | 10 | Net Demand (MW) | 130 | 234
1 Reference Case | 2025 | 10 | Net Demand (MW) | 140 | 161
1 Reference Case | 2025 | 10 | Net Demand (MW) | 150 | 94
1 Reference Case | 2025 | 10 | Net Demand (MW) | 160 | 95
1 Reference Case | 2025 | 10 | Net Demand (MW) | 170 | 55
1 Reference Case | 2025 | 10 | Net Demand (MW) | 180 | 39
1 Reference Case | 2025 | 10 | Net Demand (MW) | 190 | 24
1 Reference Case | 2025 | 10 | Net Demand (MW) | 200 | 11
1 Reference Case | 2025 | 10 | Net Demand (MW) | 210 | 14
1 Reference Case | 2025 | 10 | Net Demand (MW) | 220 | 11
1 Reference Case | 2025 | 10 | Net Demand (MW) | 230 | 7
1 Reference Case | 2025 | 10 | Net Demand (MW) | 240 | 3
1 Reference Case | 2025 | 10 | Net Demand (MW) | 250 | 2
1 Reference Case | 2025 | 10 | Net Demand (MW) | 260 | 3
1 Reference Case | 2025 | 10 | Net Demand (MW) | 270 | 2
1 Reference Case | 2025 | 10 | Net Demand (MW) | 280 | 1
1 Reference Case | 2025 | 10 | Net Demand (MW) | 290 | 0
1 Reference Case | 2025 | 10 | Net Demand (MW) | 300 | 1
1 Reference Case | 2025 | 10 | Net Demand (MW) | 310 | 1
1 Reference Case | 2025 | 60 | Net Demand (MW) | -1260 | 1
1 Reference Case | 2025 | 60 | Net Demand (MW) | -1250 | 0
1 Reference Case | 2025 | 60 | Net Demand (MW) | -1240 | 1
1 Reference Case | 2025 | 60 | Net Demand (MW) | -1230 | 0
1 Reference Case | 2025 | 60 | Net Demand (MW) | -1220 | 0
1 Reference Case | 2025 | 60 | Net Demand (MW) | -1210 | 0
1 Reference Case | 2025 | 60 | Net Demand (MW) | -1200 | 0
1 Reference Case | 2025 | 60 | Net Demand (MW) | -1190 | 0
1 Reference Case | 2025 | 60 | Net Demand (MW) | -1180 | 0
1 Reference Case | 2025 | 60 | Net Demand (MW) | -1170 | 0
1 Reference Case | 2025 | 60 | Net Demand (MW) | -1160 | 0
1 Reference Case | 2025 | 60 | Net Demand (MW) | -1150 | 0
1 Reference Case | 2025 | 60 | Net Demand (MW) | -1140 | 1
1 Reference Case | 2025 | 60 | Net Demand (MW) | -1130 | 0
1 Reference Case | 2025 | 60 | Net Demand (MW) | -1120 | 0
1 Reference Case | 2025 | 60 | Net Demand (MW) | -1110 | 2
1 Reference Case | 2025 | 60 | Net Demand (MW) | -1100 | 1
1 Reference Case | 2025 | 60 | Net Demand (MW) | -1090 | 3
1 Reference Case | 2025 | 60 | Net Demand (MW) | -1080 | 0
1 Reference Case | 2025 | 60 | Net Demand (MW) | -1070 | 0
1 Reference Case | 2025 | 60 | Net Demand (MW) | -1060 | 2
1 Reference Case | 2025 | 60 | Net Demand (MW) | -1050 | 1
1 Reference Case | 2025 | 60 | Net Demand (MW) | -1040 | 0
1 Reference Case | 2025 | 60 | Net Demand (MW) | -1030 | 0
1 Reference Case | 2025 | 60 | Net Demand (MW) | -1020 | 1
1 Reference Case | 2025 | 60 | Net Demand (MW) | -1010 | 0
1 Reference Case | 2025 | 60 | Net Demand (MW) | -1000 | 1
1 Reference Case | 2025 | 60 | Net Demand (MW) | -990 | 2
1 Reference Case | 2025 | 60 | Net Demand (MW) | -980 | 1
1 Reference Case | 2025 | 60 | Net Demand (MW) | -970 | 3
1 Reference Case | 2025 | 60 | Net Demand (MW) | -960 | 1
1 Reference Case | 2025 | 60 | Net Demand (MW) | -950 | 0
1 Reference Case | 2025 | 60 | Net Demand (MW) | -940 | 0
1 Reference Case | 2025 | 60 | Net Demand (MW) | -930 | 1
1 Reference Case | 2025 | 60 | Net Demand (MW) | -920 | 5
1 Reference Case | 2025 | 60 | Net Demand (MW) | -910 | 0
1 Reference Case | 2025 | 60 | Net Demand (MW) | -900 | 5
1 Reference Case | 2025 | 60 | Net Demand (MW) | -890 | 2
1 Reference Case | 2025 | 60 | Net Demand (MW) | -880 | 0
1 Reference Case | 2025 | 60 | Net Demand (MW) | -870 | 2
1 Reference Case | 2025 | 60 | Net Demand (MW) | -860 | 0
1 Reference Case | 2025 | 60 | Net Demand (MW) | -850 | 8
1 Reference Case | 2025 | 60 | Net Demand (MW) | -840 | 3
1 Reference Case | 2025 | 60 | Net Demand (MW) | -830 | 2
1 Reference Case | 2025 | 60 | Net Demand (MW) | -820 | 2
1 Reference Case | 2025 | 60 | Net Demand (MW) | -810 | 5
1 Reference Case | 2025 | 60 | Net Demand (MW) | -800 | 8
1 Reference Case | 2025 | 60 | Net Demand (MW) | -790 | 7
1 Reference Case | 2025 | 60 | Net Demand (MW) | -780 | 10
1 Reference Case | 2025 | 60 | Net Demand (MW) | -770 | 9
1 Reference Case | 2025 | 60 | Net Demand (MW) | -760 | 10
1 Reference Case | 2025 | 60 | Net Demand (MW) | -750 | 11
1 Reference Case | 2025 | 60 | Net Demand (MW) | -740 | 8
1 Reference Case | 2025 | 60 | Net Demand (MW) | -730 | 9
1 Reference Case | 2025 | 60 | Net Demand (MW) | -720 | 14
1 Reference Case | 2025 | 60 | Net Demand (MW) | -710 | 16
1 Reference Case | 2025 | 60 | Net Demand (MW) | -700 | 13
1 Reference Case | 2025 | 60 | Net Demand (MW) | -690 | 20
1 Reference Case | 2025 | 60 | Net Demand (MW) | -680 | 23
1 Reference Case | 2025 | 60 | Net Demand (MW) | -670 | 20
1 Reference Case | 2025 | 60 | Net Demand (MW) | -660 | 16
1 Reference Case | 2025 | 60 | Net Demand (MW) | -650 | 24
1 Reference Case | 2025 | 60 | Net Demand (MW) | -640 | 34
1 Reference Case | 2025 | 60 | Net Demand (MW) | -630 | 26
1 Reference Case | 2025 | 60 | Net Demand (MW) | -620 | 33
1 Reference Case | 2025 | 60 | Net Demand (MW) | -610 | 46
1 Reference Case | 2025 | 60 | Net Demand (MW) | -600 | 62
1 Reference Case | 2025 | 60 | Net Demand (MW) | -590 | 47
1 Reference Case | 2025 | 60 | Net Demand (MW) | -580 | 57
1 Reference Case | 2025 | 60 | Net Demand (MW) | -570 | 57
1 Reference Case | 2025 | 60 | Net Demand (MW) | -560 | 58
1 Reference Case | 2025 | 60 | Net Demand (MW) | -550 | 68
1 Reference Case | 2025 | 60 | Net Demand (MW) | -540 | 80
1 Reference Case | 2025 | 60 | Net Demand (MW) | -530 | 87
1 Reference Case | 2025 | 60 | Net Demand (MW) | -520 | 98
1 Reference Case | 2025 | 60 | Net Demand (MW) | -510 | 69
1 Reference Case | 2025 | 60 | Net Demand (MW) | -500 | 95
1 Reference Case | 2025 | 60 | Net Demand (MW) | -490 | 111
1 Reference Case | 2025 | 60 | Net Demand (MW) | -480 | 102
1 Reference Case | 2025 | 60 | Net Demand (MW) | -470 | 124
1 Reference Case | 2025 | 60 | Net Demand (MW) | -460 | 121
1 Reference Case | 2025 | 60 | Net Demand (MW) | -450 | 159
1 Reference Case | 2025 | 60 | Net Demand (MW) | -440 | 169
1 Reference Case | 2025 | 60 | Net Demand (MW) | -430 | 164
1 Reference Case | 2025 | 60 | Net Demand (MW) | -420 | 156
1 Reference Case | 2025 | 60 | Net Demand (MW) | -410 | 191
1 Reference Case | 2025 | 60 | Net Demand (MW) | -400 | 207
1 Reference Case | 2025 | 60 | Net Demand (MW) | -390 | 233
1 Reference Case | 2025 | 60 | Net Demand (MW) | -380 | 218
1 Reference Case | 2025 | 60 | Net Demand (MW) | -370 | 248
1 Reference Case | 2025 | 60 | Net Demand (MW) | -360 | 247
1 Reference Case | 2025 | 60 | Net Demand (MW) | -350 | 294
1 Reference Case | 2025 | 60 | Net Demand (MW) | -340 | 280
1 Reference Case | 2025 | 60 | Net Demand (MW) | -330 | 343
1 Reference Case | 2025 | 60 | Net Demand (MW) | -320 | 301
1 Reference Case | 2025 | 60 | Net Demand (MW) | -310 | 360
1 Reference Case | 2025 | 60 | Net Demand (MW) | -300 | 376
1 Reference Case | 2025 | 60 | Net Demand (MW) | -290 | 376
1 Reference Case | 2025 | 60 | Net Demand (MW) | -280 | 357
1 Reference Case | 2025 | 60 | Net Demand (MW) | -270 | 435
1 Reference Case | 2025 | 60 | Net Demand (MW) | -260 | 428
1 Reference Case | 2025 | 60 | Net Demand (MW) | -250 | 429
1 Reference Case | 2025 | 60 | Net Demand (MW) | -240 | 426
1 Reference Case | 2025 | 60 | Net Demand (MW) | -230 | 450
1 Reference Case | 2025 | 60 | Net Demand (MW) | -220 | 527
1 Reference Case | 2025 | 60 | Net Demand (MW) | -210 | 566
1 Reference Case | 2025 | 60 | Net Demand (MW) | -200 | 538
1 Reference Case | 2025 | 60 | Net Demand (MW) | -190 | 581
1 Reference Case | 2025 | 60 | Net Demand (MW) | -180 | 626
1 Reference Case | 2025 | 60 | Net Demand (MW) | -170 | 724
1 Reference Case | 2025 | 60 | Net Demand (MW) | -160 | 662
1 Reference Case | 2025 | 60 | Net Demand (MW) | -150 | 709
1 Reference Case | 2025 | 60 | Net Demand (MW) | -140 | 741
1 Reference Case | 2025 | 60 | Net Demand (MW) | -130 | 837
1 Reference Case | 2025 | 60 | Net Demand (MW) | -120 | 791
1 Reference Case | 2025 | 60 | Net Demand (MW) | -110 | 732
1 Reference Case | 2025 | 60 | Net Demand (MW) | -100 | 806
1 Reference Case | 2025 | 60 | Net Demand (MW) | -90 | 910
1 Reference Case | 2025 | 60 | Net Demand (MW) | -80 | 921
1 Reference Case | 2025 | 60 | Net Demand (MW) | -70 | 928
1 Reference Case | 2025 | 60 | Net Demand (MW) | -60 | 1022
1 Reference Case | 2025 | 60 | Net Demand (MW) | -50 | 973
1 Reference Case | 2025 | 60 | Net Demand (MW) | -40 | 1025
1 Reference Case | 2025 | 60 | Net Demand (MW) | -30 | 1005
1 Reference Case | 2025 | 60 | Net Demand (MW) | -20 | 1051
1 Reference Case | 2025 | 60 | Net Demand (MW) | -10 | 1053
1 Reference Case | 2025 | 60 | Net Demand (MW) | 0 | 1110
1 Reference Case | 2025 | 60 | Net Demand (MW) | 10 | 1075
1 Reference Case | 2025 | 60 | Net Demand (MW) | 20 | 1105
1 Reference Case | 2025 | 60 | Net Demand (MW) | 30 | 1054
1 Reference Case | 2025 | 60 | Net Demand (MW) | 40 | 1085
1 Reference Case | 2025 | 60 | Net Demand (MW) | 50 | 1031
1 Reference Case | 2025 | 60 | Net Demand (MW) | 60 | 976
1 Reference Case | 2025 | 60 | Net Demand (MW) | 70 | 960
1 Reference Case | 2025 | 60 | Net Demand (MW) | 80 | 881
1 Reference Case | 2025 | 60 | Net Demand (MW) | 90 | 868
1 Reference Case | 2025 | 60 | Net Demand (MW) | 100 | 824
1 Reference Case | 2025 | 60 | Net Demand (MW) | 110 | 769
1 Reference Case | 2025 | 60 | Net Demand (MW) | 120 | 782
1 Reference Case | 2025 | 60 | Net Demand (MW) | 130 | 671
1 Reference Case | 2025 | 60 | Net Demand (MW) | 140 | 650
1 Reference Case | 2025 | 60 | Net Demand (MW) | 150 | 646
1 Reference Case | 2025 | 60 | Net Demand (MW) | 160 | 613
1 Reference Case | 2025 | 60 | Net Demand (MW) | 170 | 560
1 Reference Case | 2025 | 60 | Net Demand (MW) | 180 | 547
1 Reference Case | 2025 | 60 | Net Demand (MW) | 190 | 504
1 Reference Case | 2025 | 60 | Net Demand (MW) | 200 | 491
1 Reference Case | 2025 | 60 | Net Demand (MW) | 210 | 476
1 Reference Case | 2025 | 60 | Net Demand (MW) | 220 | 462
1 Reference Case | 2025 | 60 | Net Demand (MW) | 230 | 417
1 Reference Case | 2025 | 60 | Net Demand (MW) | 240 | 390
1 Reference Case | 2025 | 60 | Net Demand (MW) | 250 | 387
1 Reference Case | 2025 | 60 | Net Demand (MW) | 260 | 340
1 Reference Case | 2025 | 60 | Net Demand (MW) | 270 | 392
1 Reference Case | 2025 | 60 | Net Demand (MW) | 280 | 346
1 Reference Case | 2025 | 60 | Net Demand (MW) | 290 | 322
1 Reference Case | 2025 | 60 | Net Demand (MW) | 300 | 280
1 Reference Case | 2025 | 60 | Net Demand (MW) | 310 | 264
1 Reference Case | 2025 | 60 | Net Demand (MW) | 320 | 280
1 Reference Case | 2025 | 60 | Net Demand (MW) | 330 | 256
1 Reference Case | 2025 | 60 | Net Demand (MW) | 340 | 237
1 Reference Case | 2025 | 60 | Net Demand (MW) | 350 | 216
1 Reference Case | 2025 | 60 | Net Demand (MW) | 360 | 204
1 Reference Case | 2025 | 60 | Net Demand (MW) | 370 | 186
1 Reference Case | 2025 | 60 | Net Demand (MW) | 380 | 192
1 Reference Case | 2025 | 60 | Net Demand (MW) | 390 | 171
1 Reference Case | 2025 | 60 | Net Demand (MW) | 400 | 195
1 Reference Case | 2025 | 60 | Net Demand (MW) | 410 | 164
1 Reference Case | 2025 | 60 | Net Demand (MW) | 420 | 178
1 Reference Case | 2025 | 60 | Net Demand (MW) | 430 | 149
1 Reference Case | 2025 | 60 | Net Demand (MW) | 440 | 159
1 Reference Case | 2025 | 60 | Net Demand (MW) | 450 | 112
1 Reference Case | 2025 | 60 | Net Demand (MW) | 460 | 143
1 Reference Case | 2025 | 60 | Net Demand (MW) | 470 | 141
1 Reference Case | 2025 | 60 | Net Demand (MW) | 480 | 112
1 Reference Case | 2025 | 60 | Net Demand (MW) | 490 | 111
1 Reference Case | 2025 | 60 | Net Demand (MW) | 500 | 128
1 Reference Case | 2025 | 60 | Net Demand (MW) | 510 | 97
1 Reference Case | 2025 | 60 | Net Demand (MW) | 520 | 106
1 Reference Case | 2025 | 60 | Net Demand (MW) | 530 | 111
1 Reference Case | 2025 | 60 | Net Demand (MW) | 540 | 82
1 Reference Case | 2025 | 60 | Net Demand (MW) | 550 | 73
1 Reference Case | 2025 | 60 | Net Demand (MW) | 560 | 70
1 Reference Case | 2025 | 60 | Net Demand (MW) | 570 | 83
1 Reference Case | 2025 | 60 | Net Demand (MW) | 580 | 73
1 Reference Case | 2025 | 60 | Net Demand (MW) | 590 | 52
1 Reference Case | 2025 | 60 | Net Demand (MW) | 600 | 54
1 Reference Case | 2025 | 60 | Net Demand (MW) | 610 | 62
1 Reference Case | 2025 | 60 | Net Demand (MW) | 620 | 69
1 Reference Case | 2025 | 60 | Net Demand (MW) | 630 | 54
1 Reference Case | 2025 | 60 | Net Demand (MW) | 640 | 60
1 Reference Case | 2025 | 60 | Net Demand (MW) | 650 | 49
1 Reference Case | 2025 | 60 | Net Demand (MW) | 660 | 43
1 Reference Case | 2025 | 60 | Net Demand (MW) | 670 | 46
1 Reference Case | 2025 | 60 | Net Demand (MW) | 680 | 52
1 Reference Case | 2025 | 60 | Net Demand (MW) | 690 | 33
1 Reference Case | 2025 | 60 | Net Demand (MW) | 700 | 36
1 Reference Case | 2025 | 60 | Net Demand (MW) | 710 | 29
1 Reference Case | 2025 | 60 | Net Demand (MW) | 720 | 36
1 Reference Case | 2025 | 60 | Net Demand (MW) | 730 | 28
1 Reference Case | 2025 | 60 | Net Demand (MW) | 740 | 24
1 Reference Case | 2025 | 60 | Net Demand (MW) | 750 | 24
1 Reference Case | 2025 | 60 | Net Demand (MW) | 760 | 30
1 Reference Case | 2025 | 60 | Net Demand (MW) | 770 | 32
1 Reference Case | 2025 | 60 | Net Demand (MW) | 780 | 19
1 Reference Case | 2025 | 60 | Net Demand (MW) | 790 | 15
1 Reference Case | 2025 | 60 | Net Demand (MW) | 800 | 16
1 Reference Case | 2025 | 60 | Net Demand (MW) | 810 | 16
1 Reference Case | 2025 | 60 | Net Demand (MW) | 820 | 13
1 Reference Case | 2025 | 60 | Net Demand (MW) | 830 | 8
1 Reference Case | 2025 | 60 | Net Demand (MW) | 840 | 9
1 Reference Case | 2025 | 60 | Net Demand (MW) | 850 | 15
1 Reference Case | 2025 | 60 | Net Demand (MW) | 860 | 11
1 Reference Case | 2025 | 60 | Net Demand (MW) | 870 | 5
1 Reference Case | 2025 | 60 | Net Demand (MW) | 880 | 4
1 Reference Case | 2025 | 60 | Net Demand (MW) | 890 | 6
1 Reference Case | 2025 | 60 | Net Demand (MW) | 900 | 7
1 Reference Case | 2025 | 60 | Net Demand (MW) | 910 | 11
1 Reference Case | 2025 | 60 | Net Demand (MW) | 920 | 3
1 Reference Case | 2025 | 60 | Net Demand (MW) | 930 | 9
1 Reference Case | 2025 | 60 | Net Demand (MW) | 940 | 2
1 Reference Case | 2025 | 60 | Net Demand (MW) | 950 | 3
1 Reference Case | 2025 | 60 | Net Demand (MW) | 960 | 4
1 Reference Case | 2025 | 60 | Net Demand (MW) | 970 | 5
1 Reference Case | 2025 | 60 | Net Demand (MW) | 980 | 1
1 Reference Case | 2025 | 60 | Net Demand (MW) | 990 | 1
1 Reference Case | 2025 | 60 | Net Demand (MW) | 1000 | 2
1 Reference Case | 2025 | 60 | Net Demand (MW) | 1010 | 0
1 Reference Case | 2025 | 60 | Net Demand (MW) | 1020 | 3
1 Reference Case | 2025 | 60 | Net Demand (MW) | 1030 | 1
1 Reference Case | 2025 | 60 | Net Demand (MW) | 1040 | 1
1 Reference Case | 2025 | 60 | Net Demand (MW) | 1050 | 0
1 Reference Case | 2025 | 60 | Net Demand (MW) | 1060 | 3
1 Reference Case | 2025 | 60 | Net Demand (MW) | 1070 | 2
1 Reference Case | 2025 | 60 | Net Demand (MW) | 1080 | 2
1 Reference Case | 2025 | 60 | Net Demand (MW) | 1090 | 1
1 Reference Case | 2025 | 60 | Net Demand (MW) | 1100 | 1
1 Reference Case | 2025 | 60 | Net Demand (MW) | 1110 | 1
1 Reference Case | 2025 | 60 | Net Demand (MW) | 1120 | 0
1 Reference Case | 2025 | 60 | Net Demand (MW) | 1130 | 0
1 Reference Case | 2025 | 60 | Net Demand (MW) | 1140 | 1
1 Reference Case | 2025 | 60 | Net Demand (MW) | 1150 | 1
1 Reference Case | 2025 | 60 | Net Demand (MW) | 1160 | 1
1 Reference Case | 2025 | 60 | Net Demand (MW) | 1170 | 0
1 Reference Case | 2025 | 60 | Net Demand (MW) | 1180 | 0
1 Reference Case | 2025 | 60 | Net Demand (MW) | 1190 | 1
1 Reference Case | 2025 | 60 | Net Demand (MW) | 1200 | 0
1 Reference Case | 2025 | 60 | Net Demand (MW) | 1210 | 0
1 Reference Case | 2025 | 60 | Net Demand (MW) | 1220 | 1
1 Reference Case | 2025 | 60 | Net Demand (MW) | 1230 | 1
1 Reference Case | 2025 | 60 | Net Demand (MW) | 1240 | 1
1 Reference Case | 2025 | 60 | Net Demand (MW) | 1250 | 0
1 Reference Case | 2025 | 60 | Net Demand (MW) | 1260 | 2
1 Reference Case | 2025 | 60 | Net Demand (MW) | 1270 | 1
1 Reference Case | 2026 | 10 | Alberta Internal Load (MW) | -390 | 1
1 Reference Case | 2026 | 10 | Alberta Internal Load (MW) | -380 | 0
1 Reference Case | 2026 | 10 | Alberta Internal Load (MW) | -370 | 0
1 Reference Case | 2026 | 10 | Alberta Internal Load (MW) | -360 | 0
1 Reference Case | 2026 | 10 | Alberta Internal Load (MW) | -350 | 0
1 Reference Case | 2026 | 10 | Alberta Internal Load (MW) | -340 | 0
1 Reference Case | 2026 | 10 | Alberta Internal Load (MW) | -330 | 0
1 Reference Case | 2026 | 10 | Alberta Internal Load (MW) | -320 | 0
1 Reference Case | 2026 | 10 | Alberta Internal Load (MW) | -310 | 0
1 Reference Case | 2026 | 10 | Alberta Internal Load (MW) | -300 | 0
1 Reference Case | 2026 | 10 | Alberta Internal Load (MW) | -290 | 0
1 Reference Case | 2026 | 10 | Alberta Internal Load (MW) | -280 | 0
1 Reference Case | 2026 | 10 | Alberta Internal Load (MW) | -270 | 0
1 Reference Case | 2026 | 10 | Alberta Internal Load (MW) | -260 | 0
1 Reference Case | 2026 | 10 | Alberta Internal Load (MW) | -250 | 0
1 Reference Case | 2026 | 10 | Alberta Internal Load (MW) | -240 | 1
1 Reference Case | 2026 | 10 | Alberta Internal Load (MW) | -230 | 2
1 Reference Case | 2026 | 10 | Alberta Internal Load (MW) | -220 | 1
1 Reference Case | 2026 | 10 | Alberta Internal Load (MW) | -210 | 0
1 Reference Case | 2026 | 10 | Alberta Internal Load (MW) | -200 | 0
1 Reference Case | 2026 | 10 | Alberta Internal Load (MW) | -190 | 0
1 Reference Case | 2026 | 10 | Alberta Internal Load (MW) | -180 | 1
1 Reference Case | 2026 | 10 | Alberta Internal Load (MW) | -170 | 3
1 Reference Case | 2026 | 10 | Alberta Internal Load (MW) | -160 | 10
1 Reference Case | 2026 | 10 | Alberta Internal Load (MW) | -150 | 11
1 Reference Case | 2026 | 10 | Alberta Internal Load (MW) | -140 | 21
1 Reference Case | 2026 | 10 | Alberta Internal Load (MW) | -130 | 49
1 Reference Case | 2026 | 10 | Alberta Internal Load (MW) | -120 | 76
1 Reference Case | 2026 | 10 | Alberta Internal Load (MW) | -110 | 127
1 Reference Case | 2026 | 10 | Alberta Internal Load (MW) | -100 | 216
1 Reference Case | 2026 | 10 | Alberta Internal Load (MW) | -90 | 371
1 Reference Case | 2026 | 10 | Alberta Internal Load (MW) | -80 | 515
1 Reference Case | 2026 | 10 | Alberta Internal Load (MW) | -70 | 783
1 Reference Case | 2026 | 10 | Alberta Internal Load (MW) | -60 | 1270
1 Reference Case | 2026 | 10 | Alberta Internal Load (MW) | -50 | 2046
1 Reference Case | 2026 | 10 | Alberta Internal Load (MW) | -40 | 2860
1 Reference Case | 2026 | 10 | Alberta Internal Load (MW) | -30 | 3961
1 Reference Case | 2026 | 10 | Alberta Internal Load (MW) | -20 | 5257
1 Reference Case | 2026 | 10 | Alberta Internal Load (MW) | -10 | 6379
1 Reference Case | 2026 | 10 | Alberta Internal Load (MW) | 0 | 6844
1 Reference Case | 2026 | 10 | Alberta Internal Load (MW) | 10 | 5975
1 Reference Case | 2026 | 10 | Alberta Internal Load (MW) | 20 | 4587
1 Reference Case | 2026 | 10 | Alberta Internal Load (MW) | 30 | 3273
1 Reference Case | 2026 | 10 | Alberta Internal Load (MW) | 40 | 2272
1 Reference Case | 2026 | 10 | Alberta Internal Load (MW) | 50 | 1561
1 Reference Case | 2026 | 10 | Alberta Internal Load (MW) | 60 | 1141
1 Reference Case | 2026 | 10 | Alberta Internal Load (MW) | 70 | 794
1 Reference Case | 2026 | 10 | Alberta Internal Load (MW) | 80 | 546
1 Reference Case | 2026 | 10 | Alberta Internal Load (MW) | 90 | 407
1 Reference Case | 2026 | 10 | Alberta Internal Load (MW) | 100 | 335
1 Reference Case | 2026 | 10 | Alberta Internal Load (MW) | 110 | 223
1 Reference Case | 2026 | 10 | Alberta Internal Load (MW) | 120 | 203
1 Reference Case | 2026 | 10 | Alberta Internal Load (MW) | 130 | 166
1 Reference Case | 2026 | 10 | Alberta Internal Load (MW) | 140 | 108
1 Reference Case | 2026 | 10 | Alberta Internal Load (MW) | 150 | 76
1 Reference Case | 2026 | 10 | Alberta Internal Load (MW) | 160 | 45
1 Reference Case | 2026 | 10 | Alberta Internal Load (MW) | 170 | 14
1 Reference Case | 2026 | 10 | Alberta Internal Load (MW) | 180 | 11
1 Reference Case | 2026 | 10 | Alberta Internal Load (MW) | 190 | 7
1 Reference Case | 2026 | 10 | Alberta Internal Load (MW) | 200 | 4
1 Reference Case | 2026 | 10 | Alberta Internal Load (MW) | 210 | 1
1 Reference Case | 2026 | 10 | Alberta Internal Load (MW) | 220 | 1
1 Reference Case | 2026 | 10 | Alberta Internal Load (MW) | 230 | 0
1 Reference Case | 2026 | 10 | Alberta Internal Load (MW) | 240 | 1
1 Reference Case | 2026 | 10 | Alberta Internal Load (MW) | 250 | 1
1 Reference Case | 2026 | 10 | Alberta Internal Load (MW) | 260 | 0
1 Reference Case | 2026 | 10 | Alberta Internal Load (MW) | 270 | 0
1 Reference Case | 2026 | 10 | Alberta Internal Load (MW) | 280 | 0
1 Reference Case | 2026 | 10 | Alberta Internal Load (MW) | 290 | 1
1 Reference Case | 2026 | 10 | Alberta Internal Load (MW) | 300 | 1
1 Reference Case | 2026 | 60 | Alberta Internal Load (MW) | -660 | 2
1 Reference Case | 2026 | 60 | Alberta Internal Load (MW) | -650 | 1
1 Reference Case | 2026 | 60 | Alberta Internal Load (MW) | -640 | 0
1 Reference Case | 2026 | 60 | Alberta Internal Load (MW) | -630 | 2
1 Reference Case | 2026 | 60 | Alberta Internal Load (MW) | -620 | 5
1 Reference Case | 2026 | 60 | Alberta Internal Load (MW) | -610 | 5
1 Reference Case | 2026 | 60 | Alberta Internal Load (MW) | -600 | 6
1 Reference Case | 2026 | 60 | Alberta Internal Load (MW) | -590 | 9
1 Reference Case | 2026 | 60 | Alberta Internal Load (MW) | -580 | 13
1 Reference Case | 2026 | 60 | Alberta Internal Load (MW) | -570 | 16
1 Reference Case | 2026 | 60 | Alberta Internal Load (MW) | -560 | 15
1 Reference Case | 2026 | 60 | Alberta Internal Load (MW) | -550 | 34
1 Reference Case | 2026 | 60 | Alberta Internal Load (MW) | -540 | 43
1 Reference Case | 2026 | 60 | Alberta Internal Load (MW) | -530 | 38
1 Reference Case | 2026 | 60 | Alberta Internal Load (MW) | -520 | 53
1 Reference Case | 2026 | 60 | Alberta Internal Load (MW) | -510 | 66
1 Reference Case | 2026 | 60 | Alberta Internal Load (MW) | -500 | 82
1 Reference Case | 2026 | 60 | Alberta Internal Load (MW) | -490 | 78
1 Reference Case | 2026 | 60 | Alberta Internal Load (MW) | -480 | 79
1 Reference Case | 2026 | 60 | Alberta Internal Load (MW) | -470 | 76
1 Reference Case | 2026 | 60 | Alberta Internal Load (MW) | -460 | 77
1 Reference Case | 2026 | 60 | Alberta Internal Load (MW) | -450 | 89
1 Reference Case | 2026 | 60 | Alberta Internal Load (MW) | -440 | 110
1 Reference Case | 2026 | 60 | Alberta Internal Load (MW) | -430 | 90
1 Reference Case | 2026 | 60 | Alberta Internal Load (MW) | -420 | 94
1 Reference Case | 2026 | 60 | Alberta Internal Load (MW) | -410 | 112
1 Reference Case | 2026 | 60 | Alberta Internal Load (MW) | -400 | 103
1 Reference Case | 2026 | 60 | Alberta Internal Load (MW) | -390 | 118
1 Reference Case | 2026 | 60 | Alberta Internal Load (MW) | -380 | 107
1 Reference Case | 2026 | 60 | Alberta Internal Load (MW) | -370 | 118
1 Reference Case | 2026 | 60 | Alberta Internal Load (MW) | -360 | 178
1 Reference Case | 2026 | 60 | Alberta Internal Load (MW) | -350 | 156
1 Reference Case | 2026 | 60 | Alberta Internal Load (MW) | -340 | 193
1 Reference Case | 2026 | 60 | Alberta Internal Load (MW) | -330 | 222
1 Reference Case | 2026 | 60 | Alberta Internal Load (MW) | -320 | 243
1 Reference Case | 2026 | 60 | Alberta Internal Load (MW) | -310 | 288
1 Reference Case | 2026 | 60 | Alberta Internal Load (MW) | -300 | 296
1 Reference Case | 2026 | 60 | Alberta Internal Load (MW) | -290 | 319
1 Reference Case | 2026 | 60 | Alberta Internal Load (MW) | -280 | 307
1 Reference Case | 2026 | 60 | Alberta Internal Load (MW) | -270 | 338
1 Reference Case | 2026 | 60 | Alberta Internal Load (MW) | -260 | 336
1 Reference Case | 2026 | 60 | Alberta Internal Load (MW) | -250 | 419
1 Reference Case | 2026 | 60 | Alberta Internal Load (MW) | -240 | 377
1 Reference Case | 2026 | 60 | Alberta Internal Load (MW) | -230 | 426
1 Reference Case | 2026 | 60 | Alberta Internal Load (MW) | -220 | 447
1 Reference Case | 2026 | 60 | Alberta Internal Load (MW) | -210 | 487
1 Reference Case | 2026 | 60 | Alberta Internal Load (MW) | -200 | 505
1 Reference Case | 2026 | 60 | Alberta Internal Load (MW) | -190 | 597
1 Reference Case | 2026 | 60 | Alberta Internal Load (MW) | -180 | 587
1 Reference Case | 2026 | 60 | Alberta Internal Load (MW) | -170 | 573
1 Reference Case | 2026 | 60 | Alberta Internal Load (MW) | -160 | 666
1 Reference Case | 2026 | 60 | Alberta Internal Load (MW) | -150 | 682
1 Reference Case | 2026 | 60 | Alberta Internal Load (MW) | -140 | 757
1 Reference Case | 2026 | 60 | Alberta Internal Load (MW) | -130 | 772
1 Reference Case | 2026 | 60 | Alberta Internal Load (MW) | -120 | 785
1 Reference Case | 2026 | 60 | Alberta Internal Load (MW) | -110 | 904
1 Reference Case | 2026 | 60 | Alberta Internal Load (MW) | -100 | 970
1 Reference Case | 2026 | 60 | Alberta Internal Load (MW) | -90 | 1032
1 Reference Case | 2026 | 60 | Alberta Internal Load (MW) | -80 | 1118
1 Reference Case | 2026 | 60 | Alberta Internal Load (MW) | -70 | 1277
1 Reference Case | 2026 | 60 | Alberta Internal Load (MW) | -60 | 1302
1 Reference Case | 2026 | 60 | Alberta Internal Load (MW) | -50 | 1479
1 Reference Case | 2026 | 60 | Alberta Internal Load (MW) | -40 | 1515
1 Reference Case | 2026 | 60 | Alberta Internal Load (MW) | -30 | 1547
1 Reference Case | 2026 | 60 | Alberta Internal Load (MW) | -20 | 1674
1 Reference Case | 2026 | 60 | Alberta Internal Load (MW) | -10 | 1687
1 Reference Case | 2026 | 60 | Alberta Internal Load (MW) | 0 | 1584
1 Reference Case | 2026 | 60 | Alberta Internal Load (MW) | 10 | 1612
1 Reference Case | 2026 | 60 | Alberta Internal Load (MW) | 20 | 1506
1 Reference Case | 2026 | 60 | Alberta Internal Load (MW) | 30 | 1429
1 Reference Case | 2026 | 60 | Alberta Internal Load (MW) | 40 | 1352
1 Reference Case | 2026 | 60 | Alberta Internal Load (MW) | 50 | 1232
1 Reference Case | 2026 | 60 | Alberta Internal Load (MW) | 60 | 1087
1 Reference Case | 2026 | 60 | Alberta Internal Load (MW) | 70 | 1007
1 Reference Case | 2026 | 60 | Alberta Internal Load (MW) | 80 | 904
1 Reference Case | 2026 | 60 | Alberta Internal Load (MW) | 90 | 837
1 Reference Case | 2026 | 60 | Alberta Internal Load (MW) | 100 | 772
1 Reference Case | 2026 | 60 | Alberta Internal Load (MW) | 110 | 700
1 Reference Case | 2026 | 60 | Alberta Internal Load (MW) | 120 | 689
1 Reference Case | 2026 | 60 | Alberta Internal Load (MW) | 130 | 614
1 Reference Case | 2026 | 60 | Alberta Internal Load (MW) | 140 | 577
1 Reference Case | 2026 | 60 | Alberta Internal Load (MW) | 150 | 524
1 Reference Case | 2026 | 60 | Alberta Internal Load (MW) | 160 | 492
1 Reference Case | 2026 | 60 | Alberta Internal Load (MW) | 170 | 475
1 Reference Case | 2026 | 60 | Alberta Internal Load (MW) | 180 | 471
1 Reference Case | 2026 | 60 | Alberta Internal Load (MW) | 190 | 446
1 Reference Case | 2026 | 60 | Alberta Internal Load (MW) | 200 | 449
1 Reference Case | 2026 | 60 | Alberta Internal Load (MW) | 210 | 376
1 Reference Case | 2026 | 60 | Alberta Internal Load (MW) | 220 | 337
1 Reference Case | 2026 | 60 | Alberta Internal Load (MW) | 230 | 352
1 Reference Case | 2026 | 60 | Alberta Internal Load (MW) | 240 | 304
1 Reference Case | 2026 | 60 | Alberta Internal Load (MW) | 250 | 308
1 Reference Case | 2026 | 60 | Alberta Internal Load (MW) | 260 | 280
1 Reference Case | 2026 | 60 | Alberta Internal Load (MW) | 270 | 308
1 Reference Case | 2026 | 60 | Alberta Internal Load (MW) | 280 | 252
1 Reference Case | 2026 | 60 | Alberta Internal Load (MW) | 290 | 263
1 Reference Case | 2026 | 60 | Alberta Internal Load (MW) | 300 | 224
1 Reference Case | 2026 | 60 | Alberta Internal Load (MW) | 310 | 221
1 Reference Case | 2026 | 60 | Alberta Internal Load (MW) | 320 | 206
1 Reference Case | 2026 | 60 | Alberta Internal Load (MW) | 330 | 201
1 Reference Case | 2026 | 60 | Alberta Internal Load (MW) | 340 | 165
1 Reference Case | 2026 | 60 | Alberta Internal Load (MW) | 350 | 165
1 Reference Case | 2026 | 60 | Alberta Internal Load (MW) | 360 | 175
1 Reference Case | 2026 | 60 | Alberta Internal Load (MW) | 370 | 171
1 Reference Case | 2026 | 60 | Alberta Internal Load (MW) | 380 | 168
1 Reference Case | 2026 | 60 | Alberta Internal Load (MW) | 390 | 136
1 Reference Case | 2026 | 60 | Alberta Internal Load (MW) | 400 | 138
1 Reference Case | 2026 | 60 | Alberta Internal Load (MW) | 410 | 120
1 Reference Case | 2026 | 60 | Alberta Internal Load (MW) | 420 | 110
1 Reference Case | 2026 | 60 | Alberta Internal Load (MW) | 430 | 109
1 Reference Case | 2026 | 60 | Alberta Internal Load (MW) | 440 | 93
1 Reference Case | 2026 | 60 | Alberta Internal Load (MW) | 450 | 97
1 Reference Case | 2026 | 60 | Alberta Internal Load (MW) | 460 | 84
1 Reference Case | 2026 | 60 | Alberta Internal Load (MW) | 470 | 73
1 Reference Case | 2026 | 60 | Alberta Internal Load (MW) | 480 | 70
1 Reference Case | 2026 | 60 | Alberta Internal Load (MW) | 490 | 62
1 Reference Case | 2026 | 60 | Alberta Internal Load (MW) | 500 | 69
1 Reference Case | 2026 | 60 | Alberta Internal Load (MW) | 510 | 58
1 Reference Case | 2026 | 60 | Alberta Internal Load (MW) | 520 | 45
1 Reference Case | 2026 | 60 | Alberta Internal Load (MW) | 530 | 48
1 Reference Case | 2026 | 60 | Alberta Internal Load (MW) | 540 | 45
1 Reference Case | 2026 | 60 | Alberta Internal Load (MW) | 550 | 50
1 Reference Case | 2026 | 60 | Alberta Internal Load (MW) | 560 | 44
1 Reference Case | 2026 | 60 | Alberta Internal Load (MW) | 570 | 45
1 Reference Case | 2026 | 60 | Alberta Internal Load (MW) | 580 | 48
1 Reference Case | 2026 | 60 | Alberta Internal Load (MW) | 590 | 32
1 Reference Case | 2026 | 60 | Alberta Internal Load (MW) | 600 | 39
1 Reference Case | 2026 | 60 | Alberta Internal Load (MW) | 610 | 39
1 Reference Case | 2026 | 60 | Alberta Internal Load (MW) | 620 | 38
1 Reference Case | 2026 | 60 | Alberta Internal Load (MW) | 630 | 55
1 Reference Case | 2026 | 60 | Alberta Internal Load (MW) | 640 | 50
1 Reference Case | 2026 | 60 | Alberta Internal Load (MW) | 650 | 44
1 Reference Case | 2026 | 60 | Alberta Internal Load (MW) | 660 | 37
1 Reference Case | 2026 | 60 | Alberta Internal Load (MW) | 670 | 32
1 Reference Case | 2026 | 60 | Alberta Internal Load (MW) | 680 | 32
1 Reference Case | 2026 | 60 | Alberta Internal Load (MW) | 690 | 42
1 Reference Case | 2026 | 60 | Alberta Internal Load (MW) | 700 | 37
1 Reference Case | 2026 | 60 | Alberta Internal Load (MW) | 710 | 32
1 Reference Case | 2026 | 60 | Alberta Internal Load (MW) | 720 | 37
1 Reference Case | 2026 | 60 | Alberta Internal Load (MW) | 730 | 19
1 Reference Case | 2026 | 60 | Alberta Internal Load (MW) | 740 | 24
1 Reference Case | 2026 | 60 | Alberta Internal Load (MW) | 750 | 23
1 Reference Case | 2026 | 60 | Alberta Internal Load (MW) | 760 | 12
1 Reference Case | 2026 | 60 | Alberta Internal Load (MW) | 770 | 12
1 Reference Case | 2026 | 60 | Alberta Internal Load (MW) | 780 | 12
1 Reference Case | 2026 | 60 | Alberta Internal Load (MW) | 790 | 7
1 Reference Case | 2026 | 60 | Alberta Internal Load (MW) | 800 | 9
1 Reference Case | 2026 | 60 | Alberta Internal Load (MW) | 810 | 5
1 Reference Case | 2026 | 60 | Alberta Internal Load (MW) | 820 | 1
1 Reference Case | 2026 | 60 | Alberta Internal Load (MW) | 830 | 3
1 Reference Case | 2026 | 10 | Variable Generation (MW) | -270 | 1
1 Reference Case | 2026 | 10 | Variable Generation (MW) | -260 | 0
1 Reference Case | 2026 | 10 | Variable Generation (MW) | -250 | 0
1 Reference Case | 2026 | 10 | Variable Generation (MW) | -240 | 3
1 Reference Case | 2026 | 10 | Variable Generation (MW) | -230 | 0
1 Reference Case | 2026 | 10 | Variable Generation (MW) | -220 | 0
1 Reference Case | 2026 | 10 | Variable Generation (MW) | -210 | 4
1 Reference Case | 2026 | 10 | Variable Generation (MW) | -200 | 1
1 Reference Case | 2026 | 10 | Variable Generation (MW) | -190 | 3
1 Reference Case | 2026 | 10 | Variable Generation (MW) | -180 | 5
1 Reference Case | 2026 | 10 | Variable Generation (MW) | -170 | 8
1 Reference Case | 2026 | 10 | Variable Generation (MW) | -160 | 8
1 Reference Case | 2026 | 10 | Variable Generation (MW) | -150 | 10
1 Reference Case | 2026 | 10 | Variable Generation (MW) | -140 | 26
1 Reference Case | 2026 | 10 | Variable Generation (MW) | -130 | 46
1 Reference Case | 2026 | 10 | Variable Generation (MW) | -120 | 52
1 Reference Case | 2026 | 10 | Variable Generation (MW) | -110 | 86
1 Reference Case | 2026 | 10 | Variable Generation (MW) | -100 | 118
1 Reference Case | 2026 | 10 | Variable Generation (MW) | -90 | 188
1 Reference Case | 2026 | 10 | Variable Generation (MW) | -80 | 340
1 Reference Case | 2026 | 10 | Variable Generation (MW) | -70 | 480
1 Reference Case | 2026 | 10 | Variable Generation (MW) | -60 | 789
1 Reference Case | 2026 | 10 | Variable Generation (MW) | -50 | 1175
1 Reference Case | 2026 | 10 | Variable Generation (MW) | -40 | 1856
1 Reference Case | 2026 | 10 | Variable Generation (MW) | -30 | 3106
1 Reference Case | 2026 | 10 | Variable Generation (MW) | -20 | 4951
1 Reference Case | 2026 | 10 | Variable Generation (MW) | -10 | 8019
1 Reference Case | 2026 | 10 | Variable Generation (MW) | 0 | 10940
1 Reference Case | 2026 | 10 | Variable Generation (MW) | 10 | 7295
1 Reference Case | 2026 | 10 | Variable Generation (MW) | 20 | 4725
1 Reference Case | 2026 | 10 | Variable Generation (MW) | 30 | 3026
1 Reference Case | 2026 | 10 | Variable Generation (MW) | 40 | 1782
1 Reference Case | 2026 | 10 | Variable Generation (MW) | 50 | 1209
1 Reference Case | 2026 | 10 | Variable Generation (MW) | 60 | 799
1 Reference Case | 2026 | 10 | Variable Generation (MW) | 70 | 514
1 Reference Case | 2026 | 10 | Variable Generation (MW) | 80 | 316
1 Reference Case | 2026 | 10 | Variable Generation (MW) | 90 | 232
1 Reference Case | 2026 | 10 | Variable Generation (MW) | 100 | 128
1 Reference Case | 2026 | 10 | Variable Generation (MW) | 110 | 98
1 Reference Case | 2026 | 10 | Variable Generation (MW) | 120 | 60
1 Reference Case | 2026 | 10 | Variable Generation (MW) | 130 | 46
1 Reference Case | 2026 | 10 | Variable Generation (MW) | 140 | 41
1 Reference Case | 2026 | 10 | Variable Generation (MW) | 150 | 14
1 Reference Case | 2026 | 10 | Variable Generation (MW) | 160 | 17
1 Reference Case | 2026 | 10 | Variable Generation (MW) | 170 | 8
1 Reference Case | 2026 | 10 | Variable Generation (MW) | 180 | 13
1 Reference Case | 2026 | 10 | Variable Generation (MW) | 190 | 3
1 Reference Case | 2026 | 10 | Variable Generation (MW) | 200 | 4
1 Reference Case | 2026 | 10 | Variable Generation (MW) | 210 | 3
1 Reference Case | 2026 | 10 | Variable Generation (MW) | 220 | 2
1 Reference Case | 2026 | 10 | Variable Generation (MW) | 230 | 5
1 Reference Case | 2026 | 10 | Variable Generation (MW) | 240 | 1
1 Reference Case | 2026 | 10 | Variable Generation (MW) | 250 | 0
1 Reference Case | 2026 | 10 | Variable Generation (MW) | 260 | 1
1 Reference Case | 2026 | 10 | Variable Generation (MW) | 270 | 0
1 Reference Case | 2026 | 10 | Variable Generation (MW) | 280 | 0
1 Reference Case | 2026 | 10 | Variable Generation (MW) | 290 | 0
1 Reference Case | 2026 | 10 | Variable Generation (MW) | 300 | 0
1 Reference Case | 2026 | 10 | Variable Generation (MW) | 310 | 1
1 Reference Case | 2026 | 10 | Variable Generation (MW) | 320 | 0
1 Reference Case | 2026 | 10 | Variable Generation (MW) | 330 | 1
1 Reference Case | 2026 | 60 | Variable Generation (MW) | -1040 | 1
1 Reference Case | 2026 | 60 | Variable Generation (MW) | -1030 | 1
1 Reference Case | 2026 | 60 | Variable Generation (MW) | -1020 | 0
1 Reference Case | 2026 | 60 | Variable Generation (MW) | -1010 | 0
1 Reference Case | 2026 | 60 | Variable Generation (MW) | -1000 | 1
1 Reference Case | 2026 | 60 | Variable Generation (MW) | -990 | 0
1 Reference Case | 2026 | 60 | Variable Generation (MW) | -980 | 0
1 Reference Case | 2026 | 60 | Variable Generation (MW) | -970 | 1
1 Reference Case | 2026 | 60 | Variable Generation (MW) | -960 | 0
1 Reference Case | 2026 | 60 | Variable Generation (MW) | -950 | 2
1 Reference Case | 2026 | 60 | Variable Generation (MW) | -940 | 0
1 Reference Case | 2026 | 60 | Variable Generation (MW) | -930 | 0
1 Reference Case | 2026 | 60 | Variable Generation (MW) | -920 | 0
1 Reference Case | 2026 | 60 | Variable Generation (MW) | -910 | 0
1 Reference Case | 2026 | 60 | Variable Generation (MW) | -900 | 0
1 Reference Case | 2026 | 60 | Variable Generation (MW) | -890 | 0
1 Reference Case | 2026 | 60 | Variable Generation (MW) | -880 | 0
1 Reference Case | 2026 | 60 | Variable Generation (MW) | -870 | 2
1 Reference Case | 2026 | 60 | Variable Generation (MW) | -860 | 0
1 Reference Case | 2026 | 60 | Variable Generation (MW) | -850 | 1
1 Reference Case | 2026 | 60 | Variable Generation (MW) | -840 | 0
1 Reference Case | 2026 | 60 | Variable Generation (MW) | -830 | 2
1 Reference Case | 2026 | 60 | Variable Generation (MW) | -820 | 0
1 Reference Case | 2026 | 60 | Variable Generation (MW) | -810 | 1
1 Reference Case | 2026 | 60 | Variable Generation (MW) | -800 | 0
1 Reference Case | 2026 | 60 | Variable Generation (MW) | -790 | 0
1 Reference Case | 2026 | 60 | Variable Generation (MW) | -780 | 0
1 Reference Case | 2026 | 60 | Variable Generation (MW) | -770 | 0
1 Reference Case | 2026 | 60 | Variable Generation (MW) | -760 | 2
1 Reference Case | 2026 | 60 | Variable Generation (MW) | -750 | 1
1 Reference Case | 2026 | 60 | Variable Generation (MW) | -740 | 2
1 Reference Case | 2026 | 60 | Variable Generation (MW) | -730 | 3
1 Reference Case | 2026 | 60 | Variable Generation (MW) | -720 | 2
1 Reference Case | 2026 | 60 | Variable Generation (MW) | -710 | 5
1 Reference Case | 2026 | 60 | Variable Generation (MW) | -700 | 4
1 Reference Case | 2026 | 60 | Variable Generation (MW) | -690 | 4
1 Reference Case | 2026 | 60 | Variable Generation (MW) | -680 | 4
1 Reference Case | 2026 | 60 | Variable Generation (MW) | -670 | 5
1 Reference Case | 2026 | 60 | Variable Generation (MW) | -660 | 4
1 Reference Case | 2026 | 60 | Variable Generation (MW) | -650 | 4
1 Reference Case | 2026 | 60 | Variable Generation (MW) | -640 | 4
1 Reference Case | 2026 | 60 | Variable Generation (MW) | -630 | 3
1 Reference Case | 2026 | 60 | Variable Generation (MW) | -620 | 4
1 Reference Case | 2026 | 60 | Variable Generation (MW) | -610 | 7
1 Reference Case | 2026 | 60 | Variable Generation (MW) | -600 | 2
1 Reference Case | 2026 | 60 | Variable Generation (MW) | -590 | 5
1 Reference Case | 2026 | 60 | Variable Generation (MW) | -580 | 4
1 Reference Case | 2026 | 60 | Variable Generation (MW) | -570 | 15
1 Reference Case | 2026 | 60 | Variable Generation (MW) | -560 | 7
1 Reference Case | 2026 | 60 | Variable Generation (MW) | -550 | 17
1 Reference Case | 2026 | 60 | Variable Generation (MW) | -540 | 21
1 Reference Case | 2026 | 60 | Variable Generation (MW) | -530 | 22
1 Reference Case | 2026 | 60 | Variable Generation (MW) | -520 | 14
1 Reference Case | 2026 | 60 | Variable Generation (MW) | -510 | 28
1 Reference Case | 2026 | 60 | Variable Generation (MW) | -500 | 25
1 Reference Case | 2026 | 60 | Variable Generation (MW) | -490 | 21
1 Reference Case | 2026 | 60 | Variable Generation (MW) | -480 | 24
1 Reference Case | 2026 | 60 | Variable Generation (MW) | -470 | 31
1 Reference Case | 2026 | 60 | Variable Generation (MW) | -460 | 25
1 Reference Case | 2026 | 60 | Variable Generation (MW) | -450 | 38
1 Reference Case | 2026 | 60 | Variable Generation (MW) | -440 | 40
1 Reference Case | 2026 | 60 | Variable Generation (MW) | -430 | 41
1 Reference Case | 2026 | 60 | Variable Generation (MW) | -420 | 42
1 Reference Case | 2026 | 60 | Variable Generation (MW) | -410 | 47
1 Reference Case | 2026 | 60 | Variable Generation (MW) | -400 | 59
1 Reference Case | 2026 | 60 | Variable Generation (MW) | -390 | 68
1 Reference Case | 2026 | 60 | Variable Generation (MW) | -380 | 86
1 Reference Case | 2026 | 60 | Variable Generation (MW) | -370 | 84
1 Reference Case | 2026 | 60 | Variable Generation (MW) | -360 | 74
1 Reference Case | 2026 | 60 | Variable Generation (MW) | -350 | 87
1 Reference Case | 2026 | 60 | Variable Generation (MW) | -340 | 114
1 Reference Case | 2026 | 60 | Variable Generation (MW) | -330 | 100
1 Reference Case | 2026 | 60 | Variable Generation (MW) | -320 | 108
1 Reference Case | 2026 | 60 | Variable Generation (MW) | -310 | 134
1 Reference Case | 2026 | 60 | Variable Generation (MW) | -300 | 135
1 Reference Case | 2026 | 60 | Variable Generation (MW) | -290 | 152
1 Reference Case | 2026 | 60 | Variable Generation (MW) | -280 | 178
1 Reference Case | 2026 | 60 | Variable Generation (MW) | -270 | 198
1 Reference Case | 2026 | 60 | Variable Generation (MW) | -260 | 229
1 Reference Case | 2026 | 60 | Variable Generation (MW) | -250 | 268
1 Reference Case | 2026 | 60 | Variable Generation (MW) | -240 | 237
1 Reference Case | 2026 | 60 | Variable Generation (MW) | -230 | 316
1 Reference Case | 2026 | 60 | Variable Generation (MW) | -220 | 342
1 Reference Case | 2026 | 60 | Variable Generation (MW) | -210 | 336
1 Reference Case | 2026 | 60 | Variable Generation (MW) | -200 | 328
1 Reference Case | 2026 | 60 | Variable Generation (MW) | -190 | 411
1 Reference Case | 2026 | 60 | Variable Generation (MW) | -180 | 482
1 Reference Case | 2026 | 60 | Variable Generation (MW) | -170 | 468
1 Reference Case | 2026 | 60 | Variable Generation (MW) | -160 | 546
1 Reference Case | 2026 | 60 | Variable Generation (MW) | -150 | 557
1 Reference Case | 2026 | 60 | Variable Generation (MW) | -140 | 670
1 Reference Case | 2026 | 60 | Variable Generation (MW) | -130 | 747
1 Reference Case | 2026 | 60 | Variable Generation (MW) | -120 | 833
1 Reference Case | 2026 | 60 | Variable Generation (MW) | -110 | 873
1 Reference Case | 2026 | 60 | Variable Generation (MW) | -100 | 1012
1 Reference Case | 2026 | 60 | Variable Generation (MW) | -90 | 1022
1 Reference Case | 2026 | 60 | Variable Generation (MW) | -80 | 1125
1 Reference Case | 2026 | 60 | Variable Generation (MW) | -70 | 1294
1 Reference Case | 2026 | 60 | Variable Generation (MW) | -60 | 1488
1 Reference Case | 2026 | 60 | Variable Generation (MW) | -50 | 1621
1 Reference Case | 2026 | 60 | Variable Generation (MW) | -40 | 1860
1 Reference Case | 2026 | 60 | Variable Generation (MW) | -30 | 2037
1 Reference Case | 2026 | 60 | Variable Generation (MW) | -20 | 2091
1 Reference Case | 2026 | 60 | Variable Generation (MW) | -10 | 2275
1 Reference Case | 2026 | 60 | Variable Generation (MW) | 0 | 2430
1 Reference Case | 2026 | 60 | Variable Generation (MW) | 10 | 2290
1 Reference Case | 2026 | 60 | Variable Generation (MW) | 20 | 2040
1 Reference Case | 2026 | 60 | Variable Generation (MW) | 30 | 1786
1 Reference Case | 2026 | 60 | Variable Generation (MW) | 40 | 1615
1 Reference Case | 2026 | 60 | Variable Generation (MW) | 50 | 1569
1 Reference Case | 2026 | 60 | Variable Generation (MW) | 60 | 1250
1 Reference Case | 2026 | 60 | Variable Generation (MW) | 70 | 1204
1 Reference Case | 2026 | 60 | Variable Generation (MW) | 80 | 1107
1 Reference Case | 2026 | 60 | Variable Generation (MW) | 90 | 986
1 Reference Case | 2026 | 60 | Variable Generation (MW) | 100 | 909
1 Reference Case | 2026 | 60 | Variable Generation (MW) | 110 | 795
1 Reference Case | 2026 | 60 | Variable Generation (MW) | 120 | 824
1 Reference Case | 2026 | 60 | Variable Generation (MW) | 130 | 716
1 Reference Case | 2026 | 60 | Variable Generation (MW) | 140 | 699
1 Reference Case | 2026 | 60 | Variable Generation (MW) | 150 | 605
1 Reference Case | 2026 | 60 | Variable Generation (MW) | 160 | 527
1 Reference Case | 2026 | 60 | Variable Generation (MW) | 170 | 535
1 Reference Case | 2026 | 60 | Variable Generation (MW) | 180 | 439
1 Reference Case | 2026 | 60 | Variable Generation (MW) | 190 | 419
1 Reference Case | 2026 | 60 | Variable Generation (MW) | 200 | 360
1 Reference Case | 2026 | 60 | Variable Generation (MW) | 210 | 357
1 Reference Case | 2026 | 60 | Variable Generation (MW) | 220 | 308
1 Reference Case | 2026 | 60 | Variable Generation (MW) | 230 | 274
1 Reference Case | 2026 | 60 | Variable Generation (MW) | 240 | 234
1 Reference Case | 2026 | 60 | Variable Generation (MW) | 250 | 252
1 Reference Case | 2026 | 60 | Variable Generation (MW) | 260 | 215
1 Reference Case | 2026 | 60 | Variable Generation (MW) | 270 | 189
1 Reference Case | 2026 | 60 | Variable Generation (MW) | 280 | 183
1 Reference Case | 2026 | 60 | Variable Generation (MW) | 290 | 151
1 Reference Case | 2026 | 60 | Variable Generation (MW) | 300 | 151
1 Reference Case | 2026 | 60 | Variable Generation (MW) | 310 | 108
1 Reference Case | 2026 | 60 | Variable Generation (MW) | 320 | 117
1 Reference Case | 2026 | 60 | Variable Generation (MW) | 330 | 95
1 Reference Case | 2026 | 60 | Variable Generation (MW) | 340 | 120
1 Reference Case | 2026 | 60 | Variable Generation (MW) | 350 | 87
1 Reference Case | 2026 | 60 | Variable Generation (MW) | 360 | 93
1 Reference Case | 2026 | 60 | Variable Generation (MW) | 370 | 66
1 Reference Case | 2026 | 60 | Variable Generation (MW) | 380 | 64
1 Reference Case | 2026 | 60 | Variable Generation (MW) | 390 | 58
1 Reference Case | 2026 | 60 | Variable Generation (MW) | 400 | 61
1 Reference Case | 2026 | 60 | Variable Generation (MW) | 410 | 56
1 Reference Case | 2026 | 60 | Variable Generation (MW) | 420 | 53
1 Reference Case | 2026 | 60 | Variable Generation (MW) | 430 | 42
1 Reference Case | 2026 | 60 | Variable Generation (MW) | 440 | 35
1 Reference Case | 2026 | 60 | Variable Generation (MW) | 450 | 26
1 Reference Case | 2026 | 60 | Variable Generation (MW) | 460 | 40
1 Reference Case | 2026 | 60 | Variable Generation (MW) | 470 | 37
1 Reference Case | 2026 | 60 | Variable Generation (MW) | 480 | 27
1 Reference Case | 2026 | 60 | Variable Generation (MW) | 490 | 37
1 Reference Case | 2026 | 60 | Variable Generation (MW) | 500 | 33
1 Reference Case | 2026 | 60 | Variable Generation (MW) | 510 | 28
1 Reference Case | 2026 | 60 | Variable Generation (MW) | 520 | 31
1 Reference Case | 2026 | 60 | Variable Generation (MW) | 530 | 16
1 Reference Case | 2026 | 60 | Variable Generation (MW) | 540 | 14
1 Reference Case | 2026 | 60 | Variable Generation (MW) | 550 | 14
1 Reference Case | 2026 | 60 | Variable Generation (MW) | 560 | 15
1 Reference Case | 2026 | 60 | Variable Generation (MW) | 570 | 12
1 Reference Case | 2026 | 60 | Variable Generation (MW) | 580 | 20
1 Reference Case | 2026 | 60 | Variable Generation (MW) | 590 | 11
1 Reference Case | 2026 | 60 | Variable Generation (MW) | 600 | 11
1 Reference Case | 2026 | 60 | Variable Generation (MW) | 610 | 9
1 Reference Case | 2026 | 60 | Variable Generation (MW) | 620 | 10
1 Reference Case | 2026 | 60 | Variable Generation (MW) | 630 | 8
1 Reference Case | 2026 | 60 | Variable Generation (MW) | 640 | 9
1 Reference Case | 2026 | 60 | Variable Generation (MW) | 650 | 6
1 Reference Case | 2026 | 60 | Variable Generation (MW) | 660 | 8
1 Reference Case | 2026 | 60 | Variable Generation (MW) | 670 | 4
1 Reference Case | 2026 | 60 | Variable Generation (MW) | 680 | 5
1 Reference Case | 2026 | 60 | Variable Generation (MW) | 690 | 3
1 Reference Case | 2026 | 60 | Variable Generation (MW) | 700 | 6
1 Reference Case | 2026 | 60 | Variable Generation (MW) | 710 | 2
1 Reference Case | 2026 | 60 | Variable Generation (MW) | 720 | 3
1 Reference Case | 2026 | 60 | Variable Generation (MW) | 730 | 2
1 Reference Case | 2026 | 60 | Variable Generation (MW) | 740 | 5
1 Reference Case | 2026 | 60 | Variable Generation (MW) | 750 | 3
1 Reference Case | 2026 | 60 | Variable Generation (MW) | 760 | 2
1 Reference Case | 2026 | 60 | Variable Generation (MW) | 770 | 0
1 Reference Case | 2026 | 60 | Variable Generation (MW) | 780 | 5
1 Reference Case | 2026 | 60 | Variable Generation (MW) | 790 | 1
1 Reference Case | 2026 | 60 | Variable Generation (MW) | 800 | 5
1 Reference Case | 2026 | 60 | Variable Generation (MW) | 810 | 1
1 Reference Case | 2026 | 60 | Variable Generation (MW) | 820 | 1
1 Reference Case | 2026 | 60 | Variable Generation (MW) | 830 | 3
1 Reference Case | 2026 | 60 | Variable Generation (MW) | 840 | 1
1 Reference Case | 2026 | 60 | Variable Generation (MW) | 850 | 4
1 Reference Case | 2026 | 60 | Variable Generation (MW) | 860 | 1
1 Reference Case | 2026 | 60 | Variable Generation (MW) | 870 | 2
1 Reference Case | 2026 | 60 | Variable Generation (MW) | 880 | 1
1 Reference Case | 2026 | 60 | Variable Generation (MW) | 890 | 2
1 Reference Case | 2026 | 60 | Variable Generation (MW) | 900 | 1
1 Reference Case | 2026 | 60 | Variable Generation (MW) | 910 | 0
1 Reference Case | 2026 | 60 | Variable Generation (MW) | 920 | 0
1 Reference Case | 2026 | 60 | Variable Generation (MW) | 930 | 4
1 Reference Case | 2026 | 60 | Variable Generation (MW) | 940 | 0
1 Reference Case | 2026 | 60 | Variable Generation (MW) | 950 | 0
1 Reference Case | 2026 | 60 | Variable Generation (MW) | 960 | 0
1 Reference Case | 2026 | 60 | Variable Generation (MW) | 970 | 0
1 Reference Case | 2026 | 60 | Variable Generation (MW) | 980 | 1
1 Reference Case | 2026 | 60 | Variable Generation (MW) | 990 | 1
1 Reference Case | 2026 | 60 | Variable Generation (MW) | 1000 | 0
1 Reference Case | 2026 | 60 | Variable Generation (MW) | 1010 | 2
1 Reference Case | 2026 | 60 | Variable Generation (MW) | 1020 | 1
1 Reference Case | 2026 | 60 | Variable Generation (MW) | 1030 | 0
1 Reference Case | 2026 | 60 | Variable Generation (MW) | 1040 | 0
1 Reference Case | 2026 | 60 | Variable Generation (MW) | 1050 | 1
1 Reference Case | 2026 | 60 | Variable Generation (MW) | 1060 | 1
1 Reference Case | 2026 | 10 | Net Demand (MW) | -450 | 1
1 Reference Case | 2026 | 10 | Net Demand (MW) | -440 | 0
1 Reference Case | 2026 | 10 | Net Demand (MW) | -430 | 0
1 Reference Case | 2026 | 10 | Net Demand (MW) | -420 | 0
1 Reference Case | 2026 | 10 | Net Demand (MW) | -410 | 0
1 Reference Case | 2026 | 10 | Net Demand (MW) | -400 | 0
1 Reference Case | 2026 | 10 | Net Demand (MW) | -390 | 0
1 Reference Case | 2026 | 10 | Net Demand (MW) | -380 | 0
1 Reference Case | 2026 | 10 | Net Demand (MW) | -370 | 0
1 Reference Case | 2026 | 10 | Net Demand (MW) | -360 | 0
1 Reference Case | 2026 | 10 | Net Demand (MW) | -350 | 0
1 Reference Case | 2026 | 10 | Net Demand (MW) | -340 | 1
1 Reference Case | 2026 | 10 | Net Demand (MW) | -330 | 0
1 Reference Case | 2026 | 10 | Net Demand (MW) | -320 | 0
1 Reference Case | 2026 | 10 | Net Demand (MW) | -310 | 1
1 Reference Case | 2026 | 10 | Net Demand (MW) | -300 | 0
1 Reference Case | 2026 | 10 | Net Demand (MW) | -290 | 0
1 Reference Case | 2026 | 10 | Net Demand (MW) | -280 | 2
1 Reference Case | 2026 | 10 | Net Demand (MW) | -270 | 2
1 Reference Case | 2026 | 10 | Net Demand (MW) | -260 | 3
1 Reference Case | 2026 | 10 | Net Demand (MW) | -250 | 3
1 Reference Case | 2026 | 10 | Net Demand (MW) | -240 | 7
1 Reference Case | 2026 | 10 | Net Demand (MW) | -230 | 3
1 Reference Case | 2026 | 10 | Net Demand (MW) | -220 | 9
1 Reference Case | 2026 | 10 | Net Demand (MW) | -210 | 10
1 Reference Case | 2026 | 10 | Net Demand (MW) | -200 | 5
1 Reference Case | 2026 | 10 | Net Demand (MW) | -190 | 12
1 Reference Case | 2026 | 10 | Net Demand (MW) | -180 | 24
1 Reference Case | 2026 | 10 | Net Demand (MW) | -170 | 37
1 Reference Case | 2026 | 10 | Net Demand (MW) | -160 | 44
1 Reference Case | 2026 | 10 | Net Demand (MW) | -150 | 79
1 Reference Case | 2026 | 10 | Net Demand (MW) | -140 | 125
1 Reference Case | 2026 | 10 | Net Demand (MW) | -130 | 146
1 Reference Case | 2026 | 10 | Net Demand (MW) | -120 | 257
1 Reference Case | 2026 | 10 | Net Demand (MW) | -110 | 352
1 Reference Case | 2026 | 10 | Net Demand (MW) | -100 | 531
1 Reference Case | 2026 | 10 | Net Demand (MW) | -90 | 708
1 Reference Case | 2026 | 10 | Net Demand (MW) | -80 | 1009
1 Reference Case | 2026 | 10 | Net Demand (MW) | -70 | 1337
1 Reference Case | 2026 | 10 | Net Demand (MW) | -60 | 1823
1 Reference Case | 2026 | 10 | Net Demand (MW) | -50 | 2309
1 Reference Case | 2026 | 10 | Net Demand (MW) | -40 | 2897
1 Reference Case | 2026 | 10 | Net Demand (MW) | -30 | 3554
1 Reference Case | 2026 | 10 | Net Demand (MW) | -20 | 4143
1 Reference Case | 2026 | 10 | Net Demand (MW) | -10 | 4786
1 Reference Case | 2026 | 10 | Net Demand (MW) | 0 | 4967
1 Reference Case | 2026 | 10 | Net Demand (MW) | 10 | 4651
1 Reference Case | 2026 | 10 | Net Demand (MW) | 20 | 4119
1 Reference Case | 2026 | 10 | Net Demand (MW) | 30 | 3360
1 Reference Case | 2026 | 10 | Net Demand (MW) | 40 | 2709
1 Reference Case | 2026 | 10 | Net Demand (MW) | 50 | 2036
1 Reference Case | 2026 | 10 | Net Demand (MW) | 60 | 1574
1 Reference Case | 2026 | 10 | Net Demand (MW) | 70 | 1294
1 Reference Case | 2026 | 10 | Net Demand (MW) | 80 | 859
1 Reference Case | 2026 | 10 | Net Demand (MW) | 90 | 714
1 Reference Case | 2026 | 10 | Net Demand (MW) | 100 | 522
1 Reference Case | 2026 | 10 | Net Demand (MW) | 110 | 392
1 Reference Case | 2026 | 10 | Net Demand (MW) | 120 | 331
1 Reference Case | 2026 | 10 | Net Demand (MW) | 130 | 238
1 Reference Case | 2026 | 10 | Net Demand (MW) | 140 | 176
1 Reference Case | 2026 | 10 | Net Demand (MW) | 150 | 113
1 Reference Case | 2026 | 10 | Net Demand (MW) | 160 | 88
1 Reference Case | 2026 | 10 | Net Demand (MW) | 170 | 66
1 Reference Case | 2026 | 10 | Net Demand (MW) | 180 | 43
1 Reference Case | 2026 | 10 | Net Demand (MW) | 190 | 27
1 Reference Case | 2026 | 10 | Net Demand (MW) | 200 | 14
1 Reference Case | 2026 | 10 | Net Demand (MW) | 210 | 11
1 Reference Case | 2026 | 10 | Net Demand (MW) | 220 | 10
1 Reference Case | 2026 | 10 | Net Demand (MW) | 230 | 10
1 Reference Case | 2026 | 10 | Net Demand (MW) | 240 | 3
1 Reference Case | 2026 | 10 | Net Demand (MW) | 250 | 3
1 Reference Case | 2026 | 10 | Net Demand (MW) | 260 | 3
1 Reference Case | 2026 | 10 | Net Demand (MW) | 270 | 2
1 Reference Case | 2026 | 10 | Net Demand (MW) | 280 | 2
1 Reference Case | 2026 | 10 | Net Demand (MW) | 290 | 0
1 Reference Case | 2026 | 10 | Net Demand (MW) | 300 | 1
1 Reference Case | 2026 | 10 | Net Demand (MW) | 310 | 0
1 Reference Case | 2026 | 10 | Net Demand (MW) | 320 | 1
1 Reference Case | 2026 | 60 | Net Demand (MW) | -1270 | 1
1 Reference Case | 2026 | 60 | Net Demand (MW) | -1260 | 0
1 Reference Case | 2026 | 60 | Net Demand (MW) | -1250 | 1
1 Reference Case | 2026 | 60 | Net Demand (MW) | -1240 | 0
1 Reference Case | 2026 | 60 | Net Demand (MW) | -1230 | 0
1 Reference Case | 2026 | 60 | Net Demand (MW) | -1220 | 0
1 Reference Case | 2026 | 60 | Net Demand (MW) | -1210 | 0
1 Reference Case | 2026 | 60 | Net Demand (MW) | -1200 | 0
1 Reference Case | 2026 | 60 | Net Demand (MW) | -1190 | 0
1 Reference Case | 2026 | 60 | Net Demand (MW) | -1180 | 0
1 Reference Case | 2026 | 60 | Net Demand (MW) | -1170 | 0
1 Reference Case | 2026 | 60 | Net Demand (MW) | -1160 | 0
1 Reference Case | 2026 | 60 | Net Demand (MW) | -1150 | 1
1 Reference Case | 2026 | 60 | Net Demand (MW) | -1140 | 3
1 Reference Case | 2026 | 60 | Net Demand (MW) | -1130 | 1
1 Reference Case | 2026 | 60 | Net Demand (MW) | -1120 | 1
1 Reference Case | 2026 | 60 | Net Demand (MW) | -1110 | 2
1 Reference Case | 2026 | 60 | Net Demand (MW) | -1100 | 0
1 Reference Case | 2026 | 60 | Net Demand (MW) | -1090 | 1
1 Reference Case | 2026 | 60 | Net Demand (MW) | -1080 | 0
1 Reference Case | 2026 | 60 | Net Demand (MW) | -1070 | 2
1 Reference Case | 2026 | 60 | Net Demand (MW) | -1060 | 0
1 Reference Case | 2026 | 60 | Net Demand (MW) | -1050 | 0
1 Reference Case | 2026 | 60 | Net Demand (MW) | -1040 | 0
1 Reference Case | 2026 | 60 | Net Demand (MW) | -1030 | 3
1 Reference Case | 2026 | 60 | Net Demand (MW) | -1020 | 1
1 Reference Case | 2026 | 60 | Net Demand (MW) | -1010 | 1
1 Reference Case | 2026 | 60 | Net Demand (MW) | -1000 | 1
1 Reference Case | 2026 | 60 | Net Demand (MW) | -990 | 1
1 Reference Case | 2026 | 60 | Net Demand (MW) | -980 | 1
1 Reference Case | 2026 | 60 | Net Demand (MW) | -970 | 1
1 Reference Case | 2026 | 60 | Net Demand (MW) | -960 | 1
1 Reference Case | 2026 | 60 | Net Demand (MW) | -950 | 3
1 Reference Case | 2026 | 60 | Net Demand (MW) | -940 | 3
1 Reference Case | 2026 | 60 | Net Demand (MW) | -930 | 1
1 Reference Case | 2026 | 60 | Net Demand (MW) | -920 | 1
1 Reference Case | 2026 | 60 | Net Demand (MW) | -910 | 4
1 Reference Case | 2026 | 60 | Net Demand (MW) | -900 | 2
1 Reference Case | 2026 | 60 | Net Demand (MW) | -890 | 3
1 Reference Case | 2026 | 60 | Net Demand (MW) | -880 | 3
1 Reference Case | 2026 | 60 | Net Demand (MW) | -870 | 2
1 Reference Case | 2026 | 60 | Net Demand (MW) | -860 | 3
1 Reference Case | 2026 | 60 | Net Demand (MW) | -850 | 3
1 Reference Case | 2026 | 60 | Net Demand (MW) | -840 | 5
1 Reference Case | 2026 | 60 | Net Demand (MW) | -830 | 5
1 Reference Case | 2026 | 60 | Net Demand (MW) | -820 | 8
1 Reference Case | 2026 | 60 | Net Demand (MW) | -810 | 12
1 Reference Case | 2026 | 60 | Net Demand (MW) | -800 | 5
1 Reference Case | 2026 | 60 | Net Demand (MW) | -790 | 13
1 Reference Case | 2026 | 60 | Net Demand (MW) | -780 | 7
1 Reference Case | 2026 | 60 | Net Demand (MW) | -770 | 4
1 Reference Case | 2026 | 60 | Net Demand (MW) | -760 | 13
1 Reference Case | 2026 | 60 | Net Demand (MW) | -750 | 7
1 Reference Case | 2026 | 60 | Net Demand (MW) | -740 | 9
1 Reference Case | 2026 | 60 | Net Demand (MW) | -730 | 16
1 Reference Case | 2026 | 60 | Net Demand (MW) | -720 | 17
1 Reference Case | 2026 | 60 | Net Demand (MW) | -710 | 17
1 Reference Case | 2026 | 60 | Net Demand (MW) | -700 | 17
1 Reference Case | 2026 | 60 | Net Demand (MW) | -690 | 19
1 Reference Case | 2026 | 60 | Net Demand (MW) | -680 | 22
1 Reference Case | 2026 | 60 | Net Demand (MW) | -670 | 20
1 Reference Case | 2026 | 60 | Net Demand (MW) | -660 | 28
1 Reference Case | 2026 | 60 | Net Demand (MW) | -650 | 30
1 Reference Case | 2026 | 60 | Net Demand (MW) | -640 | 36
1 Reference Case | 2026 | 60 | Net Demand (MW) | -630 | 45
1 Reference Case | 2026 | 60 | Net Demand (MW) | -620 | 50
1 Reference Case | 2026 | 60 | Net Demand (MW) | -610 | 41
1 Reference Case | 2026 | 60 | Net Demand (MW) | -600 | 49
1 Reference Case | 2026 | 60 | Net Demand (MW) | -590 | 58
1 Reference Case | 2026 | 60 | Net Demand (MW) | -580 | 58
1 Reference Case | 2026 | 60 | Net Demand (MW) | -570 | 64
1 Reference Case | 2026 | 60 | Net Demand (MW) | -560 | 70
1 Reference Case | 2026 | 60 | Net Demand (MW) | -550 | 74
1 Reference Case | 2026 | 60 | Net Demand (MW) | -540 | 77
1 Reference Case | 2026 | 60 | Net Demand (MW) | -530 | 94
1 Reference Case | 2026 | 60 | Net Demand (MW) | -520 | 77
1 Reference Case | 2026 | 60 | Net Demand (MW) | -510 | 93
1 Reference Case | 2026 | 60 | Net Demand (MW) | -500 | 103
1 Reference Case | 2026 | 60 | Net Demand (MW) | -490 | 117
1 Reference Case | 2026 | 60 | Net Demand (MW) | -480 | 105
1 Reference Case | 2026 | 60 | Net Demand (MW) | -470 | 137
1 Reference Case | 2026 | 60 | Net Demand (MW) | -460 | 140
1 Reference Case | 2026 | 60 | Net Demand (MW) | -450 | 167
1 Reference Case | 2026 | 60 | Net Demand (MW) | -440 | 172
1 Reference Case | 2026 | 60 | Net Demand (MW) | -430 | 154
1 Reference Case | 2026 | 60 | Net Demand (MW) | -420 | 192
1 Reference Case | 2026 | 60 | Net Demand (MW) | -410 | 204
1 Reference Case | 2026 | 60 | Net Demand (MW) | -400 | 214
1 Reference Case | 2026 | 60 | Net Demand (MW) | -390 | 229
1 Reference Case | 2026 | 60 | Net Demand (MW) | -380 | 225
1 Reference Case | 2026 | 60 | Net Demand (MW) | -370 | 237
1 Reference Case | 2026 | 60 | Net Demand (MW) | -360 | 292
1 Reference Case | 2026 | 60 | Net Demand (MW) | -350 | 274
1 Reference Case | 2026 | 60 | Net Demand (MW) | -340 | 294
1 Reference Case | 2026 | 60 | Net Demand (MW) | -330 | 340
1 Reference Case | 2026 | 60 | Net Demand (MW) | -320 | 335
1 Reference Case | 2026 | 60 | Net Demand (MW) | -310 | 382
1 Reference Case | 2026 | 60 | Net Demand (MW) | -300 | 355
1 Reference Case | 2026 | 60 | Net Demand (MW) | -290 | 356
1 Reference Case | 2026 | 60 | Net Demand (MW) | -280 | 388
1 Reference Case | 2026 | 60 | Net Demand (MW) | -270 | 426
1 Reference Case | 2026 | 60 | Net Demand (MW) | -260 | 420
1 Reference Case | 2026 | 60 | Net Demand (MW) | -250 | 414
1 Reference Case | 2026 | 60 | Net Demand (MW) | -240 | 443
1 Reference Case | 2026 | 60 | Net Demand (MW) | -230 | 464
1 Reference Case | 2026 | 60 | Net Demand (MW) | -220 | 525
1 Reference Case | 2026 | 60 | Net Demand (MW) | -210 | 535
1 Reference Case | 2026 | 60 | Net Demand (MW) | -200 | 549
1 Reference Case | 2026 | 60 | Net Demand (MW) | -190 | 564
1 Reference Case | 2026 | 60 | Net Demand (MW) | -180 | 641
1 Reference Case | 2026 | 60 | Net Demand (MW) | -170 | 674
1 Reference Case | 2026 | 60 | Net Demand (MW) | -160 | 692
1 Reference Case | 2026 | 60 | Net Demand (MW) | -150 | 706
1 Reference Case | 2026 | 60 | Net Demand (MW) | -140 | 740
1 Reference Case | 2026 | 60 | Net Demand (MW) | -130 | 771
1 Reference Case | 2026 | 60 | Net Demand (MW) | -120 | 771
1 Reference Case | 2026 | 60 | Net Demand (MW) | -110 | 757
1 Reference Case | 2026 | 60 | Net Demand (MW) | -100 | 798
1 Reference Case | 2026 | 60 | Net Demand (MW) | -90 | 890
1 Reference Case | 2026 | 60 | Net Demand (MW) | -80 | 886
1 Reference Case | 2026 | 60 | Net Demand (MW) | -70 | 951
1 Reference Case | 2026 | 60 | Net Demand (MW) | -60 | 956
1 Reference Case | 2026 | 60 | Net Demand (MW) | -50 | 961
1 Reference Case | 2026 | 60 | Net Demand (MW) | -40 | 1009
1 Reference Case | 2026 | 60 | Net Demand (MW) | -30 | 1016
1 Reference Case | 2026 | 60 | Net Demand (MW) | -20 | 978
1 Reference Case | 2026 | 60 | Net Demand (MW) | -10 | 1031
1 Reference Case | 2026 | 60 | Net Demand (MW) | 0 | 1108
1 Reference Case | 2026 | 60 | Net Demand (MW) | 10 | 1034
1 Reference Case | 2026 | 60 | Net Demand (MW) | 20 | 1060
1 Reference Case | 2026 | 60 | Net Demand (MW) | 30 | 1055
1 Reference Case | 2026 | 60 | Net Demand (MW) | 40 | 1026
1 Reference Case | 2026 | 60 | Net Demand (MW) | 50 | 958
1 Reference Case | 2026 | 60 | Net Demand (MW) | 60 | 1010
1 Reference Case | 2026 | 60 | Net Demand (MW) | 70 | 958
1 Reference Case | 2026 | 60 | Net Demand (MW) | 80 | 886
1 Reference Case | 2026 | 60 | Net Demand (MW) | 90 | 828
1 Reference Case | 2026 | 60 | Net Demand (MW) | 100 | 836
1 Reference Case | 2026 | 60 | Net Demand (MW) | 110 | 756
1 Reference Case | 2026 | 60 | Net Demand (MW) | 120 | 725
1 Reference Case | 2026 | 60 | Net Demand (MW) | 130 | 736
1 Reference Case | 2026 | 60 | Net Demand (MW) | 140 | 641
1 Reference Case | 2026 | 60 | Net Demand (MW) | 150 | 627
1 Reference Case | 2026 | 60 | Net Demand (MW) | 160 | 626
1 Reference Case | 2026 | 60 | Net Demand (MW) | 170 | 578
1 Reference Case | 2026 | 60 | Net Demand (MW) | 180 | 574
1 Reference Case | 2026 | 60 | Net Demand (MW) | 190 | 508
1 Reference Case | 2026 | 60 | Net Demand (MW) | 200 | 495
1 Reference Case | 2026 | 60 | Net Demand (MW) | 210 | 444
1 Reference Case | 2026 | 60 | Net Demand (MW) | 220 | 447
1 Reference Case | 2026 | 60 | Net Demand (MW) | 230 | 429
1 Reference Case | 2026 | 60 | Net Demand (MW) | 240 | 412
1 Reference Case | 2026 | 60 | Net Demand (MW) | 250 | 401
1 Reference Case | 2026 | 60 | Net Demand (MW) | 260 | 340
1 Reference Case | 2026 | 60 | Net Demand (MW) | 270 | 343
1 Reference Case | 2026 | 60 | Net Demand (MW) | 280 | 374
1 Reference Case | 2026 | 60 | Net Demand (MW) | 290 | 318
1 Reference Case | 2026 | 60 | Net Demand (MW) | 300 | 326
1 Reference Case | 2026 | 60 | Net Demand (MW) | 310 | 272
1 Reference Case | 2026 | 60 | Net Demand (MW) | 320 | 255
1 Reference Case | 2026 | 60 | Net Demand (MW) | 330 | 255
1 Reference Case | 2026 | 60 | Net Demand (MW) | 340 | 252
1 Reference Case | 2026 | 60 | Net Demand (MW) | 350 | 227
1 Reference Case | 2026 | 60 | Net Demand (MW) | 360 | 209
1 Reference Case | 2026 | 60 | Net Demand (MW) | 370 | 193
1 Reference Case | 2026 | 60 | Net Demand (MW) | 380 | 191
1 Reference Case | 2026 | 60 | Net Demand (MW) | 390 | 175
1 Reference Case | 2026 | 60 | Net Demand (MW) | 400 | 184
1 Reference Case | 2026 | 60 | Net Demand (MW) | 410 | 182
1 Reference Case | 2026 | 60 | Net Demand (MW) | 420 | 170
1 Reference Case | 2026 | 60 | Net Demand (MW) | 430 | 183
1 Reference Case | 2026 | 60 | Net Demand (MW) | 440 | 140
1 Reference Case | 2026 | 60 | Net Demand (MW) | 450 | 156
1 Reference Case | 2026 | 60 | Net Demand (MW) | 460 | 147
1 Reference Case | 2026 | 60 | Net Demand (MW) | 470 | 111
1 Reference Case | 2026 | 60 | Net Demand (MW) | 480 | 122
1 Reference Case | 2026 | 60 | Net Demand (MW) | 490 | 120
1 Reference Case | 2026 | 60 | Net Demand (MW) | 500 | 113
1 Reference Case | 2026 | 60 | Net Demand (MW) | 510 | 116
1 Reference Case | 2026 | 60 | Net Demand (MW) | 520 | 110
1 Reference Case | 2026 | 60 | Net Demand (MW) | 530 | 116
1 Reference Case | 2026 | 60 | Net Demand (MW) | 540 | 92
1 Reference Case | 2026 | 60 | Net Demand (MW) | 550 | 81
1 Reference Case | 2026 | 60 | Net Demand (MW) | 560 | 80
1 Reference Case | 2026 | 60 | Net Demand (MW) | 570 | 68
1 Reference Case | 2026 | 60 | Net Demand (MW) | 580 | 68
1 Reference Case | 2026 | 60 | Net Demand (MW) | 590 | 64
1 Reference Case | 2026 | 60 | Net Demand (MW) | 600 | 65
1 Reference Case | 2026 | 60 | Net Demand (MW) | 610 | 64
1 Reference Case | 2026 | 60 | Net Demand (MW) | 620 | 66
1 Reference Case | 2026 | 60 | Net Demand (MW) | 630 | 64
1 Reference Case | 2026 | 60 | Net Demand (MW) | 640 | 47
1 Reference Case | 2026 | 60 | Net Demand (MW) | 650 | 58
1 Reference Case | 2026 | 60 | Net Demand (MW) | 660 | 52
1 Reference Case | 2026 | 60 | Net Demand (MW) | 670 | 58
1 Reference Case | 2026 | 60 | Net Demand (MW) | 680 | 48
1 Reference Case | 2026 | 60 | Net Demand (MW) | 690 | 41
1 Reference Case | 2026 | 60 | Net Demand (MW) | 700 | 37
1 Reference Case | 2026 | 60 | Net Demand (MW) | 710 | 35
1 Reference Case | 2026 | 60 | Net Demand (MW) | 720 | 35
1 Reference Case | 2026 | 60 | Net Demand (MW) | 730 | 31
1 Reference Case | 2026 | 60 | Net Demand (MW) | 740 | 27
1 Reference Case | 2026 | 60 | Net Demand (MW) | 750 | 31
1 Reference Case | 2026 | 60 | Net Demand (MW) | 760 | 17
1 Reference Case | 2026 | 60 | Net Demand (MW) | 770 | 25
1 Reference Case | 2026 | 60 | Net Demand (MW) | 780 | 28
1 Reference Case | 2026 | 60 | Net Demand (MW) | 790 | 25
1 Reference Case | 2026 | 60 | Net Demand (MW) | 800 | 19
1 Reference Case | 2026 | 60 | Net Demand (MW) | 810 | 13
1 Reference Case | 2026 | 60 | Net Demand (MW) | 820 | 17
1 Reference Case | 2026 | 60 | Net Demand (MW) | 830 | 11
1 Reference Case | 2026 | 60 | Net Demand (MW) | 840 | 16
1 Reference Case | 2026 | 60 | Net Demand (MW) | 850 | 6
1 Reference Case | 2026 | 60 | Net Demand (MW) | 860 | 8
1 Reference Case | 2026 | 60 | Net Demand (MW) | 870 | 11
1 Reference Case | 2026 | 60 | Net Demand (MW) | 880 | 10
1 Reference Case | 2026 | 60 | Net Demand (MW) | 890 | 5
1 Reference Case | 2026 | 60 | Net Demand (MW) | 900 | 7
1 Reference Case | 2026 | 60 | Net Demand (MW) | 910 | 6
1 Reference Case | 2026 | 60 | Net Demand (MW) | 920 | 2
1 Reference Case | 2026 | 60 | Net Demand (MW) | 930 | 10
1 Reference Case | 2026 | 60 | Net Demand (MW) | 940 | 5
1 Reference Case | 2026 | 60 | Net Demand (MW) | 950 | 9
1 Reference Case | 2026 | 60 | Net Demand (MW) | 960 | 1
1 Reference Case | 2026 | 60 | Net Demand (MW) | 970 | 3
1 Reference Case | 2026 | 60 | Net Demand (MW) | 980 | 5
1 Reference Case | 2026 | 60 | Net Demand (MW) | 990 | 1
1 Reference Case | 2026 | 60 | Net Demand (MW) | 1000 | 3
1 Reference Case | 2026 | 60 | Net Demand (MW) | 1010 | 3
1 Reference Case | 2026 | 60 | Net Demand (MW) | 1020 | 2
1 Reference Case | 2026 | 60 | Net Demand (MW) | 1030 | 1
1 Reference Case | 2026 | 60 | Net Demand (MW) | 1040 | 2
1 Reference Case | 2026 | 60 | Net Demand (MW) | 1050 | 1
1 Reference Case | 2026 | 60 | Net Demand (MW) | 1060 | 0
1 Reference Case | 2026 | 60 | Net Demand (MW) | 1070 | 2
1 Reference Case | 2026 | 60 | Net Demand (MW) | 1080 | 2
1 Reference Case | 2026 | 60 | Net Demand (MW) | 1090 | 2
1 Reference Case | 2026 | 60 | Net Demand (MW) | 1100 | 1
1 Reference Case | 2026 | 60 | Net Demand (MW) | 1110 | 1
1 Reference Case | 2026 | 60 | Net Demand (MW) | 1120 | 1
1 Reference Case | 2026 | 60 | Net Demand (MW) | 1130 | 2
1 Reference Case | 2026 | 60 | Net Demand (MW) | 1140 | 0
1 Reference Case | 2026 | 60 | Net Demand (MW) | 1150 | 1
1 Reference Case | 2026 | 60 | Net Demand (MW) | 1160 | 0
1 Reference Case | 2026 | 60 | Net Demand (MW) | 1170 | 0
1 Reference Case | 2026 | 60 | Net Demand (MW) | 1180 | 1
1 Reference Case | 2026 | 60 | Net Demand (MW) | 1190 | 1
1 Reference Case | 2026 | 60 | Net Demand (MW) | 1200 | 0
1 Reference Case | 2026 | 60 | Net Demand (MW) | 1210 | 0
1 Reference Case | 2026 | 60 | Net Demand (MW) | 1220 | 1
1 Reference Case | 2026 | 60 | Net Demand (MW) | 1230 | 0
1 Reference Case | 2026 | 60 | Net Demand (MW) | 1240 | 2
1 Reference Case | 2026 | 60 | Net Demand (MW) | 1250 | 0
1 Reference Case | 2026 | 60 | Net Demand (MW) | 1260 | 0
1 Reference Case | 2026 | 60 | Net Demand (MW) | 1270 | 1
1 Reference Case | 2026 | 60 | Net Demand (MW) | 1280 | 3
1 Reference Case | 2027 | 10 | Alberta Internal Load (MW) | -390 | 1
1 Reference Case | 2027 | 10 | Alberta Internal Load (MW) | -380 | 0
1 Reference Case | 2027 | 10 | Alberta Internal Load (MW) | -370 | 0
1 Reference Case | 2027 | 10 | Alberta Internal Load (MW) | -360 | 0
1 Reference Case | 2027 | 10 | Alberta Internal Load (MW) | -350 | 0
1 Reference Case | 2027 | 10 | Alberta Internal Load (MW) | -340 | 0
1 Reference Case | 2027 | 10 | Alberta Internal Load (MW) | -330 | 0
1 Reference Case | 2027 | 10 | Alberta Internal Load (MW) | -320 | 0
1 Reference Case | 2027 | 10 | Alberta Internal Load (MW) | -310 | 0
1 Reference Case | 2027 | 10 | Alberta Internal Load (MW) | -300 | 0
1 Reference Case | 2027 | 10 | Alberta Internal Load (MW) | -290 | 0
1 Reference Case | 2027 | 10 | Alberta Internal Load (MW) | -280 | 0
1 Reference Case | 2027 | 10 | Alberta Internal Load (MW) | -270 | 0
1 Reference Case | 2027 | 10 | Alberta Internal Load (MW) | -260 | 0
1 Reference Case | 2027 | 10 | Alberta Internal Load (MW) | -250 | 0
1 Reference Case | 2027 | 10 | Alberta Internal Load (MW) | -240 | 1
1 Reference Case | 2027 | 10 | Alberta Internal Load (MW) | -230 | 2
1 Reference Case | 2027 | 10 | Alberta Internal Load (MW) | -220 | 1
1 Reference Case | 2027 | 10 | Alberta Internal Load (MW) | -210 | 0
1 Reference Case | 2027 | 10 | Alberta Internal Load (MW) | -200 | 0
1 Reference Case | 2027 | 10 | Alberta Internal Load (MW) | -190 | 0
1 Reference Case | 2027 | 10 | Alberta Internal Load (MW) | -180 | 1
1 Reference Case | 2027 | 10 | Alberta Internal Load (MW) | -170 | 3
1 Reference Case | 2027 | 10 | Alberta Internal Load (MW) | -160 | 9
1 Reference Case | 2027 | 10 | Alberta Internal Load (MW) | -150 | 13
1 Reference Case | 2027 | 10 | Alberta Internal Load (MW) | -140 | 19
1 Reference Case | 2027 | 10 | Alberta Internal Load (MW) | -130 | 49
1 Reference Case | 2027 | 10 | Alberta Internal Load (MW) | -120 | 76
1 Reference Case | 2027 | 10 | Alberta Internal Load (MW) | -110 | 127
1 Reference Case | 2027 | 10 | Alberta Internal Load (MW) | -100 | 214
1 Reference Case | 2027 | 10 | Alberta Internal Load (MW) | -90 | 378
1 Reference Case | 2027 | 10 | Alberta Internal Load (MW) | -80 | 522
1 Reference Case | 2027 | 10 | Alberta Internal Load (MW) | -70 | 813
1 Reference Case | 2027 | 10 | Alberta Internal Load (MW) | -60 | 1295
1 Reference Case | 2027 | 10 | Alberta Internal Load (MW) | -50 | 2069
1 Reference Case | 2027 | 10 | Alberta Internal Load (MW) | -40 | 2881
1 Reference Case | 2027 | 10 | Alberta Internal Load (MW) | -30 | 3964
1 Reference Case | 2027 | 10 | Alberta Internal Load (MW) | -20 | 5251
1 Reference Case | 2027 | 10 | Alberta Internal Load (MW) | -10 | 6306
1 Reference Case | 2027 | 10 | Alberta Internal Load (MW) | 0 | 6769
1 Reference Case | 2027 | 10 | Alberta Internal Load (MW) | 10 | 5940
1 Reference Case | 2027 | 10 | Alberta Internal Load (MW) | 20 | 4557
1 Reference Case | 2027 | 10 | Alberta Internal Load (MW) | 30 | 3277
1 Reference Case | 2027 | 10 | Alberta Internal Load (MW) | 40 | 2292
1 Reference Case | 2027 | 10 | Alberta Internal Load (MW) | 50 | 1575
1 Reference Case | 2027 | 10 | Alberta Internal Load (MW) | 60 | 1159
1 Reference Case | 2027 | 10 | Alberta Internal Load (MW) | 70 | 805
1 Reference Case | 2027 | 10 | Alberta Internal Load (MW) | 80 | 559
1 Reference Case | 2027 | 10 | Alberta Internal Load (MW) | 90 | 419
1 Reference Case | 2027 | 10 | Alberta Internal Load (MW) | 100 | 344
1 Reference Case | 2027 | 10 | Alberta Internal Load (MW) | 110 | 230
1 Reference Case | 2027 | 10 | Alberta Internal Load (MW) | 120 | 202
1 Reference Case | 2027 | 10 | Alberta Internal Load (MW) | 130 | 167
1 Reference Case | 2027 | 10 | Alberta Internal Load (MW) | 140 | 107
1 Reference Case | 2027 | 10 | Alberta Internal Load (MW) | 150 | 75
1 Reference Case | 2027 | 10 | Alberta Internal Load (MW) | 160 | 47
1 Reference Case | 2027 | 10 | Alberta Internal Load (MW) | 170 | 12
1 Reference Case | 2027 | 10 | Alberta Internal Load (MW) | 180 | 11
1 Reference Case | 2027 | 10 | Alberta Internal Load (MW) | 190 | 7
1 Reference Case | 2027 | 10 | Alberta Internal Load (MW) | 200 | 4
1 Reference Case | 2027 | 10 | Alberta Internal Load (MW) | 210 | 1
1 Reference Case | 2027 | 10 | Alberta Internal Load (MW) | 220 | 1
1 Reference Case | 2027 | 10 | Alberta Internal Load (MW) | 230 | 0
1 Reference Case | 2027 | 10 | Alberta Internal Load (MW) | 240 | 1
1 Reference Case | 2027 | 10 | Alberta Internal Load (MW) | 250 | 1
1 Reference Case | 2027 | 10 | Alberta Internal Load (MW) | 260 | 0
1 Reference Case | 2027 | 10 | Alberta Internal Load (MW) | 270 | 0
1 Reference Case | 2027 | 10 | Alberta Internal Load (MW) | 280 | 0
1 Reference Case | 2027 | 10 | Alberta Internal Load (MW) | 290 | 1
1 Reference Case | 2027 | 10 | Alberta Internal Load (MW) | 300 | 1
1 Reference Case | 2027 | 60 | Alberta Internal Load (MW) | -660 | 2
1 Reference Case | 2027 | 60 | Alberta Internal Load (MW) | -650 | 1
1 Reference Case | 2027 | 60 | Alberta Internal Load (MW) | -640 | 0
1 Reference Case | 2027 | 60 | Alberta Internal Load (MW) | -630 | 2
1 Reference Case | 2027 | 60 | Alberta Internal Load (MW) | -620 | 4
1 Reference Case | 2027 | 60 | Alberta Internal Load (MW) | -610 | 6
1 Reference Case | 2027 | 60 | Alberta Internal Load (MW) | -600 | 6
1 Reference Case | 2027 | 60 | Alberta Internal Load (MW) | -590 | 9
1 Reference Case | 2027 | 60 | Alberta Internal Load (MW) | -580 | 10
1 Reference Case | 2027 | 60 | Alberta Internal Load (MW) | -570 | 18
1 Reference Case | 2027 | 60 | Alberta Internal Load (MW) | -560 | 16
1 Reference Case | 2027 | 60 | Alberta Internal Load (MW) | -550 | 33
1 Reference Case | 2027 | 60 | Alberta Internal Load (MW) | -540 | 44
1 Reference Case | 2027 | 60 | Alberta Internal Load (MW) | -530 | 37
1 Reference Case | 2027 | 60 | Alberta Internal Load (MW) | -520 | 52
1 Reference Case | 2027 | 60 | Alberta Internal Load (MW) | -510 | 73
1 Reference Case | 2027 | 60 | Alberta Internal Load (MW) | -500 | 73
1 Reference Case | 2027 | 60 | Alberta Internal Load (MW) | -490 | 87
1 Reference Case | 2027 | 60 | Alberta Internal Load (MW) | -480 | 74
1 Reference Case | 2027 | 60 | Alberta Internal Load (MW) | -470 | 76
1 Reference Case | 2027 | 60 | Alberta Internal Load (MW) | -460 | 77
1 Reference Case | 2027 | 60 | Alberta Internal Load (MW) | -450 | 88
1 Reference Case | 2027 | 60 | Alberta Internal Load (MW) | -440 | 109
1 Reference Case | 2027 | 60 | Alberta Internal Load (MW) | -430 | 93
1 Reference Case | 2027 | 60 | Alberta Internal Load (MW) | -420 | 100
1 Reference Case | 2027 | 60 | Alberta Internal Load (MW) | -410 | 110
1 Reference Case | 2027 | 60 | Alberta Internal Load (MW) | -400 | 101
1 Reference Case | 2027 | 60 | Alberta Internal Load (MW) | -390 | 127
1 Reference Case | 2027 | 60 | Alberta Internal Load (MW) | -380 | 99
1 Reference Case | 2027 | 60 | Alberta Internal Load (MW) | -370 | 145
1 Reference Case | 2027 | 60 | Alberta Internal Load (MW) | -360 | 167
1 Reference Case | 2027 | 60 | Alberta Internal Load (MW) | -350 | 183
1 Reference Case | 2027 | 60 | Alberta Internal Load (MW) | -340 | 210
1 Reference Case | 2027 | 60 | Alberta Internal Load (MW) | -330 | 235
1 Reference Case | 2027 | 60 | Alberta Internal Load (MW) | -320 | 269
1 Reference Case | 2027 | 60 | Alberta Internal Load (MW) | -310 | 263
1 Reference Case | 2027 | 60 | Alberta Internal Load (MW) | -300 | 308
1 Reference Case | 2027 | 60 | Alberta Internal Load (MW) | -290 | 309
1 Reference Case | 2027 | 60 | Alberta Internal Load (MW) | -280 | 310
1 Reference Case | 2027 | 60 | Alberta Internal Load (MW) | -270 | 346
1 Reference Case | 2027 | 60 | Alberta Internal Load (MW) | -260 | 342
1 Reference Case | 2027 | 60 | Alberta Internal Load (MW) | -250 | 417
1 Reference Case | 2027 | 60 | Alberta Internal Load (MW) | -240 | 378
1 Reference Case | 2027 | 60 | Alberta Internal Load (MW) | -230 | 432
1 Reference Case | 2027 | 60 | Alberta Internal Load (MW) | -220 | 436
1 Reference Case | 2027 | 60 | Alberta Internal Load (MW) | -210 | 503
1 Reference Case | 2027 | 60 | Alberta Internal Load (MW) | -200 | 503
1 Reference Case | 2027 | 60 | Alberta Internal Load (MW) | -190 | 591
1 Reference Case | 2027 | 60 | Alberta Internal Load (MW) | -180 | 578
1 Reference Case | 2027 | 60 | Alberta Internal Load (MW) | -170 | 579
1 Reference Case | 2027 | 60 | Alberta Internal Load (MW) | -160 | 672
1 Reference Case | 2027 | 60 | Alberta Internal Load (MW) | -150 | 677
1 Reference Case | 2027 | 60 | Alberta Internal Load (MW) | -140 | 772
1 Reference Case | 2027 | 60 | Alberta Internal Load (MW) | -130 | 762
1 Reference Case | 2027 | 60 | Alberta Internal Load (MW) | -120 | 791
1 Reference Case | 2027 | 60 | Alberta Internal Load (MW) | -110 | 889
1 Reference Case | 2027 | 60 | Alberta Internal Load (MW) | -100 | 972
1 Reference Case | 2027 | 60 | Alberta Internal Load (MW) | -90 | 1011
1 Reference Case | 2027 | 60 | Alberta Internal Load (MW) | -80 | 1124
1 Reference Case | 2027 | 60 | Alberta Internal Load (MW) | -70 | 1260
1 Reference Case | 2027 | 60 | Alberta Internal Load (MW) | -60 | 1318
1 Reference Case | 2027 | 60 | Alberta Internal Load (MW) | -50 | 1451
1 Reference Case | 2027 | 60 | Alberta Internal Load (MW) | -40 | 1523
1 Reference Case | 2027 | 60 | Alberta Internal Load (MW) | -30 | 1533
1 Reference Case | 2027 | 60 | Alberta Internal Load (MW) | -20 | 1654
1 Reference Case | 2027 | 60 | Alberta Internal Load (MW) | -10 | 1674
1 Reference Case | 2027 | 60 | Alberta Internal Load (MW) | 0 | 1567
1 Reference Case | 2027 | 60 | Alberta Internal Load (MW) | 10 | 1589
1 Reference Case | 2027 | 60 | Alberta Internal Load (MW) | 20 | 1500
1 Reference Case | 2027 | 60 | Alberta Internal Load (MW) | 30 | 1417
1 Reference Case | 2027 | 60 | Alberta Internal Load (MW) | 40 | 1334
1 Reference Case | 2027 | 60 | Alberta Internal Load (MW) | 50 | 1251
1 Reference Case | 2027 | 60 | Alberta Internal Load (MW) | 60 | 1064
1 Reference Case | 2027 | 60 | Alberta Internal Load (MW) | 70 | 1015
1 Reference Case | 2027 | 60 | Alberta Internal Load (MW) | 80 | 897
1 Reference Case | 2027 | 60 | Alberta Internal Load (MW) | 90 | 817
1 Reference Case | 2027 | 60 | Alberta Internal Load (MW) | 100 | 774
1 Reference Case | 2027 | 60 | Alberta Internal Load (MW) | 110 | 722
1 Reference Case | 2027 | 60 | Alberta Internal Load (MW) | 120 | 674
1 Reference Case | 2027 | 60 | Alberta Internal Load (MW) | 130 | 618
1 Reference Case | 2027 | 60 | Alberta Internal Load (MW) | 140 | 581
1 Reference Case | 2027 | 60 | Alberta Internal Load (MW) | 150 | 523
1 Reference Case | 2027 | 60 | Alberta Internal Load (MW) | 160 | 500
1 Reference Case | 2027 | 60 | Alberta Internal Load (MW) | 170 | 463
1 Reference Case | 2027 | 60 | Alberta Internal Load (MW) | 180 | 455
1 Reference Case | 2027 | 60 | Alberta Internal Load (MW) | 190 | 461
1 Reference Case | 2027 | 60 | Alberta Internal Load (MW) | 200 | 431
1 Reference Case | 2027 | 60 | Alberta Internal Load (MW) | 210 | 384
1 Reference Case | 2027 | 60 | Alberta Internal Load (MW) | 220 | 356
1 Reference Case | 2027 | 60 | Alberta Internal Load (MW) | 230 | 341
1 Reference Case | 2027 | 60 | Alberta Internal Load (MW) | 240 | 315
1 Reference Case | 2027 | 60 | Alberta Internal Load (MW) | 250 | 294
1 Reference Case | 2027 | 60 | Alberta Internal Load (MW) | 260 | 301
1 Reference Case | 2027 | 60 | Alberta Internal Load (MW) | 270 | 310
1 Reference Case | 2027 | 60 | Alberta Internal Load (MW) | 280 | 252
1 Reference Case | 2027 | 60 | Alberta Internal Load (MW) | 290 | 239
1 Reference Case | 2027 | 60 | Alberta Internal Load (MW) | 300 | 252
1 Reference Case | 2027 | 60 | Alberta Internal Load (MW) | 310 | 205
1 Reference Case | 2027 | 60 | Alberta Internal Load (MW) | 320 | 222
1 Reference Case | 2027 | 60 | Alberta Internal Load (MW) | 330 | 202
1 Reference Case | 2027 | 60 | Alberta Internal Load (MW) | 340 | 170
1 Reference Case | 2027 | 60 | Alberta Internal Load (MW) | 350 | 168
1 Reference Case | 2027 | 60 | Alberta Internal Load (MW) | 360 | 165
1 Reference Case | 2027 | 60 | Alberta Internal Load (MW) | 370 | 168
1 Reference Case | 2027 | 60 | Alberta Internal Load (MW) | 380 | 168
1 Reference Case | 2027 | 60 | Alberta Internal Load (MW) | 390 | 155
1 Reference Case | 2027 | 60 | Alberta Internal Load (MW) | 400 | 140
1 Reference Case | 2027 | 60 | Alberta Internal Load (MW) | 410 | 121
1 Reference Case | 2027 | 60 | Alberta Internal Load (MW) | 420 | 110
1 Reference Case | 2027 | 60 | Alberta Internal Load (MW) | 430 | 108
1 Reference Case | 2027 | 60 | Alberta Internal Load (MW) | 440 | 107
1 Reference Case | 2027 | 60 | Alberta Internal Load (MW) | 450 | 100
1 Reference Case | 2027 | 60 | Alberta Internal Load (MW) | 460 | 85
1 Reference Case | 2027 | 60 | Alberta Internal Load (MW) | 470 | 67
1 Reference Case | 2027 | 60 | Alberta Internal Load (MW) | 480 | 76
1 Reference Case | 2027 | 60 | Alberta Internal Load (MW) | 490 | 67
1 Reference Case | 2027 | 60 | Alberta Internal Load (MW) | 500 | 62
1 Reference Case | 2027 | 60 | Alberta Internal Load (MW) | 510 | 63
1 Reference Case | 2027 | 60 | Alberta Internal Load (MW) | 520 | 54
1 Reference Case | 2027 | 60 | Alberta Internal Load (MW) | 530 | 46
1 Reference Case | 2027 | 60 | Alberta Internal Load (MW) | 540 | 49
1 Reference Case | 2027 | 60 | Alberta Internal Load (MW) | 550 | 49
1 Reference Case | 2027 | 60 | Alberta Internal Load (MW) | 560 | 42
1 Reference Case | 2027 | 60 | Alberta Internal Load (MW) | 570 | 47
1 Reference Case | 2027 | 60 | Alberta Internal Load (MW) | 580 | 54
1 Reference Case | 2027 | 60 | Alberta Internal Load (MW) | 590 | 28
1 Reference Case | 2027 | 60 | Alberta Internal Load (MW) | 600 | 35
1 Reference Case | 2027 | 60 | Alberta Internal Load (MW) | 610 | 45
1 Reference Case | 2027 | 60 | Alberta Internal Load (MW) | 620 | 40
1 Reference Case | 2027 | 60 | Alberta Internal Load (MW) | 630 | 55
1 Reference Case | 2027 | 60 | Alberta Internal Load (MW) | 640 | 48
1 Reference Case | 2027 | 60 | Alberta Internal Load (MW) | 650 | 46
1 Reference Case | 2027 | 60 | Alberta Internal Load (MW) | 660 | 38
1 Reference Case | 2027 | 60 | Alberta Internal Load (MW) | 670 | 32
1 Reference Case | 2027 | 60 | Alberta Internal Load (MW) | 680 | 30
1 Reference Case | 2027 | 60 | Alberta Internal Load (MW) | 690 | 47
1 Reference Case | 2027 | 60 | Alberta Internal Load (MW) | 700 | 33
1 Reference Case | 2027 | 60 | Alberta Internal Load (MW) | 710 | 33
1 Reference Case | 2027 | 60 | Alberta Internal Load (MW) | 720 | 36
1 Reference Case | 2027 | 60 | Alberta Internal Load (MW) | 730 | 20
1 Reference Case | 2027 | 60 | Alberta Internal Load (MW) | 740 | 25
1 Reference Case | 2027 | 60 | Alberta Internal Load (MW) | 750 | 20
1 Reference Case | 2027 | 60 | Alberta Internal Load (MW) | 760 | 14
1 Reference Case | 2027 | 60 | Alberta Internal Load (MW) | 770 | 13
1 Reference Case | 2027 | 60 | Alberta Internal Load (MW) | 780 | 11
1 Reference Case | 2027 | 60 | Alberta Internal Load (MW) | 790 | 9
1 Reference Case | 2027 | 60 | Alberta Internal Load (MW) | 800 | 7
1 Reference Case | 2027 | 60 | Alberta Internal Load (MW) | 810 | 4
1 Reference Case | 2027 | 60 | Alberta Internal Load (MW) | 820 | 1
1 Reference Case | 2027 | 60 | Alberta Internal Load (MW) | 830 | 3
1 Reference Case | 2027 | 10 | Variable Generation (MW) | -270 | 1
1 Reference Case | 2027 | 10 | Variable Generation (MW) | -260 | 0
1 Reference Case | 2027 | 10 | Variable Generation (MW) | -250 | 0
1 Reference Case | 2027 | 10 | Variable Generation (MW) | -240 | 3
1 Reference Case | 2027 | 10 | Variable Generation (MW) | -230 | 0
1 Reference Case | 2027 | 10 | Variable Generation (MW) | -220 | 0
1 Reference Case | 2027 | 10 | Variable Generation (MW) | -210 | 4
1 Reference Case | 2027 | 10 | Variable Generation (MW) | -200 | 1
1 Reference Case | 2027 | 10 | Variable Generation (MW) | -190 | 3
1 Reference Case | 2027 | 10 | Variable Generation (MW) | -180 | 5
1 Reference Case | 2027 | 10 | Variable Generation (MW) | -170 | 8
1 Reference Case | 2027 | 10 | Variable Generation (MW) | -160 | 8
1 Reference Case | 2027 | 10 | Variable Generation (MW) | -150 | 11
1 Reference Case | 2027 | 10 | Variable Generation (MW) | -140 | 24
1 Reference Case | 2027 | 10 | Variable Generation (MW) | -130 | 49
1 Reference Case | 2027 | 10 | Variable Generation (MW) | -120 | 50
1 Reference Case | 2027 | 10 | Variable Generation (MW) | -110 | 82
1 Reference Case | 2027 | 10 | Variable Generation (MW) | -100 | 122
1 Reference Case | 2027 | 10 | Variable Generation (MW) | -90 | 194
1 Reference Case | 2027 | 10 | Variable Generation (MW) | -80 | 332
1 Reference Case | 2027 | 10 | Variable Generation (MW) | -70 | 490
1 Reference Case | 2027 | 10 | Variable Generation (MW) | -60 | 788
1 Reference Case | 2027 | 10 | Variable Generation (MW) | -50 | 1187
1 Reference Case | 2027 | 10 | Variable Generation (MW) | -40 | 1833
1 Reference Case | 2027 | 10 | Variable Generation (MW) | -30 | 3126
1 Reference Case | 2027 | 10 | Variable Generation (MW) | -20 | 4937
1 Reference Case | 2027 | 10 | Variable Generation (MW) | -10 | 8042
1 Reference Case | 2027 | 10 | Variable Generation (MW) | 0 | 10850
1 Reference Case | 2027 | 10 | Variable Generation (MW) | 10 | 7341
1 Reference Case | 2027 | 10 | Variable Generation (MW) | 20 | 4737
1 Reference Case | 2027 | 10 | Variable Generation (MW) | 30 | 3023
1 Reference Case | 2027 | 10 | Variable Generation (MW) | 40 | 1785
1 Reference Case | 2027 | 10 | Variable Generation (MW) | 50 | 1218
1 Reference Case | 2027 | 10 | Variable Generation (MW) | 60 | 796
1 Reference Case | 2027 | 10 | Variable Generation (MW) | 70 | 518
1 Reference Case | 2027 | 10 | Variable Generation (MW) | 80 | 313
1 Reference Case | 2027 | 10 | Variable Generation (MW) | 90 | 231
1 Reference Case | 2027 | 10 | Variable Generation (MW) | 100 | 132
1 Reference Case | 2027 | 10 | Variable Generation (MW) | 110 | 97
1 Reference Case | 2027 | 10 | Variable Generation (MW) | 120 | 58
1 Reference Case | 2027 | 10 | Variable Generation (MW) | 130 | 46
1 Reference Case | 2027 | 10 | Variable Generation (MW) | 140 | 41
1 Reference Case | 2027 | 10 | Variable Generation (MW) | 150 | 15
1 Reference Case | 2027 | 10 | Variable Generation (MW) | 160 | 16
1 Reference Case | 2027 | 10 | Variable Generation (MW) | 170 | 8
1 Reference Case | 2027 | 10 | Variable Generation (MW) | 180 | 13
1 Reference Case | 2027 | 10 | Variable Generation (MW) | 190 | 3
1 Reference Case | 2027 | 10 | Variable Generation (MW) | 200 | 4
1 Reference Case | 2027 | 10 | Variable Generation (MW) | 210 | 3
1 Reference Case | 2027 | 10 | Variable Generation (MW) | 220 | 2
1 Reference Case | 2027 | 10 | Variable Generation (MW) | 230 | 5
1 Reference Case | 2027 | 10 | Variable Generation (MW) | 240 | 1
1 Reference Case | 2027 | 10 | Variable Generation (MW) | 250 | 0
1 Reference Case | 2027 | 10 | Variable Generation (MW) | 260 | 1
1 Reference Case | 2027 | 10 | Variable Generation (MW) | 270 | 0
1 Reference Case | 2027 | 10 | Variable Generation (MW) | 280 | 0
1 Reference Case | 2027 | 10 | Variable Generation (MW) | 290 | 0
1 Reference Case | 2027 | 10 | Variable Generation (MW) | 300 | 0
1 Reference Case | 2027 | 10 | Variable Generation (MW) | 310 | 1
1 Reference Case | 2027 | 10 | Variable Generation (MW) | 320 | 0
1 Reference Case | 2027 | 10 | Variable Generation (MW) | 330 | 1
1 Reference Case | 2027 | 60 | Variable Generation (MW) | -1040 | 1
1 Reference Case | 2027 | 60 | Variable Generation (MW) | -1030 | 1
1 Reference Case | 2027 | 60 | Variable Generation (MW) | -1020 | 0
1 Reference Case | 2027 | 60 | Variable Generation (MW) | -1010 | 0
1 Reference Case | 2027 | 60 | Variable Generation (MW) | -1000 | 1
1 Reference Case | 2027 | 60 | Variable Generation (MW) | -990 | 0
1 Reference Case | 2027 | 60 | Variable Generation (MW) | -980 | 0
1 Reference Case | 2027 | 60 | Variable Generation (MW) | -970 | 1
1 Reference Case | 2027 | 60 | Variable Generation (MW) | -960 | 0
1 Reference Case | 2027 | 60 | Variable Generation (MW) | -950 | 2
1 Reference Case | 2027 | 60 | Variable Generation (MW) | -940 | 0
1 Reference Case | 2027 | 60 | Variable Generation (MW) | -930 | 0
1 Reference Case | 2027 | 60 | Variable Generation (MW) | -920 | 0
1 Reference Case | 2027 | 60 | Variable Generation (MW) | -910 | 0
1 Reference Case | 2027 | 60 | Variable Generation (MW) | -900 | 0
1 Reference Case | 2027 | 60 | Variable Generation (MW) | -890 | 0
1 Reference Case | 2027 | 60 | Variable Generation (MW) | -880 | 0
1 Reference Case | 2027 | 60 | Variable Generation (MW) | -870 | 2
1 Reference Case | 2027 | 60 | Variable Generation (MW) | -860 | 1
1 Reference Case | 2027 | 60 | Variable Generation (MW) | -850 | 0
1 Reference Case | 2027 | 60 | Variable Generation (MW) | -840 | 0
1 Reference Case | 2027 | 60 | Variable Generation (MW) | -830 | 2
1 Reference Case | 2027 | 60 | Variable Generation (MW) | -820 | 1
1 Reference Case | 2027 | 60 | Variable Generation (MW) | -810 | 0
1 Reference Case | 2027 | 60 | Variable Generation (MW) | -800 | 0
1 Reference Case | 2027 | 60 | Variable Generation (MW) | -790 | 0
1 Reference Case | 2027 | 60 | Variable Generation (MW) | -780 | 0
1 Reference Case | 2027 | 60 | Variable Generation (MW) | -770 | 0
1 Reference Case | 2027 | 60 | Variable Generation (MW) | -760 | 2
1 Reference Case | 2027 | 60 | Variable Generation (MW) | -750 | 1
1 Reference Case | 2027 | 60 | Variable Generation (MW) | -740 | 2
1 Reference Case | 2027 | 60 | Variable Generation (MW) | -730 | 4
1 Reference Case | 2027 | 60 | Variable Generation (MW) | -720 | 1
1 Reference Case | 2027 | 60 | Variable Generation (MW) | -710 | 5
1 Reference Case | 2027 | 60 | Variable Generation (MW) | -700 | 4
1 Reference Case | 2027 | 60 | Variable Generation (MW) | -690 | 4
1 Reference Case | 2027 | 60 | Variable Generation (MW) | -680 | 4
1 Reference Case | 2027 | 60 | Variable Generation (MW) | -670 | 6
1 Reference Case | 2027 | 60 | Variable Generation (MW) | -660 | 3
1 Reference Case | 2027 | 60 | Variable Generation (MW) | -650 | 4
1 Reference Case | 2027 | 60 | Variable Generation (MW) | -640 | 5
1 Reference Case | 2027 | 60 | Variable Generation (MW) | -630 | 3
1 Reference Case | 2027 | 60 | Variable Generation (MW) | -620 | 5
1 Reference Case | 2027 | 60 | Variable Generation (MW) | -610 | 6
1 Reference Case | 2027 | 60 | Variable Generation (MW) | -600 | 1
1 Reference Case | 2027 | 60 | Variable Generation (MW) | -590 | 5
1 Reference Case | 2027 | 60 | Variable Generation (MW) | -580 | 6
1 Reference Case | 2027 | 60 | Variable Generation (MW) | -570 | 11
1 Reference Case | 2027 | 60 | Variable Generation (MW) | -560 | 11
1 Reference Case | 2027 | 60 | Variable Generation (MW) | -550 | 15
1 Reference Case | 2027 | 60 | Variable Generation (MW) | -540 | 22
1 Reference Case | 2027 | 60 | Variable Generation (MW) | -530 | 18
1 Reference Case | 2027 | 60 | Variable Generation (MW) | -520 | 16
1 Reference Case | 2027 | 60 | Variable Generation (MW) | -510 | 27
1 Reference Case | 2027 | 60 | Variable Generation (MW) | -500 | 24
1 Reference Case | 2027 | 60 | Variable Generation (MW) | -490 | 27
1 Reference Case | 2027 | 60 | Variable Generation (MW) | -480 | 23
1 Reference Case | 2027 | 60 | Variable Generation (MW) | -470 | 27
1 Reference Case | 2027 | 60 | Variable Generation (MW) | -460 | 27
1 Reference Case | 2027 | 60 | Variable Generation (MW) | -450 | 34
1 Reference Case | 2027 | 60 | Variable Generation (MW) | -440 | 42
1 Reference Case | 2027 | 60 | Variable Generation (MW) | -430 | 46
1 Reference Case | 2027 | 60 | Variable Generation (MW) | -420 | 39
1 Reference Case | 2027 | 60 | Variable Generation (MW) | -410 | 55
1 Reference Case | 2027 | 60 | Variable Generation (MW) | -400 | 54
1 Reference Case | 2027 | 60 | Variable Generation (MW) | -390 | 68
1 Reference Case | 2027 | 60 | Variable Generation (MW) | -380 | 87
1 Reference Case | 2027 | 60 | Variable Generation (MW) | -370 | 83
1 Reference Case | 2027 | 60 | Variable Generation (MW) | -360 | 75
1 Reference Case | 2027 | 60 | Variable Generation (MW) | -350 | 86
1 Reference Case | 2027 | 60 | Variable Generation (MW) | -340 | 114
1 Reference Case | 2027 | 60 | Variable Generation (MW) | -330 | 104
1 Reference Case | 2027 | 60 | Variable Generation (MW) | -320 | 105
1 Reference Case | 2027 | 60 | Variable Generation (MW) | -310 | 133
1 Reference Case | 2027 | 60 | Variable Generation (MW) | -300 | 145
1 Reference Case | 2027 | 60 | Variable Generation (MW) | -290 | 141
1 Reference Case | 2027 | 60 | Variable Generation (MW) | -280 | 185
1 Reference Case | 2027 | 60 | Variable Generation (MW) | -270 | 196
1 Reference Case | 2027 | 60 | Variable Generation (MW) | -260 | 239
1 Reference Case | 2027 | 60 | Variable Generation (MW) | -250 | 256
1 Reference Case | 2027 | 60 | Variable Generation (MW) | -240 | 249
1 Reference Case | 2027 | 60 | Variable Generation (MW) | -230 | 305
1 Reference Case | 2027 | 60 | Variable Generation (MW) | -220 | 348
1 Reference Case | 2027 | 60 | Variable Generation (MW) | -210 | 312
1 Reference Case | 2027 | 60 | Variable Generation (MW) | -200 | 349
1 Reference Case | 2027 | 60 | Variable Generation (MW) | -190 | 413
1 Reference Case | 2027 | 60 | Variable Generation (MW) | -180 | 461
1 Reference Case | 2027 | 60 | Variable Generation (MW) | -170 | 479
1 Reference Case | 2027 | 60 | Variable Generation (MW) | -160 | 537
1 Reference Case | 2027 | 60 | Variable Generation (MW) | -150 | 564
1 Reference Case | 2027 | 60 | Variable Generation (MW) | -140 | 684
1 Reference Case | 2027 | 60 | Variable Generation (MW) | -130 | 742
1 Reference Case | 2027 | 60 | Variable Generation (MW) | -120 | 817
1 Reference Case | 2027 | 60 | Variable Generation (MW) | -110 | 885
1 Reference Case | 2027 | 60 | Variable Generation (MW) | -100 | 1003
1 Reference Case | 2027 | 60 | Variable Generation (MW) | -90 | 1021
1 Reference Case | 2027 | 60 | Variable Generation (MW) | -80 | 1153
1 Reference Case | 2027 | 60 | Variable Generation (MW) | -70 | 1284
1 Reference Case | 2027 | 60 | Variable Generation (MW) | -60 | 1562
1 Reference Case | 2027 | 60 | Variable Generation (MW) | -50 | 1655
1 Reference Case | 2027 | 60 | Variable Generation (MW) | -40 | 1813
1 Reference Case | 2027 | 60 | Variable Generation (MW) | -30 | 1971
1 Reference Case | 2027 | 60 | Variable Generation (MW) | -20 | 2108
1 Reference Case | 2027 | 60 | Variable Generation (MW) | -10 | 2272
1 Reference Case | 2027 | 60 | Variable Generation (MW) | 0 | 2427
1 Reference Case | 2027 | 60 | Variable Generation (MW) | 10 | 2197
1 Reference Case | 2027 | 60 | Variable Generation (MW) | 20 | 2019
1 Reference Case | 2027 | 60 | Variable Generation (MW) | 30 | 1809
1 Reference Case | 2027 | 60 | Variable Generation (MW) | 40 | 1646
1 Reference Case | 2027 | 60 | Variable Generation (MW) | 50 | 1534
1 Reference Case | 2027 | 60 | Variable Generation (MW) | 60 | 1302
1 Reference Case | 2027 | 60 | Variable Generation (MW) | 70 | 1213
1 Reference Case | 2027 | 60 | Variable Generation (MW) | 80 | 1082
1 Reference Case | 2027 | 60 | Variable Generation (MW) | 90 | 998
1 Reference Case | 2027 | 60 | Variable Generation (MW) | 100 | 935
1 Reference Case | 2027 | 60 | Variable Generation (MW) | 110 | 808
1 Reference Case | 2027 | 60 | Variable Generation (MW) | 120 | 810
1 Reference Case | 2027 | 60 | Variable Generation (MW) | 130 | 730
1 Reference Case | 2027 | 60 | Variable Generation (MW) | 140 | 671
1 Reference Case | 2027 | 60 | Variable Generation (MW) | 150 | 606
1 Reference Case | 2027 | 60 | Variable Generation (MW) | 160 | 557
1 Reference Case | 2027 | 60 | Variable Generation (MW) | 170 | 521
1 Reference Case | 2027 | 60 | Variable Generation (MW) | 180 | 420
1 Reference Case | 2027 | 60 | Variable Generation (MW) | 190 | 444
1 Reference Case | 2027 | 60 | Variable Generation (MW) | 200 | 354
1 Reference Case | 2027 | 60 | Variable Generation (MW) | 210 | 356
1 Reference Case | 2027 | 60 | Variable Generation (MW) | 220 | 297
1 Reference Case | 2027 | 60 | Variable Generation (MW) | 230 | 275
1 Reference Case | 2027 | 60 | Variable Generation (MW) | 240 | 251
1 Reference Case | 2027 | 60 | Variable Generation (MW) | 250 | 238
1 Reference Case | 2027 | 60 | Variable Generation (MW) | 260 | 229
1 Reference Case | 2027 | 60 | Variable Generation (MW) | 270 | 180
1 Reference Case | 2027 | 60 | Variable Generation (MW) | 280 | 182
1 Reference Case | 2027 | 60 | Variable Generation (MW) | 290 | 145
1 Reference Case | 2027 | 60 | Variable Generation (MW) | 300 | 158
1 Reference Case | 2027 | 60 | Variable Generation (MW) | 310 | 114
1 Reference Case | 2027 | 60 | Variable Generation (MW) | 320 | 120
1 Reference Case | 2027 | 60 | Variable Generation (MW) | 330 | 95
1 Reference Case | 2027 | 60 | Variable Generation (MW) | 340 | 119
1 Reference Case | 2027 | 60 | Variable Generation (MW) | 350 | 85
1 Reference Case | 2027 | 60 | Variable Generation (MW) | 360 | 94
1 Reference Case | 2027 | 60 | Variable Generation (MW) | 370 | 64
1 Reference Case | 2027 | 60 | Variable Generation (MW) | 380 | 62
1 Reference Case | 2027 | 60 | Variable Generation (MW) | 390 | 60
1 Reference Case | 2027 | 60 | Variable Generation (MW) | 400 | 62
1 Reference Case | 2027 | 60 | Variable Generation (MW) | 410 | 52
1 Reference Case | 2027 | 60 | Variable Generation (MW) | 420 | 53
1 Reference Case | 2027 | 60 | Variable Generation (MW) | 430 | 37
1 Reference Case | 2027 | 60 | Variable Generation (MW) | 440 | 40
1 Reference Case | 2027 | 60 | Variable Generation (MW) | 450 | 30
1 Reference Case | 2027 | 60 | Variable Generation (MW) | 460 | 33
1 Reference Case | 2027 | 60 | Variable Generation (MW) | 470 | 35
1 Reference Case | 2027 | 60 | Variable Generation (MW) | 480 | 40
1 Reference Case | 2027 | 60 | Variable Generation (MW) | 490 | 31
1 Reference Case | 2027 | 60 | Variable Generation (MW) | 500 | 31
1 Reference Case | 2027 | 60 | Variable Generation (MW) | 510 | 29
1 Reference Case | 2027 | 60 | Variable Generation (MW) | 520 | 33
1 Reference Case | 2027 | 60 | Variable Generation (MW) | 530 | 15
1 Reference Case | 2027 | 60 | Variable Generation (MW) | 540 | 15
1 Reference Case | 2027 | 60 | Variable Generation (MW) | 550 | 11
1 Reference Case | 2027 | 60 | Variable Generation (MW) | 560 | 19
1 Reference Case | 2027 | 60 | Variable Generation (MW) | 570 | 11
1 Reference Case | 2027 | 60 | Variable Generation (MW) | 580 | 20
1 Reference Case | 2027 | 60 | Variable Generation (MW) | 590 | 8
1 Reference Case | 2027 | 60 | Variable Generation (MW) | 600 | 11
1 Reference Case | 2027 | 60 | Variable Generation (MW) | 610 | 10
1 Reference Case | 2027 | 60 | Variable Generation (MW) | 620 | 11
1 Reference Case | 2027 | 60 | Variable Generation (MW) | 630 | 10
1 Reference Case | 2027 | 60 | Variable Generation (MW) | 640 | 8
1 Reference Case | 2027 | 60 | Variable Generation (MW) | 650 | 4
1 Reference Case | 2027 | 60 | Variable Generation (MW) | 660 | 8
1 Reference Case | 2027 | 60 | Variable Generation (MW) | 670 | 5
1 Reference Case | 2027 | 60 | Variable Generation (MW) | 680 | 6
1 Reference Case | 2027 | 60 | Variable Generation (MW) | 690 | 2
1 Reference Case | 2027 | 60 | Variable Generation (MW) | 700 | 5
1 Reference Case | 2027 | 60 | Variable Generation (MW) | 710 | 5
1 Reference Case | 2027 | 60 | Variable Generation (MW) | 720 | 2
1 Reference Case | 2027 | 60 | Variable Generation (MW) | 730 | 3
1 Reference Case | 2027 | 60 | Variable Generation (MW) | 740 | 5
1 Reference Case | 2027 | 60 | Variable Generation (MW) | 750 | 1
1 Reference Case | 2027 | 60 | Variable Generation (MW) | 760 | 2
1 Reference Case | 2027 | 60 | Variable Generation (MW) | 770 | 1
1 Reference Case | 2027 | 60 | Variable Generation (MW) | 780 | 4
1 Reference Case | 2027 | 60 | Variable Generation (MW) | 790 | 2
1 Reference Case | 2027 | 60 | Variable Generation (MW) | 800 | 4
1 Reference Case | 2027 | 60 | Variable Generation (MW) | 810 | 0
1 Reference Case | 2027 | 60 | Variable Generation (MW) | 820 | 2
1 Reference Case | 2027 | 60 | Variable Generation (MW) | 830 | 3
1 Reference Case | 2027 | 60 | Variable Generation (MW) | 840 | 0
1 Reference Case | 2027 | 60 | Variable Generation (MW) | 850 | 5
1 Reference Case | 2027 | 60 | Variable Generation (MW) | 860 | 1
1 Reference Case | 2027 | 60 | Variable Generation (MW) | 870 | 2
1 Reference Case | 2027 | 60 | Variable Generation (MW) | 880 | 1
1 Reference Case | 2027 | 60 | Variable Generation (MW) | 890 | 1
1 Reference Case | 2027 | 60 | Variable Generation (MW) | 900 | 2
1 Reference Case | 2027 | 60 | Variable Generation (MW) | 910 | 0
1 Reference Case | 2027 | 60 | Variable Generation (MW) | 920 | 0
1 Reference Case | 2027 | 60 | Variable Generation (MW) | 930 | 2
1 Reference Case | 2027 | 60 | Variable Generation (MW) | 940 | 2
1 Reference Case | 2027 | 60 | Variable Generation (MW) | 950 | 0
1 Reference Case | 2027 | 60 | Variable Generation (MW) | 960 | 0
1 Reference Case | 2027 | 60 | Variable Generation (MW) | 970 | 0
1 Reference Case | 2027 | 60 | Variable Generation (MW) | 980 | 1
1 Reference Case | 2027 | 60 | Variable Generation (MW) | 990 | 1
1 Reference Case | 2027 | 60 | Variable Generation (MW) | 1000 | 0
1 Reference Case | 2027 | 60 | Variable Generation (MW) | 1010 | 2
1 Reference Case | 2027 | 60 | Variable Generation (MW) | 1020 | 1
1 Reference Case | 2027 | 60 | Variable Generation (MW) | 1030 | 0
1 Reference Case | 2027 | 60 | Variable Generation (MW) | 1040 | 0
1 Reference Case | 2027 | 60 | Variable Generation (MW) | 1050 | 1
1 Reference Case | 2027 | 60 | Variable Generation (MW) | 1060 | 1
1 Reference Case | 2027 | 10 | Net Demand (MW) | -450 | 1
1 Reference Case | 2027 | 10 | Net Demand (MW) | -440 | 0
1 Reference Case | 2027 | 10 | Net Demand (MW) | -430 | 0
1 Reference Case | 2027 | 10 | Net Demand (MW) | -420 | 0
1 Reference Case | 2027 | 10 | Net Demand (MW) | -410 | 0
1 Reference Case | 2027 | 10 | Net Demand (MW) | -400 | 0
1 Reference Case | 2027 | 10 | Net Demand (MW) | -390 | 0
1 Reference Case | 2027 | 10 | Net Demand (MW) | -380 | 0
1 Reference Case | 2027 | 10 | Net Demand (MW) | -370 | 0
1 Reference Case | 2027 | 10 | Net Demand (MW) | -360 | 0
1 Reference Case | 2027 | 10 | Net Demand (MW) | -350 | 1
1 Reference Case | 2027 | 10 | Net Demand (MW) | -340 | 0
1 Reference Case | 2027 | 10 | Net Demand (MW) | -330 | 0
1 Reference Case | 2027 | 10 | Net Demand (MW) | -320 | 0
1 Reference Case | 2027 | 10 | Net Demand (MW) | -310 | 1
1 Reference Case | 2027 | 10 | Net Demand (MW) | -300 | 0
1 Reference Case | 2027 | 10 | Net Demand (MW) | -290 | 0
1 Reference Case | 2027 | 10 | Net Demand (MW) | -280 | 2
1 Reference Case | 2027 | 10 | Net Demand (MW) | -270 | 2
1 Reference Case | 2027 | 10 | Net Demand (MW) | -260 | 2
1 Reference Case | 2027 | 10 | Net Demand (MW) | -250 | 4
1 Reference Case | 2027 | 10 | Net Demand (MW) | -240 | 7
1 Reference Case | 2027 | 10 | Net Demand (MW) | -230 | 4
1 Reference Case | 2027 | 10 | Net Demand (MW) | -220 | 9
1 Reference Case | 2027 | 10 | Net Demand (MW) | -210 | 9
1 Reference Case | 2027 | 10 | Net Demand (MW) | -200 | 7
1 Reference Case | 2027 | 10 | Net Demand (MW) | -190 | 11
1 Reference Case | 2027 | 10 | Net Demand (MW) | -180 | 22
1 Reference Case | 2027 | 10 | Net Demand (MW) | -170 | 39
1 Reference Case | 2027 | 10 | Net Demand (MW) | -160 | 43
1 Reference Case | 2027 | 10 | Net Demand (MW) | -150 | 77
1 Reference Case | 2027 | 10 | Net Demand (MW) | -140 | 122
1 Reference Case | 2027 | 10 | Net Demand (MW) | -130 | 154
1 Reference Case | 2027 | 10 | Net Demand (MW) | -120 | 257
1 Reference Case | 2027 | 10 | Net Demand (MW) | -110 | 350
1 Reference Case | 2027 | 10 | Net Demand (MW) | -100 | 537
1 Reference Case | 2027 | 10 | Net Demand (MW) | -90 | 715
1 Reference Case | 2027 | 10 | Net Demand (MW) | -80 | 1014
1 Reference Case | 2027 | 10 | Net Demand (MW) | -70 | 1337
1 Reference Case | 2027 | 10 | Net Demand (MW) | -60 | 1834
1 Reference Case | 2027 | 10 | Net Demand (MW) | -50 | 2329
1 Reference Case | 2027 | 10 | Net Demand (MW) | -40 | 2884
1 Reference Case | 2027 | 10 | Net Demand (MW) | -30 | 3561
1 Reference Case | 2027 | 10 | Net Demand (MW) | -20 | 4121
1 Reference Case | 2027 | 10 | Net Demand (MW) | -10 | 4751
1 Reference Case | 2027 | 10 | Net Demand (MW) | 0 | 4946
1 Reference Case | 2027 | 10 | Net Demand (MW) | 10 | 4664
1 Reference Case | 2027 | 10 | Net Demand (MW) | 20 | 4126
1 Reference Case | 2027 | 10 | Net Demand (MW) | 30 | 3330
1 Reference Case | 2027 | 10 | Net Demand (MW) | 40 | 2716
1 Reference Case | 2027 | 10 | Net Demand (MW) | 50 | 2048
1 Reference Case | 2027 | 10 | Net Demand (MW) | 60 | 1575
1 Reference Case | 2027 | 10 | Net Demand (MW) | 70 | 1286
1 Reference Case | 2027 | 10 | Net Demand (MW) | 80 | 877
1 Reference Case | 2027 | 10 | Net Demand (MW) | 90 | 706
1 Reference Case | 2027 | 10 | Net Demand (MW) | 100 | 537
1 Reference Case | 2027 | 10 | Net Demand (MW) | 110 | 391
1 Reference Case | 2027 | 10 | Net Demand (MW) | 120 | 333
1 Reference Case | 2027 | 10 | Net Demand (MW) | 130 | 243
1 Reference Case | 2027 | 10 | Net Demand (MW) | 140 | 175
1 Reference Case | 2027 | 10 | Net Demand (MW) | 150 | 105
1 Reference Case | 2027 | 10 | Net Demand (MW) | 160 | 98
1 Reference Case | 2027 | 10 | Net Demand (MW) | 170 | 64
1 Reference Case | 2027 | 10 | Net Demand (MW) | 180 | 44
1 Reference Case | 2027 | 10 | Net Demand (MW) | 190 | 30
1 Reference Case | 2027 | 10 | Net Demand (MW) | 200 | 13
1 Reference Case | 2027 | 10 | Net Demand (MW) | 210 | 10
1 Reference Case | 2027 | 10 | Net Demand (MW) | 220 | 11
1 Reference Case | 2027 | 10 | Net Demand (MW) | 230 | 9
1 Reference Case | 2027 | 10 | Net Demand (MW) | 240 | 3
1 Reference Case | 2027 | 10 | Net Demand (MW) | 250 | 3
1 Reference Case | 2027 | 10 | Net Demand (MW) | 260 | 3
1 Reference Case | 2027 | 10 | Net Demand (MW) | 270 | 2
1 Reference Case | 2027 | 10 | Net Demand (MW) | 280 | 2
1 Reference Case | 2027 | 10 | Net Demand (MW) | 290 | 0
1 Reference Case | 2027 | 10 | Net Demand (MW) | 300 | 1
1 Reference Case | 2027 | 10 | Net Demand (MW) | 310 | 0
1 Reference Case | 2027 | 10 | Net Demand (MW) | 320 | 1
1 Reference Case | 2027 | 60 | Net Demand (MW) | -1280 | 1
1 Reference Case | 2027 | 60 | Net Demand (MW) | -1270 | 0
1 Reference Case | 2027 | 60 | Net Demand (MW) | -1260 | 0
1 Reference Case | 2027 | 60 | Net Demand (MW) | -1250 | 1
1 Reference Case | 2027 | 60 | Net Demand (MW) | -1240 | 0
1 Reference Case | 2027 | 60 | Net Demand (MW) | -1230 | 0
1 Reference Case | 2027 | 60 | Net Demand (MW) | -1220 | 0
1 Reference Case | 2027 | 60 | Net Demand (MW) | -1210 | 0
1 Reference Case | 2027 | 60 | Net Demand (MW) | -1200 | 0
1 Reference Case | 2027 | 60 | Net Demand (MW) | -1190 | 0
1 Reference Case | 2027 | 60 | Net Demand (MW) | -1180 | 0
1 Reference Case | 2027 | 60 | Net Demand (MW) | -1170 | 0
1 Reference Case | 2027 | 60 | Net Demand (MW) | -1160 | 0
1 Reference Case | 2027 | 60 | Net Demand (MW) | -1150 | 3
1 Reference Case | 2027 | 60 | Net Demand (MW) | -1140 | 1
1 Reference Case | 2027 | 60 | Net Demand (MW) | -1130 | 1
1 Reference Case | 2027 | 60 | Net Demand (MW) | -1120 | 2
1 Reference Case | 2027 | 60 | Net Demand (MW) | -1110 | 1
1 Reference Case | 2027 | 60 | Net Demand (MW) | -1100 | 0
1 Reference Case | 2027 | 60 | Net Demand (MW) | -1090 | 1
1 Reference Case | 2027 | 60 | Net Demand (MW) | -1080 | 1
1 Reference Case | 2027 | 60 | Net Demand (MW) | -1070 | 1
1 Reference Case | 2027 | 60 | Net Demand (MW) | -1060 | 0
1 Reference Case | 2027 | 60 | Net Demand (MW) | -1050 | 0
1 Reference Case | 2027 | 60 | Net Demand (MW) | -1040 | 1
1 Reference Case | 2027 | 60 | Net Demand (MW) | -1030 | 2
1 Reference Case | 2027 | 60 | Net Demand (MW) | -1020 | 1
1 Reference Case | 2027 | 60 | Net Demand (MW) | -1010 | 1
1 Reference Case | 2027 | 60 | Net Demand (MW) | -1000 | 1
1 Reference Case | 2027 | 60 | Net Demand (MW) | -990 | 1
1 Reference Case | 2027 | 60 | Net Demand (MW) | -980 | 1
1 Reference Case | 2027 | 60 | Net Demand (MW) | -970 | 1
1 Reference Case | 2027 | 60 | Net Demand (MW) | -960 | 2
1 Reference Case | 2027 | 60 | Net Demand (MW) | -950 | 3
1 Reference Case | 2027 | 60 | Net Demand (MW) | -940 | 1
1 Reference Case | 2027 | 60 | Net Demand (MW) | -930 | 1
1 Reference Case | 2027 | 60 | Net Demand (MW) | -920 | 5
1 Reference Case | 2027 | 60 | Net Demand (MW) | -910 | 1
1 Reference Case | 2027 | 60 | Net Demand (MW) | -900 | 2
1 Reference Case | 2027 | 60 | Net Demand (MW) | -890 | 2
1 Reference Case | 2027 | 60 | Net Demand (MW) | -880 | 4
1 Reference Case | 2027 | 60 | Net Demand (MW) | -870 | 1
1 Reference Case | 2027 | 60 | Net Demand (MW) | -860 | 5
1 Reference Case | 2027 | 60 | Net Demand (MW) | -850 | 4
1 Reference Case | 2027 | 60 | Net Demand (MW) | -840 | 3
1 Reference Case | 2027 | 60 | Net Demand (MW) | -830 | 4
1 Reference Case | 2027 | 60 | Net Demand (MW) | -820 | 9
1 Reference Case | 2027 | 60 | Net Demand (MW) | -810 | 13
1 Reference Case | 2027 | 60 | Net Demand (MW) | -800 | 5
1 Reference Case | 2027 | 60 | Net Demand (MW) | -790 | 13
1 Reference Case | 2027 | 60 | Net Demand (MW) | -780 | 8
1 Reference Case | 2027 | 60 | Net Demand (MW) | -770 | 4
1 Reference Case | 2027 | 60 | Net Demand (MW) | -760 | 9
1 Reference Case | 2027 | 60 | Net Demand (MW) | -750 | 10
1 Reference Case | 2027 | 60 | Net Demand (MW) | -740 | 8
1 Reference Case | 2027 | 60 | Net Demand (MW) | -730 | 12
1 Reference Case | 2027 | 60 | Net Demand (MW) | -720 | 23
1 Reference Case | 2027 | 60 | Net Demand (MW) | -710 | 17
1 Reference Case | 2027 | 60 | Net Demand (MW) | -700 | 16
1 Reference Case | 2027 | 60 | Net Demand (MW) | -690 | 19
1 Reference Case | 2027 | 60 | Net Demand (MW) | -680 | 22
1 Reference Case | 2027 | 60 | Net Demand (MW) | -670 | 19
1 Reference Case | 2027 | 60 | Net Demand (MW) | -660 | 37
1 Reference Case | 2027 | 60 | Net Demand (MW) | -650 | 23
1 Reference Case | 2027 | 60 | Net Demand (MW) | -640 | 43
1 Reference Case | 2027 | 60 | Net Demand (MW) | -630 | 44
1 Reference Case | 2027 | 60 | Net Demand (MW) | -620 | 43
1 Reference Case | 2027 | 60 | Net Demand (MW) | -610 | 44
1 Reference Case | 2027 | 60 | Net Demand (MW) | -600 | 52
1 Reference Case | 2027 | 60 | Net Demand (MW) | -590 | 56
1 Reference Case | 2027 | 60 | Net Demand (MW) | -580 | 59
1 Reference Case | 2027 | 60 | Net Demand (MW) | -570 | 64
1 Reference Case | 2027 | 60 | Net Demand (MW) | -560 | 68
1 Reference Case | 2027 | 60 | Net Demand (MW) | -550 | 71
1 Reference Case | 2027 | 60 | Net Demand (MW) | -540 | 85
1 Reference Case | 2027 | 60 | Net Demand (MW) | -530 | 86
1 Reference Case | 2027 | 60 | Net Demand (MW) | -520 | 88
1 Reference Case | 2027 | 60 | Net Demand (MW) | -510 | 89
1 Reference Case | 2027 | 60 | Net Demand (MW) | -500 | 111
1 Reference Case | 2027 | 60 | Net Demand (MW) | -490 | 112
1 Reference Case | 2027 | 60 | Net Demand (MW) | -480 | 117
1 Reference Case | 2027 | 60 | Net Demand (MW) | -470 | 127
1 Reference Case | 2027 | 60 | Net Demand (MW) | -460 | 142
1 Reference Case | 2027 | 60 | Net Demand (MW) | -450 | 168
1 Reference Case | 2027 | 60 | Net Demand (MW) | -440 | 169
1 Reference Case | 2027 | 60 | Net Demand (MW) | -430 | 154
1 Reference Case | 2027 | 60 | Net Demand (MW) | -420 | 194
1 Reference Case | 2027 | 60 | Net Demand (MW) | -410 | 202
1 Reference Case | 2027 | 60 | Net Demand (MW) | -400 | 227
1 Reference Case | 2027 | 60 | Net Demand (MW) | -390 | 229
1 Reference Case | 2027 | 60 | Net Demand (MW) | -380 | 229
1 Reference Case | 2027 | 60 | Net Demand (MW) | -370 | 261
1 Reference Case | 2027 | 60 | Net Demand (MW) | -360 | 267
1 Reference Case | 2027 | 60 | Net Demand (MW) | -350 | 284
1 Reference Case | 2027 | 60 | Net Demand (MW) | -340 | 295
1 Reference Case | 2027 | 60 | Net Demand (MW) | -330 | 326
1 Reference Case | 2027 | 60 | Net Demand (MW) | -320 | 340
1 Reference Case | 2027 | 60 | Net Demand (MW) | -310 | 374
1 Reference Case | 2027 | 60 | Net Demand (MW) | -300 | 354
1 Reference Case | 2027 | 60 | Net Demand (MW) | -290 | 369
1 Reference Case | 2027 | 60 | Net Demand (MW) | -280 | 393
1 Reference Case | 2027 | 60 | Net Demand (MW) | -270 | 399
1 Reference Case | 2027 | 60 | Net Demand (MW) | -260 | 436
1 Reference Case | 2027 | 60 | Net Demand (MW) | -250 | 426
1 Reference Case | 2027 | 60 | Net Demand (MW) | -240 | 428
1 Reference Case | 2027 | 60 | Net Demand (MW) | -230 | 462
1 Reference Case | 2027 | 60 | Net Demand (MW) | -220 | 524
1 Reference Case | 2027 | 60 | Net Demand (MW) | -210 | 519
1 Reference Case | 2027 | 60 | Net Demand (MW) | -200 | 543
1 Reference Case | 2027 | 60 | Net Demand (MW) | -190 | 604
1 Reference Case | 2027 | 60 | Net Demand (MW) | -180 | 601
1 Reference Case | 2027 | 60 | Net Demand (MW) | -170 | 710
1 Reference Case | 2027 | 60 | Net Demand (MW) | -160 | 690
1 Reference Case | 2027 | 60 | Net Demand (MW) | -150 | 685
1 Reference Case | 2027 | 60 | Net Demand (MW) | -140 | 726
1 Reference Case | 2027 | 60 | Net Demand (MW) | -130 | 769
1 Reference Case | 2027 | 60 | Net Demand (MW) | -120 | 789
1 Reference Case | 2027 | 60 | Net Demand (MW) | -110 | 733
1 Reference Case | 2027 | 60 | Net Demand (MW) | -100 | 833
1 Reference Case | 2027 | 60 | Net Demand (MW) | -90 | 863
1 Reference Case | 2027 | 60 | Net Demand (MW) | -80 | 899
1 Reference Case | 2027 | 60 | Net Demand (MW) | -70 | 937
1 Reference Case | 2027 | 60 | Net Demand (MW) | -60 | 964
1 Reference Case | 2027 | 60 | Net Demand (MW) | -50 | 932
1 Reference Case | 2027 | 60 | Net Demand (MW) | -40 | 1028
1 Reference Case | 2027 | 60 | Net Demand (MW) | -30 | 983
1 Reference Case | 2027 | 60 | Net Demand (MW) | -20 | 1000
1 Reference Case | 2027 | 60 | Net Demand (MW) | -10 | 1022
1 Reference Case | 2027 | 60 | Net Demand (MW) | 0 | 1087
1 Reference Case | 2027 | 60 | Net Demand (MW) | 10 | 1038
1 Reference Case | 2027 | 60 | Net Demand (MW) | 20 | 1064
1 Reference Case | 2027 | 60 | Net Demand (MW) | 30 | 1044
1 Reference Case | 2027 | 60 | Net Demand (MW) | 40 | 1036
1 Reference Case | 2027 | 60 | Net Demand (MW) | 50 | 953
1 Reference Case | 2027 | 60 | Net Demand (MW) | 60 | 1016
1 Reference Case | 2027 | 60 | Net Demand (MW) | 70 | 985
1 Reference Case | 2027 | 60 | Net Demand (MW) | 80 | 880
1 Reference Case | 2027 | 60 | Net Demand (MW) | 90 | 795
1 Reference Case | 2027 | 60 | Net Demand (MW) | 100 | 824
1 Reference Case | 2027 | 60 | Net Demand (MW) | 110 | 830
1 Reference Case | 2027 | 60 | Net Demand (MW) | 120 | 715
1 Reference Case | 2027 | 60 | Net Demand (MW) | 130 | 732
1 Reference Case | 2027 | 60 | Net Demand (MW) | 140 | 640
1 Reference Case | 2027 | 60 | Net Demand (MW) | 150 | 619
1 Reference Case | 2027 | 60 | Net Demand (MW) | 160 | 625
1 Reference Case | 2027 | 60 | Net Demand (MW) | 170 | 577
1 Reference Case | 2027 | 60 | Net Demand (MW) | 180 | 556
1 Reference Case | 2027 | 60 | Net Demand (MW) | 190 | 531
1 Reference Case | 2027 | 60 | Net Demand (MW) | 200 | 493
1 Reference Case | 2027 | 60 | Net Demand (MW) | 210 | 451
1 Reference Case | 2027 | 60 | Net Demand (MW) | 220 | 445
1 Reference Case | 2027 | 60 | Net Demand (MW) | 230 | 445
1 Reference Case | 2027 | 60 | Net Demand (MW) | 240 | 388
1 Reference Case | 2027 | 60 | Net Demand (MW) | 250 | 415
1 Reference Case | 2027 | 60 | Net Demand (MW) | 260 | 350
1 Reference Case | 2027 | 60 | Net Demand (MW) | 270 | 329
1 Reference Case | 2027 | 60 | Net Demand (MW) | 280 | 360
1 Reference Case | 2027 | 60 | Net Demand (MW) | 290 | 346
1 Reference Case | 2027 | 60 | Net Demand (MW) | 300 | 313
1 Reference Case | 2027 | 60 | Net Demand (MW) | 310 | 271
1 Reference Case | 2027 | 60 | Net Demand (MW) | 320 | 249
1 Reference Case | 2027 | 60 | Net Demand (MW) | 330 | 251
1 Reference Case | 2027 | 60 | Net Demand (MW) | 340 | 250
1 Reference Case | 2027 | 60 | Net Demand (MW) | 350 | 237
1 Reference Case | 2027 | 60 | Net Demand (MW) | 360 | 199
1 Reference Case | 2027 | 60 | Net Demand (MW) | 370 | 188
1 Reference Case | 2027 | 60 | Net Demand (MW) | 380 | 202
1 Reference Case | 2027 | 60 | Net Demand (MW) | 390 | 180
1 Reference Case | 2027 | 60 | Net Demand (MW) | 400 | 179
1 Reference Case | 2027 | 60 | Net Demand (MW) | 410 | 182
1 Reference Case | 2027 | 60 | Net Demand (MW) | 420 | 176
1 Reference Case | 2027 | 60 | Net Demand (MW) | 430 | 154
1 Reference Case | 2027 | 60 | Net Demand (MW) | 440 | 169
1 Reference Case | 2027 | 60 | Net Demand (MW) | 450 | 141
1 Reference Case | 2027 | 60 | Net Demand (MW) | 460 | 147
1 Reference Case | 2027 | 60 | Net Demand (MW) | 470 | 117
1 Reference Case | 2027 | 60 | Net Demand (MW) | 480 | 108
1 Reference Case | 2027 | 60 | Net Demand (MW) | 490 | 112
1 Reference Case | 2027 | 60 | Net Demand (MW) | 500 | 138
1 Reference Case | 2027 | 60 | Net Demand (MW) | 510 | 116
1 Reference Case | 2027 | 60 | Net Demand (MW) | 520 | 106
1 Reference Case | 2027 | 60 | Net Demand (MW) | 530 | 115
1 Reference Case | 2027 | 60 | Net Demand (MW) | 540 | 97
1 Reference Case | 2027 | 60 | Net Demand (MW) | 550 | 71
1 Reference Case | 2027 | 60 | Net Demand (MW) | 560 | 82
1 Reference Case | 2027 | 60 | Net Demand (MW) | 570 | 77
1 Reference Case | 2027 | 60 | Net Demand (MW) | 580 | 69
1 Reference Case | 2027 | 60 | Net Demand (MW) | 590 | 64
1 Reference Case | 2027 | 60 | Net Demand (MW) | 600 | 67
1 Reference Case | 2027 | 60 | Net Demand (MW) | 610 | 57
1 Reference Case | 2027 | 60 | Net Demand (MW) | 620 | 72
1 Reference Case | 2027 | 60 | Net Demand (MW) | 630 | 56
1 Reference Case | 2027 | 60 | Net Demand (MW) | 640 | 54
1 Reference Case | 2027 | 60 | Net Demand (MW) | 650 | 55
1 Reference Case | 2027 | 60 | Net Demand (MW) | 660 | 48
1 Reference Case | 2027 | 60 | Net Demand (MW) | 670 | 65
1 Reference Case | 2027 | 60 | Net Demand (MW) | 680 | 43
1 Reference Case | 2027 | 60 | Net Demand (MW) | 690 | 47
1 Reference Case | 2027 | 60 | Net Demand (MW) | 700 | 37
1 Reference Case | 2027 | 60 | Net Demand (MW) | 710 | 31
1 Reference Case | 2027 | 60 | Net Demand (MW) | 720 | 44
1 Reference Case | 2027 | 60 | Net Demand (MW) | 730 | 26
1 Reference Case | 2027 | 60 | Net Demand (MW) | 740 | 27
1 Reference Case | 2027 | 60 | Net Demand (MW) | 750 | 33
1 Reference Case | 2027 | 60 | Net Demand (MW) | 760 | 18
1 Reference Case | 2027 | 60 | Net Demand (MW) | 770 | 22
1 Reference Case | 2027 | 60 | Net Demand (MW) | 780 | 30
1 Reference Case | 2027 | 60 | Net Demand (MW) | 790 | 23
1 Reference Case | 2027 | 60 | Net Demand (MW) | 800 | 22
1 Reference Case | 2027 | 60 | Net Demand (MW) | 810 | 15
1 Reference Case | 2027 | 60 | Net Demand (MW) | 820 | 10
1 Reference Case | 2027 | 60 | Net Demand (MW) | 830 | 14
1 Reference Case | 2027 | 60 | Net Demand (MW) | 840 | 14
1 Reference Case | 2027 | 60 | Net Demand (MW) | 850 | 10
1 Reference Case | 2027 | 60 | Net Demand (MW) | 860 | 8
1 Reference Case | 2027 | 60 | Net Demand (MW) | 870 | 10
1 Reference Case | 2027 | 60 | Net Demand (MW) | 880 | 9
1 Reference Case | 2027 | 60 | Net Demand (MW) | 890 | 7
1 Reference Case | 2027 | 60 | Net Demand (MW) | 900 | 8
1 Reference Case | 2027 | 60 | Net Demand (MW) | 910 | 3
1 Reference Case | 2027 | 60 | Net Demand (MW) | 920 | 6
1 Reference Case | 2027 | 60 | Net Demand (MW) | 930 | 9
1 Reference Case | 2027 | 60 | Net Demand (MW) | 940 | 6
1 Reference Case | 2027 | 60 | Net Demand (MW) | 950 | 8
1 Reference Case | 2027 | 60 | Net Demand (MW) | 960 | 1
1 Reference Case | 2027 | 60 | Net Demand (MW) | 970 | 4
1 Reference Case | 2027 | 60 | Net Demand (MW) | 980 | 3
1 Reference Case | 2027 | 60 | Net Demand (MW) | 990 | 2
1 Reference Case | 2027 | 60 | Net Demand (MW) | 1000 | 3
1 Reference Case | 2027 | 60 | Net Demand (MW) | 1010 | 2
1 Reference Case | 2027 | 60 | Net Demand (MW) | 1020 | 2
1 Reference Case | 2027 | 60 | Net Demand (MW) | 1030 | 2
1 Reference Case | 2027 | 60 | Net Demand (MW) | 1040 | 2
1 Reference Case | 2027 | 60 | Net Demand (MW) | 1050 | 1
1 Reference Case | 2027 | 60 | Net Demand (MW) | 1060 | 0
1 Reference Case | 2027 | 60 | Net Demand (MW) | 1070 | 2
1 Reference Case | 2027 | 60 | Net Demand (MW) | 1080 | 2
1 Reference Case | 2027 | 60 | Net Demand (MW) | 1090 | 2
1 Reference Case | 2027 | 60 | Net Demand (MW) | 1100 | 1
1 Reference Case | 2027 | 60 | Net Demand (MW) | 1110 | 1
1 Reference Case | 2027 | 60 | Net Demand (MW) | 1120 | 1
1 Reference Case | 2027 | 60 | Net Demand (MW) | 1130 | 2
1 Reference Case | 2027 | 60 | Net Demand (MW) | 1140 | 0
1 Reference Case | 2027 | 60 | Net Demand (MW) | 1150 | 1
1 Reference Case | 2027 | 60 | Net Demand (MW) | 1160 | 0
1 Reference Case | 2027 | 60 | Net Demand (MW) | 1170 | 0
1 Reference Case | 2027 | 60 | Net Demand (MW) | 1180 | 1
1 Reference Case | 2027 | 60 | Net Demand (MW) | 1190 | 1
1 Reference Case | 2027 | 60 | Net Demand (MW) | 1200 | 0
1 Reference Case | 2027 | 60 | Net Demand (MW) | 1210 | 1
1 Reference Case | 2027 | 60 | Net Demand (MW) | 1220 | 0
1 Reference Case | 2027 | 60 | Net Demand (MW) | 1230 | 0
1 Reference Case | 2027 | 60 | Net Demand (MW) | 1240 | 2
1 Reference Case | 2027 | 60 | Net Demand (MW) | 1250 | 0
1 Reference Case | 2027 | 60 | Net Demand (MW) | 1260 | 0
1 Reference Case | 2027 | 60 | Net Demand (MW) | 1270 | 1
1 Reference Case | 2027 | 60 | Net Demand (MW) | 1280 | 3
1 Reference Case | 2028 | 10 | Alberta Internal Load (MW) | -390 | 1
1 Reference Case | 2028 | 10 | Alberta Internal Load (MW) | -380 | 0
1 Reference Case | 2028 | 10 | Alberta Internal Load (MW) | -370 | 0
1 Reference Case | 2028 | 10 | Alberta Internal Load (MW) | -360 | 0
1 Reference Case | 2028 | 10 | Alberta Internal Load (MW) | -350 | 0
1 Reference Case | 2028 | 10 | Alberta Internal Load (MW) | -340 | 0
1 Reference Case | 2028 | 10 | Alberta Internal Load (MW) | -330 | 0
1 Reference Case | 2028 | 10 | Alberta Internal Load (MW) | -320 | 0
1 Reference Case | 2028 | 10 | Alberta Internal Load (MW) | -310 | 0
1 Reference Case | 2028 | 10 | Alberta Internal Load (MW) | -300 | 0
1 Reference Case | 2028 | 10 | Alberta Internal Load (MW) | -290 | 0
1 Reference Case | 2028 | 10 | Alberta Internal Load (MW) | -280 | 0
1 Reference Case | 2028 | 10 | Alberta Internal Load (MW) | -270 | 0
1 Reference Case | 2028 | 10 | Alberta Internal Load (MW) | -260 | 0
1 Reference Case | 2028 | 10 | Alberta Internal Load (MW) | -250 | 0
1 Reference Case | 2028 | 10 | Alberta Internal Load (MW) | -240 | 1
1 Reference Case | 2028 | 10 | Alberta Internal Load (MW) | -230 | 2
1 Reference Case | 2028 | 10 | Alberta Internal Load (MW) | -220 | 1
1 Reference Case | 2028 | 10 | Alberta Internal Load (MW) | -210 | 0
1 Reference Case | 2028 | 10 | Alberta Internal Load (MW) | -200 | 0
1 Reference Case | 2028 | 10 | Alberta Internal Load (MW) | -190 | 0
1 Reference Case | 2028 | 10 | Alberta Internal Load (MW) | -180 | 1
1 Reference Case | 2028 | 10 | Alberta Internal Load (MW) | -170 | 3
1 Reference Case | 2028 | 10 | Alberta Internal Load (MW) | -160 | 8
1 Reference Case | 2028 | 10 | Alberta Internal Load (MW) | -150 | 13
1 Reference Case | 2028 | 10 | Alberta Internal Load (MW) | -140 | 19
1 Reference Case | 2028 | 10 | Alberta Internal Load (MW) | -130 | 46
1 Reference Case | 2028 | 10 | Alberta Internal Load (MW) | -120 | 77
1 Reference Case | 2028 | 10 | Alberta Internal Load (MW) | -110 | 123
1 Reference Case | 2028 | 10 | Alberta Internal Load (MW) | -100 | 212
1 Reference Case | 2028 | 10 | Alberta Internal Load (MW) | -90 | 367
1 Reference Case | 2028 | 10 | Alberta Internal Load (MW) | -80 | 524
1 Reference Case | 2028 | 10 | Alberta Internal Load (MW) | -70 | 811
1 Reference Case | 2028 | 10 | Alberta Internal Load (MW) | -60 | 1284
1 Reference Case | 2028 | 10 | Alberta Internal Load (MW) | -50 | 2086
1 Reference Case | 2028 | 10 | Alberta Internal Load (MW) | -40 | 2870
1 Reference Case | 2028 | 10 | Alberta Internal Load (MW) | -30 | 3967
1 Reference Case | 2028 | 10 | Alberta Internal Load (MW) | -20 | 5258
1 Reference Case | 2028 | 10 | Alberta Internal Load (MW) | -10 | 6320
1 Reference Case | 2028 | 10 | Alberta Internal Load (MW) | 0 | 6774
1 Reference Case | 2028 | 10 | Alberta Internal Load (MW) | 10 | 5952
1 Reference Case | 2028 | 10 | Alberta Internal Load (MW) | 20 | 4555
1 Reference Case | 2028 | 10 | Alberta Internal Load (MW) | 30 | 3284
1 Reference Case | 2028 | 10 | Alberta Internal Load (MW) | 40 | 2284
1 Reference Case | 2028 | 10 | Alberta Internal Load (MW) | 50 | 1583
1 Reference Case | 2028 | 10 | Alberta Internal Load (MW) | 60 | 1154
1 Reference Case | 2028 | 10 | Alberta Internal Load (MW) | 70 | 800
1 Reference Case | 2028 | 10 | Alberta Internal Load (MW) | 80 | 558
1 Reference Case | 2028 | 10 | Alberta Internal Load (MW) | 90 | 424
1 Reference Case | 2028 | 10 | Alberta Internal Load (MW) | 100 | 336
1 Reference Case | 2028 | 10 | Alberta Internal Load (MW) | 110 | 234
1 Reference Case | 2028 | 10 | Alberta Internal Load (MW) | 120 | 201
1 Reference Case | 2028 | 10 | Alberta Internal Load (MW) | 130 | 169
1 Reference Case | 2028 | 10 | Alberta Internal Load (MW) | 140 | 102
1 Reference Case | 2028 | 10 | Alberta Internal Load (MW) | 150 | 72
1 Reference Case | 2028 | 10 | Alberta Internal Load (MW) | 160 | 45
1 Reference Case | 2028 | 10 | Alberta Internal Load (MW) | 170 | 10
1 Reference Case | 2028 | 10 | Alberta Internal Load (MW) | 180 | 12
1 Reference Case | 2028 | 10 | Alberta Internal Load (MW) | 190 | 6
1 Reference Case | 2028 | 10 | Alberta Internal Load (MW) | 200 | 4
1 Reference Case | 2028 | 10 | Alberta Internal Load (MW) | 210 | 1
1 Reference Case | 2028 | 10 | Alberta Internal Load (MW) | 220 | 1
1 Reference Case | 2028 | 10 | Alberta Internal Load (MW) | 230 | 0
1 Reference Case | 2028 | 10 | Alberta Internal Load (MW) | 240 | 1
1 Reference Case | 2028 | 10 | Alberta Internal Load (MW) | 250 | 1
1 Reference Case | 2028 | 10 | Alberta Internal Load (MW) | 260 | 0
1 Reference Case | 2028 | 10 | Alberta Internal Load (MW) | 270 | 0
1 Reference Case | 2028 | 10 | Alberta Internal Load (MW) | 280 | 0
1 Reference Case | 2028 | 10 | Alberta Internal Load (MW) | 290 | 1
1 Reference Case | 2028 | 10 | Alberta Internal Load (MW) | 300 | 1
1 Reference Case | 2028 | 60 | Alberta Internal Load (MW) | -650 | 2
1 Reference Case | 2028 | 60 | Alberta Internal Load (MW) | -640 | 1
1 Reference Case | 2028 | 60 | Alberta Internal Load (MW) | -630 | 1
1 Reference Case | 2028 | 60 | Alberta Internal Load (MW) | -620 | 4
1 Reference Case | 2028 | 60 | Alberta Internal Load (MW) | -610 | 5
1 Reference Case | 2028 | 60 | Alberta Internal Load (MW) | -600 | 5
1 Reference Case | 2028 | 60 | Alberta Internal Load (MW) | -590 | 7
1 Reference Case | 2028 | 60 | Alberta Internal Load (MW) | -580 | 10
1 Reference Case | 2028 | 60 | Alberta Internal Load (MW) | -570 | 20
1 Reference Case | 2028 | 60 | Alberta Internal Load (MW) | -560 | 14
1 Reference Case | 2028 | 60 | Alberta Internal Load (MW) | -550 | 30
1 Reference Case | 2028 | 60 | Alberta Internal Load (MW) | -540 | 44
1 Reference Case | 2028 | 60 | Alberta Internal Load (MW) | -530 | 35
1 Reference Case | 2028 | 60 | Alberta Internal Load (MW) | -520 | 48
1 Reference Case | 2028 | 60 | Alberta Internal Load (MW) | -510 | 64
1 Reference Case | 2028 | 60 | Alberta Internal Load (MW) | -500 | 78
1 Reference Case | 2028 | 60 | Alberta Internal Load (MW) | -490 | 72
1 Reference Case | 2028 | 60 | Alberta Internal Load (MW) | -480 | 84
1 Reference Case | 2028 | 60 | Alberta Internal Load (MW) | -470 | 85
1 Reference Case | 2028 | 60 | Alberta Internal Load (MW) | -460 | 74
1 Reference Case | 2028 | 60 | Alberta Internal Load (MW) | -450 | 85
1 Reference Case | 2028 | 60 | Alberta Internal Load (MW) | -440 | 112
1 Reference Case | 2028 | 60 | Alberta Internal Load (MW) | -430 | 91
1 Reference Case | 2028 | 60 | Alberta Internal Load (MW) | -420 | 102
1 Reference Case | 2028 | 60 | Alberta Internal Load (MW) | -410 | 104
1 Reference Case | 2028 | 60 | Alberta Internal Load (MW) | -400 | 109
1 Reference Case | 2028 | 60 | Alberta Internal Load (MW) | -390 | 125
1 Reference Case | 2028 | 60 | Alberta Internal Load (MW) | -380 | 105
1 Reference Case | 2028 | 60 | Alberta Internal Load (MW) | -370 | 139
1 Reference Case | 2028 | 60 | Alberta Internal Load (MW) | -360 | 171
1 Reference Case | 2028 | 60 | Alberta Internal Load (MW) | -350 | 180
1 Reference Case | 2028 | 60 | Alberta Internal Load (MW) | -340 | 205
1 Reference Case | 2028 | 60 | Alberta Internal Load (MW) | -330 | 245
1 Reference Case | 2028 | 60 | Alberta Internal Load (MW) | -320 | 263
1 Reference Case | 2028 | 60 | Alberta Internal Load (MW) | -310 | 254
1 Reference Case | 2028 | 60 | Alberta Internal Load (MW) | -300 | 326
1 Reference Case | 2028 | 60 | Alberta Internal Load (MW) | -290 | 304
1 Reference Case | 2028 | 60 | Alberta Internal Load (MW) | -280 | 309
1 Reference Case | 2028 | 60 | Alberta Internal Load (MW) | -270 | 340
1 Reference Case | 2028 | 60 | Alberta Internal Load (MW) | -260 | 348
1 Reference Case | 2028 | 60 | Alberta Internal Load (MW) | -250 | 406
1 Reference Case | 2028 | 60 | Alberta Internal Load (MW) | -240 | 389
1 Reference Case | 2028 | 60 | Alberta Internal Load (MW) | -230 | 429
1 Reference Case | 2028 | 60 | Alberta Internal Load (MW) | -220 | 437
1 Reference Case | 2028 | 60 | Alberta Internal Load (MW) | -210 | 494
1 Reference Case | 2028 | 60 | Alberta Internal Load (MW) | -200 | 518
1 Reference Case | 2028 | 60 | Alberta Internal Load (MW) | -190 | 583
1 Reference Case | 2028 | 60 | Alberta Internal Load (MW) | -180 | 580
1 Reference Case | 2028 | 60 | Alberta Internal Load (MW) | -170 | 567
1 Reference Case | 2028 | 60 | Alberta Internal Load (MW) | -160 | 679
1 Reference Case | 2028 | 60 | Alberta Internal Load (MW) | -150 | 684
1 Reference Case | 2028 | 60 | Alberta Internal Load (MW) | -140 | 764
1 Reference Case | 2028 | 60 | Alberta Internal Load (MW) | -130 | 771
1 Reference Case | 2028 | 60 | Alberta Internal Load (MW) | -120 | 792
1 Reference Case | 2028 | 60 | Alberta Internal Load (MW) | -110 | 883
1 Reference Case | 2028 | 60 | Alberta Internal Load (MW) | -100 | 980
1 Reference Case | 2028 | 60 | Alberta Internal Load (MW) | -90 | 1009
1 Reference Case | 2028 | 60 | Alberta Internal Load (MW) | -80 | 1118
1 Reference Case | 2028 | 60 | Alberta Internal Load (MW) | -70 | 1261
1 Reference Case | 2028 | 60 | Alberta Internal Load (MW) | -60 | 1324
1 Reference Case | 2028 | 60 | Alberta Internal Load (MW) | -50 | 1448
1 Reference Case | 2028 | 60 | Alberta Internal Load (MW) | -40 | 1529
1 Reference Case | 2028 | 60 | Alberta Internal Load (MW) | -30 | 1533
1 Reference Case | 2028 | 60 | Alberta Internal Load (MW) | -20 | 1657
1 Reference Case | 2028 | 60 | Alberta Internal Load (MW) | -10 | 1677
1 Reference Case | 2028 | 60 | Alberta Internal Load (MW) | 0 | 1573
1 Reference Case | 2028 | 60 | Alberta Internal Load (MW) | 10 | 1590
1 Reference Case | 2028 | 60 | Alberta Internal Load (MW) | 20 | 1503
1 Reference Case | 2028 | 60 | Alberta Internal Load (MW) | 30 | 1416
1 Reference Case | 2028 | 60 | Alberta Internal Load (MW) | 40 | 1336
1 Reference Case | 2028 | 60 | Alberta Internal Load (MW) | 50 | 1256
1 Reference Case | 2028 | 60 | Alberta Internal Load (MW) | 60 | 1065
1 Reference Case | 2028 | 60 | Alberta Internal Load (MW) | 70 | 1015
1 Reference Case | 2028 | 60 | Alberta Internal Load (MW) | 80 | 903
1 Reference Case | 2028 | 60 | Alberta Internal Load (MW) | 90 | 806
1 Reference Case | 2028 | 60 | Alberta Internal Load (MW) | 100 | 782
1 Reference Case | 2028 | 60 | Alberta Internal Load (MW) | 110 | 726
1 Reference Case | 2028 | 60 | Alberta Internal Load (MW) | 120 | 666
1 Reference Case | 2028 | 60 | Alberta Internal Load (MW) | 130 | 613
1 Reference Case | 2028 | 60 | Alberta Internal Load (MW) | 140 | 588
1 Reference Case | 2028 | 60 | Alberta Internal Load (MW) | 150 | 511
1 Reference Case | 2028 | 60 | Alberta Internal Load (MW) | 160 | 506
1 Reference Case | 2028 | 60 | Alberta Internal Load (MW) | 170 | 472
1 Reference Case | 2028 | 60 | Alberta Internal Load (MW) | 180 | 448
1 Reference Case | 2028 | 60 | Alberta Internal Load (MW) | 190 | 460
1 Reference Case | 2028 | 60 | Alberta Internal Load (MW) | 200 | 430
1 Reference Case | 2028 | 60 | Alberta Internal Load (MW) | 210 | 386
1 Reference Case | 2028 | 60 | Alberta Internal Load (MW) | 220 | 359
1 Reference Case | 2028 | 60 | Alberta Internal Load (MW) | 230 | 335
1 Reference Case | 2028 | 60 | Alberta Internal Load (MW) | 240 | 321
1 Reference Case | 2028 | 60 | Alberta Internal Load (MW) | 250 | 286
1 Reference Case | 2028 | 60 | Alberta Internal Load (MW) | 260 | 311
1 Reference Case | 2028 | 60 | Alberta Internal Load (MW) | 270 | 308
1 Reference Case | 2028 | 60 | Alberta Internal Load (MW) | 280 | 253
1 Reference Case | 2028 | 60 | Alberta Internal Load (MW) | 290 | 238
1 Reference Case | 2028 | 60 | Alberta Internal Load (MW) | 300 | 252
1 Reference Case | 2028 | 60 | Alberta Internal Load (MW) | 310 | 200
1 Reference Case | 2028 | 60 | Alberta Internal Load (MW) | 320 | 224
1 Reference Case | 2028 | 60 | Alberta Internal Load (MW) | 330 | 197
1 Reference Case | 2028 | 60 | Alberta Internal Load (MW) | 340 | 178
1 Reference Case | 2028 | 60 | Alberta Internal Load (MW) | 350 | 166
1 Reference Case | 2028 | 60 | Alberta Internal Load (MW) | 360 | 163
1 Reference Case | 2028 | 60 | Alberta Internal Load (MW) | 370 | 177
1 Reference Case | 2028 | 60 | Alberta Internal Load (MW) | 380 | 161
1 Reference Case | 2028 | 60 | Alberta Internal Load (MW) | 390 | 158
1 Reference Case | 2028 | 60 | Alberta Internal Load (MW) | 400 | 139
1 Reference Case | 2028 | 60 | Alberta Internal Load (MW) | 410 | 121
1 Reference Case | 2028 | 60 | Alberta Internal Load (MW) | 420 | 106
1 Reference Case | 2028 | 60 | Alberta Internal Load (MW) | 430 | 106
1 Reference Case | 2028 | 60 | Alberta Internal Load (MW) | 440 | 107
1 Reference Case | 2028 | 60 | Alberta Internal Load (MW) | 450 | 104
1 Reference Case | 2028 | 60 | Alberta Internal Load (MW) | 460 | 82
1 Reference Case | 2028 | 60 | Alberta Internal Load (MW) | 470 | 67
1 Reference Case | 2028 | 60 | Alberta Internal Load (MW) | 480 | 78
1 Reference Case | 2028 | 60 | Alberta Internal Load (MW) | 490 | 62
1 Reference Case | 2028 | 60 | Alberta Internal Load (MW) | 500 | 66
1 Reference Case | 2028 | 60 | Alberta Internal Load (MW) | 510 | 62
1 Reference Case | 2028 | 60 | Alberta Internal Load (MW) | 520 | 51
1 Reference Case | 2028 | 60 | Alberta Internal Load (MW) | 530 | 47
1 Reference Case | 2028 | 60 | Alberta Internal Load (MW) | 540 | 49
1 Reference Case | 2028 | 60 | Alberta Internal Load (MW) | 550 | 51
1 Reference Case | 2028 | 60 | Alberta Internal Load (MW) | 560 | 40
1 Reference Case | 2028 | 60 | Alberta Internal Load (MW) | 570 | 51
1 Reference Case | 2028 | 60 | Alberta Internal Load (MW) | 580 | 48
1 Reference Case | 2028 | 60 | Alberta Internal Load (MW) | 590 | 36
1 Reference Case | 2028 | 60 | Alberta Internal Load (MW) | 600 | 32
1 Reference Case | 2028 | 60 | Alberta Internal Load (MW) | 610 | 47
1 Reference Case | 2028 | 60 | Alberta Internal Load (MW) | 620 | 48
1 Reference Case | 2028 | 60 | Alberta Internal Load (MW) | 630 | 46
1 Reference Case | 2028 | 60 | Alberta Internal Load (MW) | 640 | 51
1 Reference Case | 2028 | 60 | Alberta Internal Load (MW) | 650 | 47
1 Reference Case | 2028 | 60 | Alberta Internal Load (MW) | 660 | 30
1 Reference Case | 2028 | 60 | Alberta Internal Load (MW) | 670 | 35
1 Reference Case | 2028 | 60 | Alberta Internal Load (MW) | 680 | 38
1 Reference Case | 2028 | 60 | Alberta Internal Load (MW) | 690 | 39
1 Reference Case | 2028 | 60 | Alberta Internal Load (MW) | 700 | 33
1 Reference Case | 2028 | 60 | Alberta Internal Load (MW) | 710 | 37
1 Reference Case | 2028 | 60 | Alberta Internal Load (MW) | 720 | 29
1 Reference Case | 2028 | 60 | Alberta Internal Load (MW) | 730 | 25
1 Reference Case | 2028 | 60 | Alberta Internal Load (MW) | 740 | 20
1 Reference Case | 2028 | 60 | Alberta Internal Load (MW) | 750 | 17
1 Reference Case | 2028 | 60 | Alberta Internal Load (MW) | 760 | 15
1 Reference Case | 2028 | 60 | Alberta Internal Load (MW) | 770 | 12
1 Reference Case | 2028 | 60 | Alberta Internal Load (MW) | 780 | 8
1 Reference Case | 2028 | 60 | Alberta Internal Load (MW) | 790 | 11
1 Reference Case | 2028 | 60 | Alberta Internal Load (MW) | 800 | 4
1 Reference Case | 2028 | 60 | Alberta Internal Load (MW) | 810 | 4
1 Reference Case | 2028 | 60 | Alberta Internal Load (MW) | 820 | 2
1 Reference Case | 2028 | 60 | Alberta Internal Load (MW) | 830 | 1
1 Reference Case | 2028 | 10 | Variable Generation (MW) | -280 | 1
1 Reference Case | 2028 | 10 | Variable Generation (MW) | -270 | 0
1 Reference Case | 2028 | 10 | Variable Generation (MW) | -260 | 0
1 Reference Case | 2028 | 10 | Variable Generation (MW) | -250 | 1
1 Reference Case | 2028 | 10 | Variable Generation (MW) | -240 | 1
1 Reference Case | 2028 | 10 | Variable Generation (MW) | -230 | 2
1 Reference Case | 2028 | 10 | Variable Generation (MW) | -220 | 3
1 Reference Case | 2028 | 10 | Variable Generation (MW) | -210 | 0
1 Reference Case | 2028 | 10 | Variable Generation (MW) | -200 | 4
1 Reference Case | 2028 | 10 | Variable Generation (MW) | -190 | 5
1 Reference Case | 2028 | 10 | Variable Generation (MW) | -180 | 6
1 Reference Case | 2028 | 10 | Variable Generation (MW) | -170 | 7
1 Reference Case | 2028 | 10 | Variable Generation (MW) | -160 | 8
1 Reference Case | 2028 | 10 | Variable Generation (MW) | -150 | 17
1 Reference Case | 2028 | 10 | Variable Generation (MW) | -140 | 34
1 Reference Case | 2028 | 10 | Variable Generation (MW) | -130 | 48
1 Reference Case | 2028 | 10 | Variable Generation (MW) | -120 | 63
1 Reference Case | 2028 | 10 | Variable Generation (MW) | -110 | 83
1 Reference Case | 2028 | 10 | Variable Generation (MW) | -100 | 155
1 Reference Case | 2028 | 10 | Variable Generation (MW) | -90 | 225
1 Reference Case | 2028 | 10 | Variable Generation (MW) | -80 | 353
1 Reference Case | 2028 | 10 | Variable Generation (MW) | -70 | 532
1 Reference Case | 2028 | 10 | Variable Generation (MW) | -60 | 846
1 Reference Case | 2028 | 10 | Variable Generation (MW) | -50 | 1296
1 Reference Case | 2028 | 10 | Variable Generation (MW) | -40 | 1905
1 Reference Case | 2028 | 10 | Variable Generation (MW) | -30 | 3193
1 Reference Case | 2028 | 10 | Variable Generation (MW) | -20 | 4873
1 Reference Case | 2028 | 10 | Variable Generation (MW) | -10 | 7970
1 Reference Case | 2028 | 10 | Variable Generation (MW) | 0 | 10353
1 Reference Case | 2028 | 10 | Variable Generation (MW) | 10 | 7136
1 Reference Case | 2028 | 10 | Variable Generation (MW) | 20 | 4662
1 Reference Case | 2028 | 10 | Variable Generation (MW) | 30 | 3087
1 Reference Case | 2028 | 10 | Variable Generation (MW) | 40 | 1900
1 Reference Case | 2028 | 10 | Variable Generation (MW) | 50 | 1253
1 Reference Case | 2028 | 10 | Variable Generation (MW) | 60 | 837
1 Reference Case | 2028 | 10 | Variable Generation (MW) | 70 | 569
1 Reference Case | 2028 | 10 | Variable Generation (MW) | 80 | 342
1 Reference Case | 2028 | 10 | Variable Generation (MW) | 90 | 253
1 Reference Case | 2028 | 10 | Variable Generation (MW) | 100 | 175
1 Reference Case | 2028 | 10 | Variable Generation (MW) | 110 | 103
1 Reference Case | 2028 | 10 | Variable Generation (MW) | 120 | 80
1 Reference Case | 2028 | 10 | Variable Generation (MW) | 130 | 42
1 Reference Case | 2028 | 10 | Variable Generation (MW) | 140 | 42
1 Reference Case | 2028 | 10 | Variable Generation (MW) | 150 | 33
1 Reference Case | 2028 | 10 | Variable Generation (MW) | 160 | 16
1 Reference Case | 2028 | 10 | Variable Generation (MW) | 170 | 10
1 Reference Case | 2028 | 10 | Variable Generation (MW) | 180 | 9
1 Reference Case | 2028 | 10 | Variable Generation (MW) | 190 | 3
1 Reference Case | 2028 | 10 | Variable Generation (MW) | 200 | 8
1 Reference Case | 2028 | 10 | Variable Generation (MW) | 210 | 4
1 Reference Case | 2028 | 10 | Variable Generation (MW) | 220 | 2
1 Reference Case | 2028 | 10 | Variable Generation (MW) | 230 | 4
1 Reference Case | 2028 | 10 | Variable Generation (MW) | 240 | 2
1 Reference Case | 2028 | 10 | Variable Generation (MW) | 250 | 1
1 Reference Case | 2028 | 10 | Variable Generation (MW) | 260 | 0
1 Reference Case | 2028 | 10 | Variable Generation (MW) | 270 | 0
1 Reference Case | 2028 | 10 | Variable Generation (MW) | 280 | 0
1 Reference Case | 2028 | 10 | Variable Generation (MW) | 290 | 0
1 Reference Case | 2028 | 10 | Variable Generation (MW) | 300 | 0
1 Reference Case | 2028 | 10 | Variable Generation (MW) | 310 | 1
1 Reference Case | 2028 | 10 | Variable Generation (MW) | 320 | 0
1 Reference Case | 2028 | 10 | Variable Generation (MW) | 330 | 0
1 Reference Case | 2028 | 10 | Variable Generation (MW) | 340 | 1
1 Reference Case | 2028 | 60 | Variable Generation (MW) | -1090 | 1
1 Reference Case | 2028 | 60 | Variable Generation (MW) | -1080 | 1
1 Reference Case | 2028 | 60 | Variable Generation (MW) | -1070 | 0
1 Reference Case | 2028 | 60 | Variable Generation (MW) | -1060 | 0
1 Reference Case | 2028 | 60 | Variable Generation (MW) | -1050 | 1
1 Reference Case | 2028 | 60 | Variable Generation (MW) | -1040 | 0
1 Reference Case | 2028 | 60 | Variable Generation (MW) | -1030 | 0
1 Reference Case | 2028 | 60 | Variable Generation (MW) | -1020 | 0
1 Reference Case | 2028 | 60 | Variable Generation (MW) | -1010 | 1
1 Reference Case | 2028 | 60 | Variable Generation (MW) | -1000 | 0
1 Reference Case | 2028 | 60 | Variable Generation (MW) | -990 | 2
1 Reference Case | 2028 | 60 | Variable Generation (MW) | -980 | 0
1 Reference Case | 2028 | 60 | Variable Generation (MW) | -970 | 0
1 Reference Case | 2028 | 60 | Variable Generation (MW) | -960 | 0
1 Reference Case | 2028 | 60 | Variable Generation (MW) | -950 | 0
1 Reference Case | 2028 | 60 | Variable Generation (MW) | -940 | 0
1 Reference Case | 2028 | 60 | Variable Generation (MW) | -930 | 0
1 Reference Case | 2028 | 60 | Variable Generation (MW) | -920 | 0
1 Reference Case | 2028 | 60 | Variable Generation (MW) | -910 | 1
1 Reference Case | 2028 | 60 | Variable Generation (MW) | -900 | 2
1 Reference Case | 2028 | 60 | Variable Generation (MW) | -890 | 0
1 Reference Case | 2028 | 60 | Variable Generation (MW) | -880 | 1
1 Reference Case | 2028 | 60 | Variable Generation (MW) | -870 | 1
1 Reference Case | 2028 | 60 | Variable Generation (MW) | -860 | 0
1 Reference Case | 2028 | 60 | Variable Generation (MW) | -850 | 0
1 Reference Case | 2028 | 60 | Variable Generation (MW) | -840 | 1
1 Reference Case | 2028 | 60 | Variable Generation (MW) | -830 | 0
1 Reference Case | 2028 | 60 | Variable Generation (MW) | -820 | 0
1 Reference Case | 2028 | 60 | Variable Generation (MW) | -810 | 0
1 Reference Case | 2028 | 60 | Variable Generation (MW) | -800 | 1
1 Reference Case | 2028 | 60 | Variable Generation (MW) | -790 | 1
1 Reference Case | 2028 | 60 | Variable Generation (MW) | -780 | 4
1 Reference Case | 2028 | 60 | Variable Generation (MW) | -770 | 3
1 Reference Case | 2028 | 60 | Variable Generation (MW) | -760 | 2
1 Reference Case | 2028 | 60 | Variable Generation (MW) | -750 | 4
1 Reference Case | 2028 | 60 | Variable Generation (MW) | -740 | 5
1 Reference Case | 2028 | 60 | Variable Generation (MW) | -730 | 2
1 Reference Case | 2028 | 60 | Variable Generation (MW) | -720 | 5
1 Reference Case | 2028 | 60 | Variable Generation (MW) | -710 | 4
1 Reference Case | 2028 | 60 | Variable Generation (MW) | -700 | 4
1 Reference Case | 2028 | 60 | Variable Generation (MW) | -690 | 6
1 Reference Case | 2028 | 60 | Variable Generation (MW) | -680 | 2
1 Reference Case | 2028 | 60 | Variable Generation (MW) | -670 | 2
1 Reference Case | 2028 | 60 | Variable Generation (MW) | -660 | 3
1 Reference Case | 2028 | 60 | Variable Generation (MW) | -650 | 2
1 Reference Case | 2028 | 60 | Variable Generation (MW) | -640 | 8
1 Reference Case | 2028 | 60 | Variable Generation (MW) | -630 | 5
1 Reference Case | 2028 | 60 | Variable Generation (MW) | -620 | 9
1 Reference Case | 2028 | 60 | Variable Generation (MW) | -610 | 5
1 Reference Case | 2028 | 60 | Variable Generation (MW) | -600 | 8
1 Reference Case | 2028 | 60 | Variable Generation (MW) | -590 | 11
1 Reference Case | 2028 | 60 | Variable Generation (MW) | -580 | 11
1 Reference Case | 2028 | 60 | Variable Generation (MW) | -570 | 19
1 Reference Case | 2028 | 60 | Variable Generation (MW) | -560 | 14
1 Reference Case | 2028 | 60 | Variable Generation (MW) | -550 | 15
1 Reference Case | 2028 | 60 | Variable Generation (MW) | -540 | 29
1 Reference Case | 2028 | 60 | Variable Generation (MW) | -530 | 20
1 Reference Case | 2028 | 60 | Variable Generation (MW) | -520 | 22
1 Reference Case | 2028 | 60 | Variable Generation (MW) | -510 | 27
1 Reference Case | 2028 | 60 | Variable Generation (MW) | -500 | 27
1 Reference Case | 2028 | 60 | Variable Generation (MW) | -490 | 26
1 Reference Case | 2028 | 60 | Variable Generation (MW) | -480 | 38
1 Reference Case | 2028 | 60 | Variable Generation (MW) | -470 | 33
1 Reference Case | 2028 | 60 | Variable Generation (MW) | -460 | 38
1 Reference Case | 2028 | 60 | Variable Generation (MW) | -450 | 32
1 Reference Case | 2028 | 60 | Variable Generation (MW) | -440 | 42
1 Reference Case | 2028 | 60 | Variable Generation (MW) | -430 | 54
1 Reference Case | 2028 | 60 | Variable Generation (MW) | -420 | 54
1 Reference Case | 2028 | 60 | Variable Generation (MW) | -410 | 63
1 Reference Case | 2028 | 60 | Variable Generation (MW) | -400 | 68
1 Reference Case | 2028 | 60 | Variable Generation (MW) | -390 | 90
1 Reference Case | 2028 | 60 | Variable Generation (MW) | -380 | 82
1 Reference Case | 2028 | 60 | Variable Generation (MW) | -370 | 82
1 Reference Case | 2028 | 60 | Variable Generation (MW) | -360 | 96
1 Reference Case | 2028 | 60 | Variable Generation (MW) | -350 | 103
1 Reference Case | 2028 | 60 | Variable Generation (MW) | -340 | 109
1 Reference Case | 2028 | 60 | Variable Generation (MW) | -330 | 114
1 Reference Case | 2028 | 60 | Variable Generation (MW) | -320 | 128
1 Reference Case | 2028 | 60 | Variable Generation (MW) | -310 | 146
1 Reference Case | 2028 | 60 | Variable Generation (MW) | -300 | 149
1 Reference Case | 2028 | 60 | Variable Generation (MW) | -290 | 175
1 Reference Case | 2028 | 60 | Variable Generation (MW) | -280 | 215
1 Reference Case | 2028 | 60 | Variable Generation (MW) | -270 | 242
1 Reference Case | 2028 | 60 | Variable Generation (MW) | -260 | 257
1 Reference Case | 2028 | 60 | Variable Generation (MW) | -250 | 266
1 Reference Case | 2028 | 60 | Variable Generation (MW) | -240 | 277
1 Reference Case | 2028 | 60 | Variable Generation (MW) | -230 | 293
1 Reference Case | 2028 | 60 | Variable Generation (MW) | -220 | 343
1 Reference Case | 2028 | 60 | Variable Generation (MW) | -210 | 367
1 Reference Case | 2028 | 60 | Variable Generation (MW) | -200 | 373
1 Reference Case | 2028 | 60 | Variable Generation (MW) | -190 | 395
1 Reference Case | 2028 | 60 | Variable Generation (MW) | -180 | 477
1 Reference Case | 2028 | 60 | Variable Generation (MW) | -170 | 523
1 Reference Case | 2028 | 60 | Variable Generation (MW) | -160 | 575
1 Reference Case | 2028 | 60 | Variable Generation (MW) | -150 | 635
1 Reference Case | 2028 | 60 | Variable Generation (MW) | -140 | 651
1 Reference Case | 2028 | 60 | Variable Generation (MW) | -130 | 754
1 Reference Case | 2028 | 60 | Variable Generation (MW) | -120 | 815
1 Reference Case | 2028 | 60 | Variable Generation (MW) | -110 | 863
1 Reference Case | 2028 | 60 | Variable Generation (MW) | -100 | 922
1 Reference Case | 2028 | 60 | Variable Generation (MW) | -90 | 1020
1 Reference Case | 2028 | 60 | Variable Generation (MW) | -80 | 1161
1 Reference Case | 2028 | 60 | Variable Generation (MW) | -70 | 1377
1 Reference Case | 2028 | 60 | Variable Generation (MW) | -60 | 1469
1 Reference Case | 2028 | 60 | Variable Generation (MW) | -50 | 1578
1 Reference Case | 2028 | 60 | Variable Generation (MW) | -40 | 1770
1 Reference Case | 2028 | 60 | Variable Generation (MW) | -30 | 1859
1 Reference Case | 2028 | 60 | Variable Generation (MW) | -20 | 2049
1 Reference Case | 2028 | 60 | Variable Generation (MW) | -10 | 2149
1 Reference Case | 2028 | 60 | Variable Generation (MW) | 0 | 2231
1 Reference Case | 2028 | 60 | Variable Generation (MW) | 10 | 2115
1 Reference Case | 2028 | 60 | Variable Generation (MW) | 20 | 1943
1 Reference Case | 2028 | 60 | Variable Generation (MW) | 30 | 1738
1 Reference Case | 2028 | 60 | Variable Generation (MW) | 40 | 1598
1 Reference Case | 2028 | 60 | Variable Generation (MW) | 50 | 1506
1 Reference Case | 2028 | 60 | Variable Generation (MW) | 60 | 1284
1 Reference Case | 2028 | 60 | Variable Generation (MW) | 70 | 1181
1 Reference Case | 2028 | 60 | Variable Generation (MW) | 80 | 1063
1 Reference Case | 2028 | 60 | Variable Generation (MW) | 90 | 978
1 Reference Case | 2028 | 60 | Variable Generation (MW) | 100 | 925
1 Reference Case | 2028 | 60 | Variable Generation (MW) | 110 | 836
1 Reference Case | 2028 | 60 | Variable Generation (MW) | 120 | 776
1 Reference Case | 2028 | 60 | Variable Generation (MW) | 130 | 708
1 Reference Case | 2028 | 60 | Variable Generation (MW) | 140 | 719
1 Reference Case | 2028 | 60 | Variable Generation (MW) | 150 | 640
1 Reference Case | 2028 | 60 | Variable Generation (MW) | 160 | 530
1 Reference Case | 2028 | 60 | Variable Generation (MW) | 170 | 523
1 Reference Case | 2028 | 60 | Variable Generation (MW) | 180 | 481
1 Reference Case | 2028 | 60 | Variable Generation (MW) | 190 | 452
1 Reference Case | 2028 | 60 | Variable Generation (MW) | 200 | 351
1 Reference Case | 2028 | 60 | Variable Generation (MW) | 210 | 333
1 Reference Case | 2028 | 60 | Variable Generation (MW) | 220 | 349
1 Reference Case | 2028 | 60 | Variable Generation (MW) | 230 | 300
1 Reference Case | 2028 | 60 | Variable Generation (MW) | 240 | 268
1 Reference Case | 2028 | 60 | Variable Generation (MW) | 250 | 260
1 Reference Case | 2028 | 60 | Variable Generation (MW) | 260 | 225
1 Reference Case | 2028 | 60 | Variable Generation (MW) | 270 | 205
1 Reference Case | 2028 | 60 | Variable Generation (MW) | 280 | 200
1 Reference Case | 2028 | 60 | Variable Generation (MW) | 290 | 140
1 Reference Case | 2028 | 60 | Variable Generation (MW) | 300 | 172
1 Reference Case | 2028 | 60 | Variable Generation (MW) | 310 | 141
1 Reference Case | 2028 | 60 | Variable Generation (MW) | 320 | 145
1 Reference Case | 2028 | 60 | Variable Generation (MW) | 330 | 119
1 Reference Case | 2028 | 60 | Variable Generation (MW) | 340 | 117
1 Reference Case | 2028 | 60 | Variable Generation (MW) | 350 | 96
1 Reference Case | 2028 | 60 | Variable Generation (MW) | 360 | 93
1 Reference Case | 2028 | 60 | Variable Generation (MW) | 370 | 90
1 Reference Case | 2028 | 60 | Variable Generation (MW) | 380 | 86
1 Reference Case | 2028 | 60 | Variable Generation (MW) | 390 | 54
1 Reference Case | 2028 | 60 | Variable Generation (MW) | 400 | 69
1 Reference Case | 2028 | 60 | Variable Generation (MW) | 410 | 61
1 Reference Case | 2028 | 60 | Variable Generation (MW) | 420 | 52
1 Reference Case | 2028 | 60 | Variable Generation (MW) | 430 | 59
1 Reference Case | 2028 | 60 | Variable Generation (MW) | 440 | 51
1 Reference Case | 2028 | 60 | Variable Generation (MW) | 450 | 29
1 Reference Case | 2028 | 60 | Variable Generation (MW) | 460 | 46
1 Reference Case | 2028 | 60 | Variable Generation (MW) | 470 | 34
1 Reference Case | 2028 | 60 | Variable Generation (MW) | 480 | 35
1 Reference Case | 2028 | 60 | Variable Generation (MW) | 490 | 32
1 Reference Case | 2028 | 60 | Variable Generation (MW) | 500 | 37
1 Reference Case | 2028 | 60 | Variable Generation (MW) | 510 | 26
1 Reference Case | 2028 | 60 | Variable Generation (MW) | 520 | 35
1 Reference Case | 2028 | 60 | Variable Generation (MW) | 530 | 37
1 Reference Case | 2028 | 60 | Variable Generation (MW) | 540 | 22
1 Reference Case | 2028 | 60 | Variable Generation (MW) | 550 | 25
1 Reference Case | 2028 | 60 | Variable Generation (MW) | 560 | 19
1 Reference Case | 2028 | 60 | Variable Generation (MW) | 570 | 19
1 Reference Case | 2028 | 60 | Variable Generation (MW) | 580 | 9
1 Reference Case | 2028 | 60 | Variable Generation (MW) | 590 | 22
1 Reference Case | 2028 | 60 | Variable Generation (MW) | 600 | 16
1 Reference Case | 2028 | 60 | Variable Generation (MW) | 610 | 12
1 Reference Case | 2028 | 60 | Variable Generation (MW) | 620 | 10
1 Reference Case | 2028 | 60 | Variable Generation (MW) | 630 | 12
1 Reference Case | 2028 | 60 | Variable Generation (MW) | 640 | 8
1 Reference Case | 2028 | 60 | Variable Generation (MW) | 650 | 6
1 Reference Case | 2028 | 60 | Variable Generation (MW) | 660 | 7
1 Reference Case | 2028 | 60 | Variable Generation (MW) | 670 | 9
1 Reference Case | 2028 | 60 | Variable Generation (MW) | 680 | 10
1 Reference Case | 2028 | 60 | Variable Generation (MW) | 690 | 3
1 Reference Case | 2028 | 60 | Variable Generation (MW) | 700 | 6
1 Reference Case | 2028 | 60 | Variable Generation (MW) | 710 | 7
1 Reference Case | 2028 | 60 | Variable Generation (MW) | 720 | 4
1 Reference Case | 2028 | 60 | Variable Generation (MW) | 730 | 6
1 Reference Case | 2028 | 60 | Variable Generation (MW) | 740 | 2
1 Reference Case | 2028 | 60 | Variable Generation (MW) | 750 | 2
1 Reference Case | 2028 | 60 | Variable Generation (MW) | 760 | 3
1 Reference Case | 2028 | 60 | Variable Generation (MW) | 770 | 2
1 Reference Case | 2028 | 60 | Variable Generation (MW) | 780 | 3
1 Reference Case | 2028 | 60 | Variable Generation (MW) | 790 | 6
1 Reference Case | 2028 | 60 | Variable Generation (MW) | 800 | 4
1 Reference Case | 2028 | 60 | Variable Generation (MW) | 810 | 1
1 Reference Case | 2028 | 60 | Variable Generation (MW) | 820 | 1
1 Reference Case | 2028 | 60 | Variable Generation (MW) | 830 | 3
1 Reference Case | 2028 | 60 | Variable Generation (MW) | 840 | 2
1 Reference Case | 2028 | 60 | Variable Generation (MW) | 850 | 1
1 Reference Case | 2028 | 60 | Variable Generation (MW) | 860 | 2
1 Reference Case | 2028 | 60 | Variable Generation (MW) | 870 | 4
1 Reference Case | 2028 | 60 | Variable Generation (MW) | 880 | 3
1 Reference Case | 2028 | 60 | Variable Generation (MW) | 890 | 1
1 Reference Case | 2028 | 60 | Variable Generation (MW) | 900 | 3
1 Reference Case | 2028 | 60 | Variable Generation (MW) | 910 | 2
1 Reference Case | 2028 | 60 | Variable Generation (MW) | 920 | 1
1 Reference Case | 2028 | 60 | Variable Generation (MW) | 930 | 1
1 Reference Case | 2028 | 60 | Variable Generation (MW) | 940 | 0
1 Reference Case | 2028 | 60 | Variable Generation (MW) | 950 | 1
1 Reference Case | 2028 | 60 | Variable Generation (MW) | 960 | 0
1 Reference Case | 2028 | 60 | Variable Generation (MW) | 970 | 1
1 Reference Case | 2028 | 60 | Variable Generation (MW) | 980 | 3
1 Reference Case | 2028 | 60 | Variable Generation (MW) | 990 | 1
1 Reference Case | 2028 | 60 | Variable Generation (MW) | 1000 | 0
1 Reference Case | 2028 | 60 | Variable Generation (MW) | 1010 | 1
1 Reference Case | 2028 | 60 | Variable Generation (MW) | 1020 | 1
1 Reference Case | 2028 | 60 | Variable Generation (MW) | 1030 | 0
1 Reference Case | 2028 | 60 | Variable Generation (MW) | 1040 | 0
1 Reference Case | 2028 | 60 | Variable Generation (MW) | 1050 | 0
1 Reference Case | 2028 | 60 | Variable Generation (MW) | 1060 | 2
1 Reference Case | 2028 | 60 | Variable Generation (MW) | 1070 | 0
1 Reference Case | 2028 | 60 | Variable Generation (MW) | 1080 | 0
1 Reference Case | 2028 | 60 | Variable Generation (MW) | 1090 | 1
1 Reference Case | 2028 | 60 | Variable Generation (MW) | 1100 | 1
1 Reference Case | 2028 | 10 | Net Demand (MW) | -440 | 1
1 Reference Case | 2028 | 10 | Net Demand (MW) | -430 | 0
1 Reference Case | 2028 | 10 | Net Demand (MW) | -420 | 0
1 Reference Case | 2028 | 10 | Net Demand (MW) | -410 | 0
1 Reference Case | 2028 | 10 | Net Demand (MW) | -400 | 0
1 Reference Case | 2028 | 10 | Net Demand (MW) | -390 | 0
1 Reference Case | 2028 | 10 | Net Demand (MW) | -380 | 0
1 Reference Case | 2028 | 10 | Net Demand (MW) | -370 | 0
1 Reference Case | 2028 | 10 | Net Demand (MW) | -360 | 0
1 Reference Case | 2028 | 10 | Net Demand (MW) | -350 | 1
1 Reference Case | 2028 | 10 | Net Demand (MW) | -340 | 0
1 Reference Case | 2028 | 10 | Net Demand (MW) | -330 | 0
1 Reference Case | 2028 | 10 | Net Demand (MW) | -320 | 0
1 Reference Case | 2028 | 10 | Net Demand (MW) | -310 | 1
1 Reference Case | 2028 | 10 | Net Demand (MW) | -300 | 0
1 Reference Case | 2028 | 10 | Net Demand (MW) | -290 | 0
1 Reference Case | 2028 | 10 | Net Demand (MW) | -280 | 1
1 Reference Case | 2028 | 10 | Net Demand (MW) | -270 | 2
1 Reference Case | 2028 | 10 | Net Demand (MW) | -260 | 3
1 Reference Case | 2028 | 10 | Net Demand (MW) | -250 | 6
1 Reference Case | 2028 | 10 | Net Demand (MW) | -240 | 6
1 Reference Case | 2028 | 10 | Net Demand (MW) | -230 | 5
1 Reference Case | 2028 | 10 | Net Demand (MW) | -220 | 10
1 Reference Case | 2028 | 10 | Net Demand (MW) | -210 | 9
1 Reference Case | 2028 | 10 | Net Demand (MW) | -200 | 7
1 Reference Case | 2028 | 10 | Net Demand (MW) | -190 | 17
1 Reference Case | 2028 | 10 | Net Demand (MW) | -180 | 21
1 Reference Case | 2028 | 10 | Net Demand (MW) | -170 | 45
1 Reference Case | 2028 | 10 | Net Demand (MW) | -160 | 51
1 Reference Case | 2028 | 10 | Net Demand (MW) | -150 | 87
1 Reference Case | 2028 | 10 | Net Demand (MW) | -140 | 124
1 Reference Case | 2028 | 10 | Net Demand (MW) | -130 | 174
1 Reference Case | 2028 | 10 | Net Demand (MW) | -120 | 278
1 Reference Case | 2028 | 10 | Net Demand (MW) | -110 | 361
1 Reference Case | 2028 | 10 | Net Demand (MW) | -100 | 548
1 Reference Case | 2028 | 10 | Net Demand (MW) | -90 | 734
1 Reference Case | 2028 | 10 | Net Demand (MW) | -80 | 1072
1 Reference Case | 2028 | 10 | Net Demand (MW) | -70 | 1371
1 Reference Case | 2028 | 10 | Net Demand (MW) | -60 | 1837
1 Reference Case | 2028 | 10 | Net Demand (MW) | -50 | 2328
1 Reference Case | 2028 | 10 | Net Demand (MW) | -40 | 2874
1 Reference Case | 2028 | 10 | Net Demand (MW) | -30 | 3505
1 Reference Case | 2028 | 10 | Net Demand (MW) | -20 | 4089
1 Reference Case | 2028 | 10 | Net Demand (MW) | -10 | 4679
1 Reference Case | 2028 | 10 | Net Demand (MW) | 0 | 4800
1 Reference Case | 2028 | 10 | Net Demand (MW) | 10 | 4604
1 Reference Case | 2028 | 10 | Net Demand (MW) | 20 | 4088
1 Reference Case | 2028 | 10 | Net Demand (MW) | 30 | 3327
1 Reference Case | 2028 | 10 | Net Demand (MW) | 40 | 2740
1 Reference Case | 2028 | 10 | Net Demand (MW) | 50 | 2086
1 Reference Case | 2028 | 10 | Net Demand (MW) | 60 | 1567
1 Reference Case | 2028 | 10 | Net Demand (MW) | 70 | 1319
1 Reference Case | 2028 | 10 | Net Demand (MW) | 80 | 899
1 Reference Case | 2028 | 10 | Net Demand (MW) | 90 | 709
1 Reference Case | 2028 | 10 | Net Demand (MW) | 100 | 565
1 Reference Case | 2028 | 10 | Net Demand (MW) | 110 | 396
1 Reference Case | 2028 | 10 | Net Demand (MW) | 120 | 347
1 Reference Case | 2028 | 10 | Net Demand (MW) | 130 | 258
1 Reference Case | 2028 | 10 | Net Demand (MW) | 140 | 180
1 Reference Case | 2028 | 10 | Net Demand (MW) | 150 | 123
1 Reference Case | 2028 | 10 | Net Demand (MW) | 160 | 87
1 Reference Case | 2028 | 10 | Net Demand (MW) | 170 | 80
1 Reference Case | 2028 | 10 | Net Demand (MW) | 180 | 40
1 Reference Case | 2028 | 10 | Net Demand (MW) | 190 | 30
1 Reference Case | 2028 | 10 | Net Demand (MW) | 200 | 20
1 Reference Case | 2028 | 10 | Net Demand (MW) | 210 | 9
1 Reference Case | 2028 | 10 | Net Demand (MW) | 220 | 10
1 Reference Case | 2028 | 10 | Net Demand (MW) | 230 | 12
1 Reference Case | 2028 | 10 | Net Demand (MW) | 240 | 4
1 Reference Case | 2028 | 10 | Net Demand (MW) | 250 | 3
1 Reference Case | 2028 | 10 | Net Demand (MW) | 260 | 4
1 Reference Case | 2028 | 10 | Net Demand (MW) | 270 | 0
1 Reference Case | 2028 | 10 | Net Demand (MW) | 280 | 3
1 Reference Case | 2028 | 10 | Net Demand (MW) | 290 | 0
1 Reference Case | 2028 | 10 | Net Demand (MW) | 300 | 1
1 Reference Case | 2028 | 10 | Net Demand (MW) | 310 | 0
1 Reference Case | 2028 | 10 | Net Demand (MW) | 320 | 0
1 Reference Case | 2028 | 10 | Net Demand (MW) | 330 | 0
1 Reference Case | 2028 | 10 | Net Demand (MW) | 340 | 1
1 Reference Case | 2028 | 60 | Net Demand (MW) | -1280 | 1
1 Reference Case | 2028 | 60 | Net Demand (MW) | -1270 | 0
1 Reference Case | 2028 | 60 | Net Demand (MW) | -1260 | 0
1 Reference Case | 2028 | 60 | Net Demand (MW) | -1250 | 1
1 Reference Case | 2028 | 60 | Net Demand (MW) | -1240 | 0
1 Reference Case | 2028 | 60 | Net Demand (MW) | -1230 | 0
1 Reference Case | 2028 | 60 | Net Demand (MW) | -1220 | 0
1 Reference Case | 2028 | 60 | Net Demand (MW) | -1210 | 0
1 Reference Case | 2028 | 60 | Net Demand (MW) | -1200 | 2
1 Reference Case | 2028 | 60 | Net Demand (MW) | -1190 | 0
1 Reference Case | 2028 | 60 | Net Demand (MW) | -1180 | 2
1 Reference Case | 2028 | 60 | Net Demand (MW) | -1170 | 1
1 Reference Case | 2028 | 60 | Net Demand (MW) | -1160 | 0
1 Reference Case | 2028 | 60 | Net Demand (MW) | -1150 | 1
1 Reference Case | 2028 | 60 | Net Demand (MW) | -1140 | 1
1 Reference Case | 2028 | 60 | Net Demand (MW) | -1130 | 2
1 Reference Case | 2028 | 60 | Net Demand (MW) | -1120 | 1
1 Reference Case | 2028 | 60 | Net Demand (MW) | -1110 | 0
1 Reference Case | 2028 | 60 | Net Demand (MW) | -1100 | 0
1 Reference Case | 2028 | 60 | Net Demand (MW) | -1090 | 2
1 Reference Case | 2028 | 60 | Net Demand (MW) | -1080 | 1
1 Reference Case | 2028 | 60 | Net Demand (MW) | -1070 | 0
1 Reference Case | 2028 | 60 | Net Demand (MW) | -1060 | 1
1 Reference Case | 2028 | 60 | Net Demand (MW) | -1050 | 1
1 Reference Case | 2028 | 60 | Net Demand (MW) | -1040 | 1
1 Reference Case | 2028 | 60 | Net Demand (MW) | -1030 | 2
1 Reference Case | 2028 | 60 | Net Demand (MW) | -1020 | 2
1 Reference Case | 2028 | 60 | Net Demand (MW) | -1010 | 2
1 Reference Case | 2028 | 60 | Net Demand (MW) | -1000 | 0
1 Reference Case | 2028 | 60 | Net Demand (MW) | -990 | 1
1 Reference Case | 2028 | 60 | Net Demand (MW) | -980 | 2
1 Reference Case | 2028 | 60 | Net Demand (MW) | -970 | 2
1 Reference Case | 2028 | 60 | Net Demand (MW) | -960 | 1
1 Reference Case | 2028 | 60 | Net Demand (MW) | -950 | 3
1 Reference Case | 2028 | 60 | Net Demand (MW) | -940 | 2
1 Reference Case | 2028 | 60 | Net Demand (MW) | -930 | 6
1 Reference Case | 2028 | 60 | Net Demand (MW) | -920 | 3
1 Reference Case | 2028 | 60 | Net Demand (MW) | -910 | 2
1 Reference Case | 2028 | 60 | Net Demand (MW) | -900 | 4
1 Reference Case | 2028 | 60 | Net Demand (MW) | -890 | 0
1 Reference Case | 2028 | 60 | Net Demand (MW) | -880 | 4
1 Reference Case | 2028 | 60 | Net Demand (MW) | -870 | 5
1 Reference Case | 2028 | 60 | Net Demand (MW) | -860 | 6
1 Reference Case | 2028 | 60 | Net Demand (MW) | -850 | 7
1 Reference Case | 2028 | 60 | Net Demand (MW) | -840 | 7
1 Reference Case | 2028 | 60 | Net Demand (MW) | -830 | 9
1 Reference Case | 2028 | 60 | Net Demand (MW) | -820 | 5
1 Reference Case | 2028 | 60 | Net Demand (MW) | -810 | 9
1 Reference Case | 2028 | 60 | Net Demand (MW) | -800 | 9
1 Reference Case | 2028 | 60 | Net Demand (MW) | -790 | 5
1 Reference Case | 2028 | 60 | Net Demand (MW) | -780 | 10
1 Reference Case | 2028 | 60 | Net Demand (MW) | -770 | 10
1 Reference Case | 2028 | 60 | Net Demand (MW) | -760 | 12
1 Reference Case | 2028 | 60 | Net Demand (MW) | -750 | 12
1 Reference Case | 2028 | 60 | Net Demand (MW) | -740 | 11
1 Reference Case | 2028 | 60 | Net Demand (MW) | -730 | 12
1 Reference Case | 2028 | 60 | Net Demand (MW) | -720 | 18
1 Reference Case | 2028 | 60 | Net Demand (MW) | -710 | 20
1 Reference Case | 2028 | 60 | Net Demand (MW) | -700 | 25
1 Reference Case | 2028 | 60 | Net Demand (MW) | -690 | 23
1 Reference Case | 2028 | 60 | Net Demand (MW) | -680 | 22
1 Reference Case | 2028 | 60 | Net Demand (MW) | -670 | 34
1 Reference Case | 2028 | 60 | Net Demand (MW) | -660 | 29
1 Reference Case | 2028 | 60 | Net Demand (MW) | -650 | 50
1 Reference Case | 2028 | 60 | Net Demand (MW) | -640 | 37
1 Reference Case | 2028 | 60 | Net Demand (MW) | -630 | 44
1 Reference Case | 2028 | 60 | Net Demand (MW) | -620 | 49
1 Reference Case | 2028 | 60 | Net Demand (MW) | -610 | 45
1 Reference Case | 2028 | 60 | Net Demand (MW) | -600 | 60
1 Reference Case | 2028 | 60 | Net Demand (MW) | -590 | 56
1 Reference Case | 2028 | 60 | Net Demand (MW) | -580 | 55
1 Reference Case | 2028 | 60 | Net Demand (MW) | -570 | 72
1 Reference Case | 2028 | 60 | Net Demand (MW) | -560 | 64
1 Reference Case | 2028 | 60 | Net Demand (MW) | -550 | 85
1 Reference Case | 2028 | 60 | Net Demand (MW) | -540 | 86
1 Reference Case | 2028 | 60 | Net Demand (MW) | -530 | 91
1 Reference Case | 2028 | 60 | Net Demand (MW) | -520 | 99
1 Reference Case | 2028 | 60 | Net Demand (MW) | -510 | 102
1 Reference Case | 2028 | 60 | Net Demand (MW) | -500 | 99
1 Reference Case | 2028 | 60 | Net Demand (MW) | -490 | 124
1 Reference Case | 2028 | 60 | Net Demand (MW) | -480 | 117
1 Reference Case | 2028 | 60 | Net Demand (MW) | -470 | 144
1 Reference Case | 2028 | 60 | Net Demand (MW) | -460 | 166
1 Reference Case | 2028 | 60 | Net Demand (MW) | -450 | 157
1 Reference Case | 2028 | 60 | Net Demand (MW) | -440 | 171
1 Reference Case | 2028 | 60 | Net Demand (MW) | -430 | 193
1 Reference Case | 2028 | 60 | Net Demand (MW) | -420 | 211
1 Reference Case | 2028 | 60 | Net Demand (MW) | -410 | 203
1 Reference Case | 2028 | 60 | Net Demand (MW) | -400 | 192
1 Reference Case | 2028 | 60 | Net Demand (MW) | -390 | 248
1 Reference Case | 2028 | 60 | Net Demand (MW) | -380 | 240
1 Reference Case | 2028 | 60 | Net Demand (MW) | -370 | 277
1 Reference Case | 2028 | 60 | Net Demand (MW) | -360 | 272
1 Reference Case | 2028 | 60 | Net Demand (MW) | -350 | 301
1 Reference Case | 2028 | 60 | Net Demand (MW) | -340 | 296
1 Reference Case | 2028 | 60 | Net Demand (MW) | -330 | 338
1 Reference Case | 2028 | 60 | Net Demand (MW) | -320 | 347
1 Reference Case | 2028 | 60 | Net Demand (MW) | -310 | 340
1 Reference Case | 2028 | 60 | Net Demand (MW) | -300 | 383
1 Reference Case | 2028 | 60 | Net Demand (MW) | -290 | 377
1 Reference Case | 2028 | 60 | Net Demand (MW) | -280 | 380
1 Reference Case | 2028 | 60 | Net Demand (MW) | -270 | 397
1 Reference Case | 2028 | 60 | Net Demand (MW) | -260 | 402
1 Reference Case | 2028 | 60 | Net Demand (MW) | -250 | 451
1 Reference Case | 2028 | 60 | Net Demand (MW) | -240 | 446
1 Reference Case | 2028 | 60 | Net Demand (MW) | -230 | 476
1 Reference Case | 2028 | 60 | Net Demand (MW) | -220 | 489
1 Reference Case | 2028 | 60 | Net Demand (MW) | -210 | 537
1 Reference Case | 2028 | 60 | Net Demand (MW) | -200 | 536
1 Reference Case | 2028 | 60 | Net Demand (MW) | -190 | 569
1 Reference Case | 2028 | 60 | Net Demand (MW) | -180 | 631
1 Reference Case | 2028 | 60 | Net Demand (MW) | -170 | 705
1 Reference Case | 2028 | 60 | Net Demand (MW) | -160 | 653
1 Reference Case | 2028 | 60 | Net Demand (MW) | -150 | 694
1 Reference Case | 2028 | 60 | Net Demand (MW) | -140 | 686
1 Reference Case | 2028 | 60 | Net Demand (MW) | -130 | 729
1 Reference Case | 2028 | 60 | Net Demand (MW) | -120 | 775
1 Reference Case | 2028 | 60 | Net Demand (MW) | -110 | 795
1 Reference Case | 2028 | 60 | Net Demand (MW) | -100 | 838
1 Reference Case | 2028 | 60 | Net Demand (MW) | -90 | 813
1 Reference Case | 2028 | 60 | Net Demand (MW) | -80 | 913
1 Reference Case | 2028 | 60 | Net Demand (MW) | -70 | 865
1 Reference Case | 2028 | 60 | Net Demand (MW) | -60 | 941
1 Reference Case | 2028 | 60 | Net Demand (MW) | -50 | 908
1 Reference Case | 2028 | 60 | Net Demand (MW) | -40 | 1024
1 Reference Case | 2028 | 60 | Net Demand (MW) | -30 | 959
1 Reference Case | 2028 | 60 | Net Demand (MW) | -20 | 966
1 Reference Case | 2028 | 60 | Net Demand (MW) | -10 | 1003
1 Reference Case | 2028 | 60 | Net Demand (MW) | 0 | 1062
1 Reference Case | 2028 | 60 | Net Demand (MW) | 10 | 1054
1 Reference Case | 2028 | 60 | Net Demand (MW) | 20 | 994
1 Reference Case | 2028 | 60 | Net Demand (MW) | 30 | 1020
1 Reference Case | 2028 | 60 | Net Demand (MW) | 40 | 1007
1 Reference Case | 2028 | 60 | Net Demand (MW) | 50 | 957
1 Reference Case | 2028 | 60 | Net Demand (MW) | 60 | 941
1 Reference Case | 2028 | 60 | Net Demand (MW) | 70 | 987
1 Reference Case | 2028 | 60 | Net Demand (MW) | 80 | 885
1 Reference Case | 2028 | 60 | Net Demand (MW) | 90 | 814
1 Reference Case | 2028 | 60 | Net Demand (MW) | 100 | 797
1 Reference Case | 2028 | 60 | Net Demand (MW) | 110 | 778
1 Reference Case | 2028 | 60 | Net Demand (MW) | 120 | 700
1 Reference Case | 2028 | 60 | Net Demand (MW) | 130 | 708
1 Reference Case | 2028 | 60 | Net Demand (MW) | 140 | 712
1 Reference Case | 2028 | 60 | Net Demand (MW) | 150 | 644
1 Reference Case | 2028 | 60 | Net Demand (MW) | 160 | 602
1 Reference Case | 2028 | 60 | Net Demand (MW) | 170 | 568
1 Reference Case | 2028 | 60 | Net Demand (MW) | 180 | 552
1 Reference Case | 2028 | 60 | Net Demand (MW) | 190 | 576
1 Reference Case | 2028 | 60 | Net Demand (MW) | 200 | 511
1 Reference Case | 2028 | 60 | Net Demand (MW) | 210 | 441
1 Reference Case | 2028 | 60 | Net Demand (MW) | 220 | 469
1 Reference Case | 2028 | 60 | Net Demand (MW) | 230 | 425
1 Reference Case | 2028 | 60 | Net Demand (MW) | 240 | 387
1 Reference Case | 2028 | 60 | Net Demand (MW) | 250 | 405
1 Reference Case | 2028 | 60 | Net Demand (MW) | 260 | 358
1 Reference Case | 2028 | 60 | Net Demand (MW) | 270 | 387
1 Reference Case | 2028 | 60 | Net Demand (MW) | 280 | 319
1 Reference Case | 2028 | 60 | Net Demand (MW) | 290 | 330
1 Reference Case | 2028 | 60 | Net Demand (MW) | 300 | 311
1 Reference Case | 2028 | 60 | Net Demand (MW) | 310 | 293
1 Reference Case | 2028 | 60 | Net Demand (MW) | 320 | 272
1 Reference Case | 2028 | 60 | Net Demand (MW) | 330 | 242
1 Reference Case | 2028 | 60 | Net Demand (MW) | 340 | 259
1 Reference Case | 2028 | 60 | Net Demand (MW) | 350 | 227
1 Reference Case | 2028 | 60 | Net Demand (MW) | 360 | 227
1 Reference Case | 2028 | 60 | Net Demand (MW) | 370 | 189
1 Reference Case | 2028 | 60 | Net Demand (MW) | 380 | 188
1 Reference Case | 2028 | 60 | Net Demand (MW) | 390 | 188
1 Reference Case | 2028 | 60 | Net Demand (MW) | 400 | 190
1 Reference Case | 2028 | 60 | Net Demand (MW) | 410 | 187
1 Reference Case | 2028 | 60 | Net Demand (MW) | 420 | 168
1 Reference Case | 2028 | 60 | Net Demand (MW) | 430 | 170
1 Reference Case | 2028 | 60 | Net Demand (MW) | 440 | 162
1 Reference Case | 2028 | 60 | Net Demand (MW) | 450 | 163
1 Reference Case | 2028 | 60 | Net Demand (MW) | 460 | 149
1 Reference Case | 2028 | 60 | Net Demand (MW) | 470 | 139
1 Reference Case | 2028 | 60 | Net Demand (MW) | 480 | 115
1 Reference Case | 2028 | 60 | Net Demand (MW) | 490 | 128
1 Reference Case | 2028 | 60 | Net Demand (MW) | 500 | 127
1 Reference Case | 2028 | 60 | Net Demand (MW) | 510 | 104
1 Reference Case | 2028 | 60 | Net Demand (MW) | 520 | 123
1 Reference Case | 2028 | 60 | Net Demand (MW) | 530 | 103
1 Reference Case | 2028 | 60 | Net Demand (MW) | 540 | 104
1 Reference Case | 2028 | 60 | Net Demand (MW) | 550 | 87
1 Reference Case | 2028 | 60 | Net Demand (MW) | 560 | 81
1 Reference Case | 2028 | 60 | Net Demand (MW) | 570 | 74
1 Reference Case | 2028 | 60 | Net Demand (MW) | 580 | 66
1 Reference Case | 2028 | 60 | Net Demand (MW) | 590 | 76
1 Reference Case | 2028 | 60 | Net Demand (MW) | 600 | 70
1 Reference Case | 2028 | 60 | Net Demand (MW) | 610 | 71
1 Reference Case | 2028 | 60 | Net Demand (MW) | 620 | 72
1 Reference Case | 2028 | 60 | Net Demand (MW) | 630 | 48
1 Reference Case | 2028 | 60 | Net Demand (MW) | 640 | 64
1 Reference Case | 2028 | 60 | Net Demand (MW) | 650 | 58
1 Reference Case | 2028 | 60 | Net Demand (MW) | 660 | 57
1 Reference Case | 2028 | 60 | Net Demand (MW) | 670 | 45
1 Reference Case | 2028 | 60 | Net Demand (MW) | 680 | 58
1 Reference Case | 2028 | 60 | Net Demand (MW) | 690 | 48
1 Reference Case | 2028 | 60 | Net Demand (MW) | 700 | 52
1 Reference Case | 2028 | 60 | Net Demand (MW) | 710 | 34
1 Reference Case | 2028 | 60 | Net Demand (MW) | 720 | 30
1 Reference Case | 2028 | 60 | Net Demand (MW) | 730 | 28
1 Reference Case | 2028 | 60 | Net Demand (MW) | 740 | 36
1 Reference Case | 2028 | 60 | Net Demand (MW) | 750 | 36
1 Reference Case | 2028 | 60 | Net Demand (MW) | 760 | 21
1 Reference Case | 2028 | 60 | Net Demand (MW) | 770 | 32
1 Reference Case | 2028 | 60 | Net Demand (MW) | 780 | 22
1 Reference Case | 2028 | 60 | Net Demand (MW) | 790 | 27
1 Reference Case | 2028 | 60 | Net Demand (MW) | 800 | 17
1 Reference Case | 2028 | 60 | Net Demand (MW) | 810 | 13
1 Reference Case | 2028 | 60 | Net Demand (MW) | 820 | 17
1 Reference Case | 2028 | 60 | Net Demand (MW) | 830 | 18
1 Reference Case | 2028 | 60 | Net Demand (MW) | 840 | 11
1 Reference Case | 2028 | 60 | Net Demand (MW) | 850 | 9
1 Reference Case | 2028 | 60 | Net Demand (MW) | 860 | 14
1 Reference Case | 2028 | 60 | Net Demand (MW) | 870 | 8
1 Reference Case | 2028 | 60 | Net Demand (MW) | 880 | 8
1 Reference Case | 2028 | 60 | Net Demand (MW) | 890 | 8
1 Reference Case | 2028 | 60 | Net Demand (MW) | 900 | 6
1 Reference Case | 2028 | 60 | Net Demand (MW) | 910 | 9
1 Reference Case | 2028 | 60 | Net Demand (MW) | 920 | 5
1 Reference Case | 2028 | 60 | Net Demand (MW) | 930 | 6
1 Reference Case | 2028 | 60 | Net Demand (MW) | 940 | 7
1 Reference Case | 2028 | 60 | Net Demand (MW) | 950 | 4
1 Reference Case | 2028 | 60 | Net Demand (MW) | 960 | 8
1 Reference Case | 2028 | 60 | Net Demand (MW) | 970 | 5
1 Reference Case | 2028 | 60 | Net Demand (MW) | 980 | 1
1 Reference Case | 2028 | 60 | Net Demand (MW) | 990 | 3
1 Reference Case | 2028 | 60 | Net Demand (MW) | 1000 | 4
1 Reference Case | 2028 | 60 | Net Demand (MW) | 1010 | 2
1 Reference Case | 2028 | 60 | Net Demand (MW) | 1020 | 4
1 Reference Case | 2028 | 60 | Net Demand (MW) | 1030 | 1
1 Reference Case | 2028 | 60 | Net Demand (MW) | 1040 | 3
1 Reference Case | 2028 | 60 | Net Demand (MW) | 1050 | 2
1 Reference Case | 2028 | 60 | Net Demand (MW) | 1060 | 3
1 Reference Case | 2028 | 60 | Net Demand (MW) | 1070 | 2
1 Reference Case | 2028 | 60 | Net Demand (MW) | 1080 | 1
1 Reference Case | 2028 | 60 | Net Demand (MW) | 1090 | 0
1 Reference Case | 2028 | 60 | Net Demand (MW) | 1100 | 2
1 Reference Case | 2028 | 60 | Net Demand (MW) | 1110 | 1
1 Reference Case | 2028 | 60 | Net Demand (MW) | 1120 | 0
1 Reference Case | 2028 | 60 | Net Demand (MW) | 1130 | 3
1 Reference Case | 2028 | 60 | Net Demand (MW) | 1140 | 1
1 Reference Case | 2028 | 60 | Net Demand (MW) | 1150 | 1
1 Reference Case | 2028 | 60 | Net Demand (MW) | 1160 | 0
1 Reference Case | 2028 | 60 | Net Demand (MW) | 1170 | 0
1 Reference Case | 2028 | 60 | Net Demand (MW) | 1180 | 1
1 Reference Case | 2028 | 60 | Net Demand (MW) | 1190 | 0
1 Reference Case | 2028 | 60 | Net Demand (MW) | 1200 | 1
1 Reference Case | 2028 | 60 | Net Demand (MW) | 1210 | 0
1 Reference Case | 2028 | 60 | Net Demand (MW) | 1220 | 0
1 Reference Case | 2028 | 60 | Net Demand (MW) | 1230 | 2
1 Reference Case | 2028 | 60 | Net Demand (MW) | 1240 | 1
1 Reference Case | 2028 | 60 | Net Demand (MW) | 1250 | 1
1 Reference Case | 2028 | 60 | Net Demand (MW) | 1260 | 0
1 Reference Case | 2028 | 60 | Net Demand (MW) | 1270 | 0
1 Reference Case | 2028 | 60 | Net Demand (MW) | 1280 | 3
1 Reference Case | 2028 | 60 | Net Demand (MW) | 1290 | 1
1 Reference Case | 2029 | 10 | Alberta Internal Load (MW) | -400 | 1
1 Reference Case | 2029 | 10 | Alberta Internal Load (MW) | -390 | 0
1 Reference Case | 2029 | 10 | Alberta Internal Load (MW) | -380 | 0
1 Reference Case | 2029 | 10 | Alberta Internal Load (MW) | -370 | 0
1 Reference Case | 2029 | 10 | Alberta Internal Load (MW) | -360 | 0
1 Reference Case | 2029 | 10 | Alberta Internal Load (MW) | -350 | 0
1 Reference Case | 2029 | 10 | Alberta Internal Load (MW) | -340 | 0
1 Reference Case | 2029 | 10 | Alberta Internal Load (MW) | -330 | 0
1 Reference Case | 2029 | 10 | Alberta Internal Load (MW) | -320 | 0
1 Reference Case | 2029 | 10 | Alberta Internal Load (MW) | -310 | 0
1 Reference Case | 2029 | 10 | Alberta Internal Load (MW) | -300 | 0
1 Reference Case | 2029 | 10 | Alberta Internal Load (MW) | -290 | 0
1 Reference Case | 2029 | 10 | Alberta Internal Load (MW) | -280 | 0
1 Reference Case | 2029 | 10 | Alberta Internal Load (MW) | -270 | 0
1 Reference Case | 2029 | 10 | Alberta Internal Load (MW) | -260 | 0
1 Reference Case | 2029 | 10 | Alberta Internal Load (MW) | -250 | 1
1 Reference Case | 2029 | 10 | Alberta Internal Load (MW) | -240 | 2
1 Reference Case | 2029 | 10 | Alberta Internal Load (MW) | -230 | 1
1 Reference Case | 2029 | 10 | Alberta Internal Load (MW) | -220 | 0
1 Reference Case | 2029 | 10 | Alberta Internal Load (MW) | -210 | 0
1 Reference Case | 2029 | 10 | Alberta Internal Load (MW) | -200 | 0
1 Reference Case | 2029 | 10 | Alberta Internal Load (MW) | -190 | 1
1 Reference Case | 2029 | 10 | Alberta Internal Load (MW) | -180 | 1
1 Reference Case | 2029 | 10 | Alberta Internal Load (MW) | -170 | 2
1 Reference Case | 2029 | 10 | Alberta Internal Load (MW) | -160 | 13
1 Reference Case | 2029 | 10 | Alberta Internal Load (MW) | -150 | 11
1 Reference Case | 2029 | 10 | Alberta Internal Load (MW) | -140 | 34
1 Reference Case | 2029 | 10 | Alberta Internal Load (MW) | -130 | 44
1 Reference Case | 2029 | 10 | Alberta Internal Load (MW) | -120 | 83
1 Reference Case | 2029 | 10 | Alberta Internal Load (MW) | -110 | 138
1 Reference Case | 2029 | 10 | Alberta Internal Load (MW) | -100 | 233
1 Reference Case | 2029 | 10 | Alberta Internal Load (MW) | -90 | 377
1 Reference Case | 2029 | 10 | Alberta Internal Load (MW) | -80 | 514
1 Reference Case | 2029 | 10 | Alberta Internal Load (MW) | -70 | 730
1 Reference Case | 2029 | 10 | Alberta Internal Load (MW) | -60 | 1227
1 Reference Case | 2029 | 10 | Alberta Internal Load (MW) | -50 | 2004
1 Reference Case | 2029 | 10 | Alberta Internal Load (MW) | -40 | 2806
1 Reference Case | 2029 | 10 | Alberta Internal Load (MW) | -30 | 3975
1 Reference Case | 2029 | 10 | Alberta Internal Load (MW) | -20 | 5215
1 Reference Case | 2029 | 10 | Alberta Internal Load (MW) | -10 | 6492
1 Reference Case | 2029 | 10 | Alberta Internal Load (MW) | 0 | 6958
1 Reference Case | 2029 | 10 | Alberta Internal Load (MW) | 10 | 6004
1 Reference Case | 2029 | 10 | Alberta Internal Load (MW) | 20 | 4617
1 Reference Case | 2029 | 10 | Alberta Internal Load (MW) | 30 | 3252
1 Reference Case | 2029 | 10 | Alberta Internal Load (MW) | 40 | 2259
1 Reference Case | 2029 | 10 | Alberta Internal Load (MW) | 50 | 1537
1 Reference Case | 2029 | 10 | Alberta Internal Load (MW) | 60 | 1120
1 Reference Case | 2029 | 10 | Alberta Internal Load (MW) | 70 | 779
1 Reference Case | 2029 | 10 | Alberta Internal Load (MW) | 80 | 526
1 Reference Case | 2029 | 10 | Alberta Internal Load (MW) | 90 | 386
1 Reference Case | 2029 | 10 | Alberta Internal Load (MW) | 100 | 321
1 Reference Case | 2029 | 10 | Alberta Internal Load (MW) | 110 | 220
1 Reference Case | 2029 | 10 | Alberta Internal Load (MW) | 120 | 202
1 Reference Case | 2029 | 10 | Alberta Internal Load (MW) | 130 | 169
1 Reference Case | 2029 | 10 | Alberta Internal Load (MW) | 140 | 113
1 Reference Case | 2029 | 10 | Alberta Internal Load (MW) | 150 | 83
1 Reference Case | 2029 | 10 | Alberta Internal Load (MW) | 160 | 52
1 Reference Case | 2029 | 10 | Alberta Internal Load (MW) | 170 | 28
1 Reference Case | 2029 | 10 | Alberta Internal Load (MW) | 180 | 8
1 Reference Case | 2029 | 10 | Alberta Internal Load (MW) | 190 | 9
1 Reference Case | 2029 | 10 | Alberta Internal Load (MW) | 200 | 2
1 Reference Case | 2029 | 10 | Alberta Internal Load (MW) | 210 | 3
1 Reference Case | 2029 | 10 | Alberta Internal Load (MW) | 220 | 2
1 Reference Case | 2029 | 10 | Alberta Internal Load (MW) | 230 | 0
1 Reference Case | 2029 | 10 | Alberta Internal Load (MW) | 240 | 0
1 Reference Case | 2029 | 10 | Alberta Internal Load (MW) | 250 | 1
1 Reference Case | 2029 | 10 | Alberta Internal Load (MW) | 260 | 1
1 Reference Case | 2029 | 10 | Alberta Internal Load (MW) | 270 | 0
1 Reference Case | 2029 | 10 | Alberta Internal Load (MW) | 280 | 0
1 Reference Case | 2029 | 10 | Alberta Internal Load (MW) | 290 | 0
1 Reference Case | 2029 | 10 | Alberta Internal Load (MW) | 300 | 1
1 Reference Case | 2029 | 10 | Alberta Internal Load (MW) | 310 | 1
1 Reference Case | 2029 | 60 | Alberta Internal Load (MW) | -670 | 2
1 Reference Case | 2029 | 60 | Alberta Internal Load (MW) | -660 | 1
1 Reference Case | 2029 | 60 | Alberta Internal Load (MW) | -650 | 1
1 Reference Case | 2029 | 60 | Alberta Internal Load (MW) | -640 | 1
1 Reference Case | 2029 | 60 | Alberta Internal Load (MW) | -630 | 5
1 Reference Case | 2029 | 60 | Alberta Internal Load (MW) | -620 | 5
1 Reference Case | 2029 | 60 | Alberta Internal Load (MW) | -610 | 8
1 Reference Case | 2029 | 60 | Alberta Internal Load (MW) | -600 | 8
1 Reference Case | 2029 | 60 | Alberta Internal Load (MW) | -590 | 14
1 Reference Case | 2029 | 60 | Alberta Internal Load (MW) | -580 | 19
1 Reference Case | 2029 | 60 | Alberta Internal Load (MW) | -570 | 10
1 Reference Case | 2029 | 60 | Alberta Internal Load (MW) | -560 | 36
1 Reference Case | 2029 | 60 | Alberta Internal Load (MW) | -550 | 43
1 Reference Case | 2029 | 60 | Alberta Internal Load (MW) | -540 | 36
1 Reference Case | 2029 | 60 | Alberta Internal Load (MW) | -530 | 47
1 Reference Case | 2029 | 60 | Alberta Internal Load (MW) | -520 | 70
1 Reference Case | 2029 | 60 | Alberta Internal Load (MW) | -510 | 77
1 Reference Case | 2029 | 60 | Alberta Internal Load (MW) | -500 | 76
1 Reference Case | 2029 | 60 | Alberta Internal Load (MW) | -490 | 73
1 Reference Case | 2029 | 60 | Alberta Internal Load (MW) | -480 | 78
1 Reference Case | 2029 | 60 | Alberta Internal Load (MW) | -470 | 75
1 Reference Case | 2029 | 60 | Alberta Internal Load (MW) | -460 | 79
1 Reference Case | 2029 | 60 | Alberta Internal Load (MW) | -450 | 105
1 Reference Case | 2029 | 60 | Alberta Internal Load (MW) | -440 | 90
1 Reference Case | 2029 | 60 | Alberta Internal Load (MW) | -430 | 85
1 Reference Case | 2029 | 60 | Alberta Internal Load (MW) | -420 | 91
1 Reference Case | 2029 | 60 | Alberta Internal Load (MW) | -410 | 107
1 Reference Case | 2029 | 60 | Alberta Internal Load (MW) | -400 | 125
1 Reference Case | 2029 | 60 | Alberta Internal Load (MW) | -390 | 92
1 Reference Case | 2029 | 60 | Alberta Internal Load (MW) | -380 | 105
1 Reference Case | 2029 | 60 | Alberta Internal Load (MW) | -370 | 144
1 Reference Case | 2029 | 60 | Alberta Internal Load (MW) | -360 | 109
1 Reference Case | 2029 | 60 | Alberta Internal Load (MW) | -350 | 154
1 Reference Case | 2029 | 60 | Alberta Internal Load (MW) | -340 | 188
1 Reference Case | 2029 | 60 | Alberta Internal Load (MW) | -330 | 180
1 Reference Case | 2029 | 60 | Alberta Internal Load (MW) | -320 | 227
1 Reference Case | 2029 | 60 | Alberta Internal Load (MW) | -310 | 256
1 Reference Case | 2029 | 60 | Alberta Internal Load (MW) | -300 | 270
1 Reference Case | 2029 | 60 | Alberta Internal Load (MW) | -290 | 326
1 Reference Case | 2029 | 60 | Alberta Internal Load (MW) | -280 | 324
1 Reference Case | 2029 | 60 | Alberta Internal Load (MW) | -270 | 322
1 Reference Case | 2029 | 60 | Alberta Internal Load (MW) | -260 | 333
1 Reference Case | 2029 | 60 | Alberta Internal Load (MW) | -250 | 391
1 Reference Case | 2029 | 60 | Alberta Internal Load (MW) | -240 | 442
1 Reference Case | 2029 | 60 | Alberta Internal Load (MW) | -230 | 406
1 Reference Case | 2029 | 60 | Alberta Internal Load (MW) | -220 | 449
1 Reference Case | 2029 | 60 | Alberta Internal Load (MW) | -210 | 471
1 Reference Case | 2029 | 60 | Alberta Internal Load (MW) | -200 | 505
1 Reference Case | 2029 | 60 | Alberta Internal Load (MW) | -190 | 584
1 Reference Case | 2029 | 60 | Alberta Internal Load (MW) | -180 | 619
1 Reference Case | 2029 | 60 | Alberta Internal Load (MW) | -170 | 584
1 Reference Case | 2029 | 60 | Alberta Internal Load (MW) | -160 | 663
1 Reference Case | 2029 | 60 | Alberta Internal Load (MW) | -150 | 697
1 Reference Case | 2029 | 60 | Alberta Internal Load (MW) | -140 | 724
1 Reference Case | 2029 | 60 | Alberta Internal Load (MW) | -130 | 777
1 Reference Case | 2029 | 60 | Alberta Internal Load (MW) | -120 | 801
1 Reference Case | 2029 | 60 | Alberta Internal Load (MW) | -110 | 885
1 Reference Case | 2029 | 60 | Alberta Internal Load (MW) | -100 | 965
1 Reference Case | 2029 | 60 | Alberta Internal Load (MW) | -90 | 1046
1 Reference Case | 2029 | 60 | Alberta Internal Load (MW) | -80 | 1106
1 Reference Case | 2029 | 60 | Alberta Internal Load (MW) | -70 | 1285
1 Reference Case | 2029 | 60 | Alberta Internal Load (MW) | -60 | 1330
1 Reference Case | 2029 | 60 | Alberta Internal Load (MW) | -50 | 1474
1 Reference Case | 2029 | 60 | Alberta Internal Load (MW) | -40 | 1491
1 Reference Case | 2029 | 60 | Alberta Internal Load (MW) | -30 | 1591
1 Reference Case | 2029 | 60 | Alberta Internal Load (MW) | -20 | 1712
1 Reference Case | 2029 | 60 | Alberta Internal Load (MW) | -10 | 1695
1 Reference Case | 2029 | 60 | Alberta Internal Load (MW) | 0 | 1603
1 Reference Case | 2029 | 60 | Alberta Internal Load (MW) | 10 | 1644
1 Reference Case | 2029 | 60 | Alberta Internal Load (MW) | 20 | 1507
1 Reference Case | 2029 | 60 | Alberta Internal Load (MW) | 30 | 1472
1 Reference Case | 2029 | 60 | Alberta Internal Load (MW) | 40 | 1348
1 Reference Case | 2029 | 60 | Alberta Internal Load (MW) | 50 | 1237
1 Reference Case | 2029 | 60 | Alberta Internal Load (MW) | 60 | 1070
1 Reference Case | 2029 | 60 | Alberta Internal Load (MW) | 70 | 1012
1 Reference Case | 2029 | 60 | Alberta Internal Load (MW) | 80 | 919
1 Reference Case | 2029 | 60 | Alberta Internal Load (MW) | 90 | 821
1 Reference Case | 2029 | 60 | Alberta Internal Load (MW) | 100 | 796
1 Reference Case | 2029 | 60 | Alberta Internal Load (MW) | 110 | 723
1 Reference Case | 2029 | 60 | Alberta Internal Load (MW) | 120 | 670
1 Reference Case | 2029 | 60 | Alberta Internal Load (MW) | 130 | 616
1 Reference Case | 2029 | 60 | Alberta Internal Load (MW) | 140 | 557
1 Reference Case | 2029 | 60 | Alberta Internal Load (MW) | 150 | 533
1 Reference Case | 2029 | 60 | Alberta Internal Load (MW) | 160 | 504
1 Reference Case | 2029 | 60 | Alberta Internal Load (MW) | 170 | 493
1 Reference Case | 2029 | 60 | Alberta Internal Load (MW) | 180 | 478
1 Reference Case | 2029 | 60 | Alberta Internal Load (MW) | 190 | 428
1 Reference Case | 2029 | 60 | Alberta Internal Load (MW) | 200 | 429
1 Reference Case | 2029 | 60 | Alberta Internal Load (MW) | 210 | 377
1 Reference Case | 2029 | 60 | Alberta Internal Load (MW) | 220 | 347
1 Reference Case | 2029 | 60 | Alberta Internal Load (MW) | 230 | 336
1 Reference Case | 2029 | 60 | Alberta Internal Load (MW) | 240 | 310
1 Reference Case | 2029 | 60 | Alberta Internal Load (MW) | 250 | 289
1 Reference Case | 2029 | 60 | Alberta Internal Load (MW) | 260 | 284
1 Reference Case | 2029 | 60 | Alberta Internal Load (MW) | 270 | 284
1 Reference Case | 2029 | 60 | Alberta Internal Load (MW) | 280 | 278
1 Reference Case | 2029 | 60 | Alberta Internal Load (MW) | 290 | 246
1 Reference Case | 2029 | 60 | Alberta Internal Load (MW) | 300 | 228
1 Reference Case | 2029 | 60 | Alberta Internal Load (MW) | 310 | 219
1 Reference Case | 2029 | 60 | Alberta Internal Load (MW) | 320 | 210
1 Reference Case | 2029 | 60 | Alberta Internal Load (MW) | 330 | 189
1 Reference Case | 2029 | 60 | Alberta Internal Load (MW) | 340 | 164
1 Reference Case | 2029 | 60 | Alberta Internal Load (MW) | 350 | 165
1 Reference Case | 2029 | 60 | Alberta Internal Load (MW) | 360 | 160
1 Reference Case | 2029 | 60 | Alberta Internal Load (MW) | 370 | 178
1 Reference Case | 2029 | 60 | Alberta Internal Load (MW) | 380 | 154
1 Reference Case | 2029 | 60 | Alberta Internal Load (MW) | 390 | 123
1 Reference Case | 2029 | 60 | Alberta Internal Load (MW) | 400 | 136
1 Reference Case | 2029 | 60 | Alberta Internal Load (MW) | 410 | 126
1 Reference Case | 2029 | 60 | Alberta Internal Load (MW) | 420 | 117
1 Reference Case | 2029 | 60 | Alberta Internal Load (MW) | 430 | 94
1 Reference Case | 2029 | 60 | Alberta Internal Load (MW) | 440 | 82
1 Reference Case | 2029 | 60 | Alberta Internal Load (MW) | 450 | 88
1 Reference Case | 2029 | 60 | Alberta Internal Load (MW) | 460 | 94
1 Reference Case | 2029 | 60 | Alberta Internal Load (MW) | 470 | 77
1 Reference Case | 2029 | 60 | Alberta Internal Load (MW) | 480 | 69
1 Reference Case | 2029 | 60 | Alberta Internal Load (MW) | 490 | 59
1 Reference Case | 2029 | 60 | Alberta Internal Load (MW) | 500 | 54
1 Reference Case | 2029 | 60 | Alberta Internal Load (MW) | 510 | 49
1 Reference Case | 2029 | 60 | Alberta Internal Load (MW) | 520 | 41
1 Reference Case | 2029 | 60 | Alberta Internal Load (MW) | 530 | 46
1 Reference Case | 2029 | 60 | Alberta Internal Load (MW) | 540 | 44
1 Reference Case | 2029 | 60 | Alberta Internal Load (MW) | 550 | 51
1 Reference Case | 2029 | 60 | Alberta Internal Load (MW) | 560 | 49
1 Reference Case | 2029 | 60 | Alberta Internal Load (MW) | 570 | 34
1 Reference Case | 2029 | 60 | Alberta Internal Load (MW) | 580 | 38
1 Reference Case | 2029 | 60 | Alberta Internal Load (MW) | 590 | 50
1 Reference Case | 2029 | 60 | Alberta Internal Load (MW) | 600 | 37
1 Reference Case | 2029 | 60 | Alberta Internal Load (MW) | 610 | 36
1 Reference Case | 2029 | 60 | Alberta Internal Load (MW) | 620 | 29
1 Reference Case | 2029 | 60 | Alberta Internal Load (MW) | 630 | 41
1 Reference Case | 2029 | 60 | Alberta Internal Load (MW) | 640 | 50
1 Reference Case | 2029 | 60 | Alberta Internal Load (MW) | 650 | 52
1 Reference Case | 2029 | 60 | Alberta Internal Load (MW) | 660 | 39
1 Reference Case | 2029 | 60 | Alberta Internal Load (MW) | 670 | 35
1 Reference Case | 2029 | 60 | Alberta Internal Load (MW) | 680 | 34
1 Reference Case | 2029 | 60 | Alberta Internal Load (MW) | 690 | 30
1 Reference Case | 2029 | 60 | Alberta Internal Load (MW) | 700 | 38
1 Reference Case | 2029 | 60 | Alberta Internal Load (MW) | 710 | 37
1 Reference Case | 2029 | 60 | Alberta Internal Load (MW) | 720 | 33
1 Reference Case | 2029 | 60 | Alberta Internal Load (MW) | 730 | 38
1 Reference Case | 2029 | 60 | Alberta Internal Load (MW) | 740 | 23
1 Reference Case | 2029 | 60 | Alberta Internal Load (MW) | 750 | 23
1 Reference Case | 2029 | 60 | Alberta Internal Load (MW) | 760 | 20
1 Reference Case | 2029 | 60 | Alberta Internal Load (MW) | 770 | 16
1 Reference Case | 2029 | 60 | Alberta Internal Load (MW) | 780 | 12
1 Reference Case | 2029 | 60 | Alberta Internal Load (MW) | 790 | 12
1 Reference Case | 2029 | 60 | Alberta Internal Load (MW) | 800 | 10
1 Reference Case | 2029 | 60 | Alberta Internal Load (MW) | 810 | 9
1 Reference Case | 2029 | 60 | Alberta Internal Load (MW) | 820 | 5
1 Reference Case | 2029 | 60 | Alberta Internal Load (MW) | 830 | 3
1 Reference Case | 2029 | 60 | Alberta Internal Load (MW) | 840 | 1
1 Reference Case | 2029 | 60 | Alberta Internal Load (MW) | 850 | 2
1 Reference Case | 2029 | 10 | Variable Generation (MW) | -280 | 1
1 Reference Case | 2029 | 10 | Variable Generation (MW) | -270 | 0
1 Reference Case | 2029 | 10 | Variable Generation (MW) | -260 | 0
1 Reference Case | 2029 | 10 | Variable Generation (MW) | -250 | 1
1 Reference Case | 2029 | 10 | Variable Generation (MW) | -240 | 1
1 Reference Case | 2029 | 10 | Variable Generation (MW) | -230 | 2
1 Reference Case | 2029 | 10 | Variable Generation (MW) | -220 | 3
1 Reference Case | 2029 | 10 | Variable Generation (MW) | -210 | 0
1 Reference Case | 2029 | 10 | Variable Generation (MW) | -200 | 4
1 Reference Case | 2029 | 10 | Variable Generation (MW) | -190 | 5
1 Reference Case | 2029 | 10 | Variable Generation (MW) | -180 | 6
1 Reference Case | 2029 | 10 | Variable Generation (MW) | -170 | 7
1 Reference Case | 2029 | 10 | Variable Generation (MW) | -160 | 8
1 Reference Case | 2029 | 10 | Variable Generation (MW) | -150 | 17
1 Reference Case | 2029 | 10 | Variable Generation (MW) | -140 | 34
1 Reference Case | 2029 | 10 | Variable Generation (MW) | -130 | 48
1 Reference Case | 2029 | 10 | Variable Generation (MW) | -120 | 63
1 Reference Case | 2029 | 10 | Variable Generation (MW) | -110 | 83
1 Reference Case | 2029 | 10 | Variable Generation (MW) | -100 | 155
1 Reference Case | 2029 | 10 | Variable Generation (MW) | -90 | 225
1 Reference Case | 2029 | 10 | Variable Generation (MW) | -80 | 353
1 Reference Case | 2029 | 10 | Variable Generation (MW) | -70 | 532
1 Reference Case | 2029 | 10 | Variable Generation (MW) | -60 | 846
1 Reference Case | 2029 | 10 | Variable Generation (MW) | -50 | 1296
1 Reference Case | 2029 | 10 | Variable Generation (MW) | -40 | 1905
1 Reference Case | 2029 | 10 | Variable Generation (MW) | -30 | 3193
1 Reference Case | 2029 | 10 | Variable Generation (MW) | -20 | 4873
1 Reference Case | 2029 | 10 | Variable Generation (MW) | -10 | 7970
1 Reference Case | 2029 | 10 | Variable Generation (MW) | 0 | 10353
1 Reference Case | 2029 | 10 | Variable Generation (MW) | 10 | 7136
1 Reference Case | 2029 | 10 | Variable Generation (MW) | 20 | 4662
1 Reference Case | 2029 | 10 | Variable Generation (MW) | 30 | 3087
1 Reference Case | 2029 | 10 | Variable Generation (MW) | 40 | 1900
1 Reference Case | 2029 | 10 | Variable Generation (MW) | 50 | 1253
1 Reference Case | 2029 | 10 | Variable Generation (MW) | 60 | 837
1 Reference Case | 2029 | 10 | Variable Generation (MW) | 70 | 569
1 Reference Case | 2029 | 10 | Variable Generation (MW) | 80 | 342
1 Reference Case | 2029 | 10 | Variable Generation (MW) | 90 | 253
1 Reference Case | 2029 | 10 | Variable Generation (MW) | 100 | 175
1 Reference Case | 2029 | 10 | Variable Generation (MW) | 110 | 103
1 Reference Case | 2029 | 10 | Variable Generation (MW) | 120 | 80
1 Reference Case | 2029 | 10 | Variable Generation (MW) | 130 | 42
1 Reference Case | 2029 | 10 | Variable Generation (MW) | 140 | 42
1 Reference Case | 2029 | 10 | Variable Generation (MW) | 150 | 33
1 Reference Case | 2029 | 10 | Variable Generation (MW) | 160 | 16
1 Reference Case | 2029 | 10 | Variable Generation (MW) | 170 | 10
1 Reference Case | 2029 | 10 | Variable Generation (MW) | 180 | 9
1 Reference Case | 2029 | 10 | Variable Generation (MW) | 190 | 3
1 Reference Case | 2029 | 10 | Variable Generation (MW) | 200 | 8
1 Reference Case | 2029 | 10 | Variable Generation (MW) | 210 | 4
1 Reference Case | 2029 | 10 | Variable Generation (MW) | 220 | 2
1 Reference Case | 2029 | 10 | Variable Generation (MW) | 230 | 4
1 Reference Case | 2029 | 10 | Variable Generation (MW) | 240 | 2
1 Reference Case | 2029 | 10 | Variable Generation (MW) | 250 | 1
1 Reference Case | 2029 | 10 | Variable Generation (MW) | 260 | 0
1 Reference Case | 2029 | 10 | Variable Generation (MW) | 270 | 0
1 Reference Case | 2029 | 10 | Variable Generation (MW) | 280 | 0
1 Reference Case | 2029 | 10 | Variable Generation (MW) | 290 | 0
1 Reference Case | 2029 | 10 | Variable Generation (MW) | 300 | 0
1 Reference Case | 2029 | 10 | Variable Generation (MW) | 310 | 1
1 Reference Case | 2029 | 10 | Variable Generation (MW) | 320 | 0
1 Reference Case | 2029 | 10 | Variable Generation (MW) | 330 | 0
1 Reference Case | 2029 | 10 | Variable Generation (MW) | 340 | 1
1 Reference Case | 2029 | 60 | Variable Generation (MW) | -1090 | 1
1 Reference Case | 2029 | 60 | Variable Generation (MW) | -1080 | 1
1 Reference Case | 2029 | 60 | Variable Generation (MW) | -1070 | 0
1 Reference Case | 2029 | 60 | Variable Generation (MW) | -1060 | 0
1 Reference Case | 2029 | 60 | Variable Generation (MW) | -1050 | 1
1 Reference Case | 2029 | 60 | Variable Generation (MW) | -1040 | 0
1 Reference Case | 2029 | 60 | Variable Generation (MW) | -1030 | 0
1 Reference Case | 2029 | 60 | Variable Generation (MW) | -1020 | 0
1 Reference Case | 2029 | 60 | Variable Generation (MW) | -1010 | 1
1 Reference Case | 2029 | 60 | Variable Generation (MW) | -1000 | 0
1 Reference Case | 2029 | 60 | Variable Generation (MW) | -990 | 2
1 Reference Case | 2029 | 60 | Variable Generation (MW) | -980 | 0
1 Reference Case | 2029 | 60 | Variable Generation (MW) | -970 | 0
1 Reference Case | 2029 | 60 | Variable Generation (MW) | -960 | 0
1 Reference Case | 2029 | 60 | Variable Generation (MW) | -950 | 0
1 Reference Case | 2029 | 60 | Variable Generation (MW) | -940 | 0
1 Reference Case | 2029 | 60 | Variable Generation (MW) | -930 | 0
1 Reference Case | 2029 | 60 | Variable Generation (MW) | -920 | 0
1 Reference Case | 2029 | 60 | Variable Generation (MW) | -910 | 1
1 Reference Case | 2029 | 60 | Variable Generation (MW) | -900 | 2
1 Reference Case | 2029 | 60 | Variable Generation (MW) | -890 | 0
1 Reference Case | 2029 | 60 | Variable Generation (MW) | -880 | 1
1 Reference Case | 2029 | 60 | Variable Generation (MW) | -870 | 1
1 Reference Case | 2029 | 60 | Variable Generation (MW) | -860 | 0
1 Reference Case | 2029 | 60 | Variable Generation (MW) | -850 | 0
1 Reference Case | 2029 | 60 | Variable Generation (MW) | -840 | 1
1 Reference Case | 2029 | 60 | Variable Generation (MW) | -830 | 0
1 Reference Case | 2029 | 60 | Variable Generation (MW) | -820 | 0
1 Reference Case | 2029 | 60 | Variable Generation (MW) | -810 | 0
1 Reference Case | 2029 | 60 | Variable Generation (MW) | -800 | 1
1 Reference Case | 2029 | 60 | Variable Generation (MW) | -790 | 1
1 Reference Case | 2029 | 60 | Variable Generation (MW) | -780 | 4
1 Reference Case | 2029 | 60 | Variable Generation (MW) | -770 | 3
1 Reference Case | 2029 | 60 | Variable Generation (MW) | -760 | 2
1 Reference Case | 2029 | 60 | Variable Generation (MW) | -750 | 4
1 Reference Case | 2029 | 60 | Variable Generation (MW) | -740 | 5
1 Reference Case | 2029 | 60 | Variable Generation (MW) | -730 | 2
1 Reference Case | 2029 | 60 | Variable Generation (MW) | -720 | 5
1 Reference Case | 2029 | 60 | Variable Generation (MW) | -710 | 4
1 Reference Case | 2029 | 60 | Variable Generation (MW) | -700 | 4
1 Reference Case | 2029 | 60 | Variable Generation (MW) | -690 | 6
1 Reference Case | 2029 | 60 | Variable Generation (MW) | -680 | 2
1 Reference Case | 2029 | 60 | Variable Generation (MW) | -670 | 2
1 Reference Case | 2029 | 60 | Variable Generation (MW) | -660 | 3
1 Reference Case | 2029 | 60 | Variable Generation (MW) | -650 | 2
1 Reference Case | 2029 | 60 | Variable Generation (MW) | -640 | 8
1 Reference Case | 2029 | 60 | Variable Generation (MW) | -630 | 5
1 Reference Case | 2029 | 60 | Variable Generation (MW) | -620 | 9
1 Reference Case | 2029 | 60 | Variable Generation (MW) | -610 | 5
1 Reference Case | 2029 | 60 | Variable Generation (MW) | -600 | 8
1 Reference Case | 2029 | 60 | Variable Generation (MW) | -590 | 11
1 Reference Case | 2029 | 60 | Variable Generation (MW) | -580 | 11
1 Reference Case | 2029 | 60 | Variable Generation (MW) | -570 | 19
1 Reference Case | 2029 | 60 | Variable Generation (MW) | -560 | 14
1 Reference Case | 2029 | 60 | Variable Generation (MW) | -550 | 15
1 Reference Case | 2029 | 60 | Variable Generation (MW) | -540 | 29
1 Reference Case | 2029 | 60 | Variable Generation (MW) | -530 | 20
1 Reference Case | 2029 | 60 | Variable Generation (MW) | -520 | 22
1 Reference Case | 2029 | 60 | Variable Generation (MW) | -510 | 27
1 Reference Case | 2029 | 60 | Variable Generation (MW) | -500 | 27
1 Reference Case | 2029 | 60 | Variable Generation (MW) | -490 | 26
1 Reference Case | 2029 | 60 | Variable Generation (MW) | -480 | 38
1 Reference Case | 2029 | 60 | Variable Generation (MW) | -470 | 33
1 Reference Case | 2029 | 60 | Variable Generation (MW) | -460 | 38
1 Reference Case | 2029 | 60 | Variable Generation (MW) | -450 | 32
1 Reference Case | 2029 | 60 | Variable Generation (MW) | -440 | 42
1 Reference Case | 2029 | 60 | Variable Generation (MW) | -430 | 54
1 Reference Case | 2029 | 60 | Variable Generation (MW) | -420 | 54
1 Reference Case | 2029 | 60 | Variable Generation (MW) | -410 | 63
1 Reference Case | 2029 | 60 | Variable Generation (MW) | -400 | 68
1 Reference Case | 2029 | 60 | Variable Generation (MW) | -390 | 90
1 Reference Case | 2029 | 60 | Variable Generation (MW) | -380 | 82
1 Reference Case | 2029 | 60 | Variable Generation (MW) | -370 | 82
1 Reference Case | 2029 | 60 | Variable Generation (MW) | -360 | 96
1 Reference Case | 2029 | 60 | Variable Generation (MW) | -350 | 103
1 Reference Case | 2029 | 60 | Variable Generation (MW) | -340 | 109
1 Reference Case | 2029 | 60 | Variable Generation (MW) | -330 | 114
1 Reference Case | 2029 | 60 | Variable Generation (MW) | -320 | 128
1 Reference Case | 2029 | 60 | Variable Generation (MW) | -310 | 146
1 Reference Case | 2029 | 60 | Variable Generation (MW) | -300 | 149
1 Reference Case | 2029 | 60 | Variable Generation (MW) | -290 | 175
1 Reference Case | 2029 | 60 | Variable Generation (MW) | -280 | 215
1 Reference Case | 2029 | 60 | Variable Generation (MW) | -270 | 242
1 Reference Case | 2029 | 60 | Variable Generation (MW) | -260 | 257
1 Reference Case | 2029 | 60 | Variable Generation (MW) | -250 | 266
1 Reference Case | 2029 | 60 | Variable Generation (MW) | -240 | 277
1 Reference Case | 2029 | 60 | Variable Generation (MW) | -230 | 293
1 Reference Case | 2029 | 60 | Variable Generation (MW) | -220 | 343
1 Reference Case | 2029 | 60 | Variable Generation (MW) | -210 | 367
1 Reference Case | 2029 | 60 | Variable Generation (MW) | -200 | 373
1 Reference Case | 2029 | 60 | Variable Generation (MW) | -190 | 395
1 Reference Case | 2029 | 60 | Variable Generation (MW) | -180 | 477
1 Reference Case | 2029 | 60 | Variable Generation (MW) | -170 | 523
1 Reference Case | 2029 | 60 | Variable Generation (MW) | -160 | 575
1 Reference Case | 2029 | 60 | Variable Generation (MW) | -150 | 635
1 Reference Case | 2029 | 60 | Variable Generation (MW) | -140 | 651
1 Reference Case | 2029 | 60 | Variable Generation (MW) | -130 | 754
1 Reference Case | 2029 | 60 | Variable Generation (MW) | -120 | 815
1 Reference Case | 2029 | 60 | Variable Generation (MW) | -110 | 863
1 Reference Case | 2029 | 60 | Variable Generation (MW) | -100 | 922
1 Reference Case | 2029 | 60 | Variable Generation (MW) | -90 | 1020
1 Reference Case | 2029 | 60 | Variable Generation (MW) | -80 | 1161
1 Reference Case | 2029 | 60 | Variable Generation (MW) | -70 | 1377
1 Reference Case | 2029 | 60 | Variable Generation (MW) | -60 | 1469
1 Reference Case | 2029 | 60 | Variable Generation (MW) | -50 | 1578
1 Reference Case | 2029 | 60 | Variable Generation (MW) | -40 | 1770
1 Reference Case | 2029 | 60 | Variable Generation (MW) | -30 | 1859
1 Reference Case | 2029 | 60 | Variable Generation (MW) | -20 | 2049
1 Reference Case | 2029 | 60 | Variable Generation (MW) | -10 | 2149
1 Reference Case | 2029 | 60 | Variable Generation (MW) | 0 | 2231
1 Reference Case | 2029 | 60 | Variable Generation (MW) | 10 | 2115
1 Reference Case | 2029 | 60 | Variable Generation (MW) | 20 | 1943
1 Reference Case | 2029 | 60 | Variable Generation (MW) | 30 | 1738
1 Reference Case | 2029 | 60 | Variable Generation (MW) | 40 | 1598
1 Reference Case | 2029 | 60 | Variable Generation (MW) | 50 | 1506
1 Reference Case | 2029 | 60 | Variable Generation (MW) | 60 | 1284
1 Reference Case | 2029 | 60 | Variable Generation (MW) | 70 | 1181
1 Reference Case | 2029 | 60 | Variable Generation (MW) | 80 | 1063
1 Reference Case | 2029 | 60 | Variable Generation (MW) | 90 | 978
1 Reference Case | 2029 | 60 | Variable Generation (MW) | 100 | 925
1 Reference Case | 2029 | 60 | Variable Generation (MW) | 110 | 836
1 Reference Case | 2029 | 60 | Variable Generation (MW) | 120 | 776
1 Reference Case | 2029 | 60 | Variable Generation (MW) | 130 | 708
1 Reference Case | 2029 | 60 | Variable Generation (MW) | 140 | 719
1 Reference Case | 2029 | 60 | Variable Generation (MW) | 150 | 640
1 Reference Case | 2029 | 60 | Variable Generation (MW) | 160 | 530
1 Reference Case | 2029 | 60 | Variable Generation (MW) | 170 | 523
1 Reference Case | 2029 | 60 | Variable Generation (MW) | 180 | 481
1 Reference Case | 2029 | 60 | Variable Generation (MW) | 190 | 452
1 Reference Case | 2029 | 60 | Variable Generation (MW) | 200 | 351
1 Reference Case | 2029 | 60 | Variable Generation (MW) | 210 | 333
1 Reference Case | 2029 | 60 | Variable Generation (MW) | 220 | 349
1 Reference Case | 2029 | 60 | Variable Generation (MW) | 230 | 300
1 Reference Case | 2029 | 60 | Variable Generation (MW) | 240 | 268
1 Reference Case | 2029 | 60 | Variable Generation (MW) | 250 | 260
1 Reference Case | 2029 | 60 | Variable Generation (MW) | 260 | 225
1 Reference Case | 2029 | 60 | Variable Generation (MW) | 270 | 205
1 Reference Case | 2029 | 60 | Variable Generation (MW) | 280 | 200
1 Reference Case | 2029 | 60 | Variable Generation (MW) | 290 | 140
1 Reference Case | 2029 | 60 | Variable Generation (MW) | 300 | 172
1 Reference Case | 2029 | 60 | Variable Generation (MW) | 310 | 141
1 Reference Case | 2029 | 60 | Variable Generation (MW) | 320 | 145
1 Reference Case | 2029 | 60 | Variable Generation (MW) | 330 | 119
1 Reference Case | 2029 | 60 | Variable Generation (MW) | 340 | 117
1 Reference Case | 2029 | 60 | Variable Generation (MW) | 350 | 96
1 Reference Case | 2029 | 60 | Variable Generation (MW) | 360 | 93
1 Reference Case | 2029 | 60 | Variable Generation (MW) | 370 | 90
1 Reference Case | 2029 | 60 | Variable Generation (MW) | 380 | 86
1 Reference Case | 2029 | 60 | Variable Generation (MW) | 390 | 54
1 Reference Case | 2029 | 60 | Variable Generation (MW) | 400 | 69
1 Reference Case | 2029 | 60 | Variable Generation (MW) | 410 | 61
1 Reference Case | 2029 | 60 | Variable Generation (MW) | 420 | 52
1 Reference Case | 2029 | 60 | Variable Generation (MW) | 430 | 59
1 Reference Case | 2029 | 60 | Variable Generation (MW) | 440 | 51
1 Reference Case | 2029 | 60 | Variable Generation (MW) | 450 | 29
1 Reference Case | 2029 | 60 | Variable Generation (MW) | 460 | 46
1 Reference Case | 2029 | 60 | Variable Generation (MW) | 470 | 34
1 Reference Case | 2029 | 60 | Variable Generation (MW) | 480 | 35
1 Reference Case | 2029 | 60 | Variable Generation (MW) | 490 | 32
1 Reference Case | 2029 | 60 | Variable Generation (MW) | 500 | 37
1 Reference Case | 2029 | 60 | Variable Generation (MW) | 510 | 26
1 Reference Case | 2029 | 60 | Variable Generation (MW) | 520 | 35
1 Reference Case | 2029 | 60 | Variable Generation (MW) | 530 | 37
1 Reference Case | 2029 | 60 | Variable Generation (MW) | 540 | 22
1 Reference Case | 2029 | 60 | Variable Generation (MW) | 550 | 25
1 Reference Case | 2029 | 60 | Variable Generation (MW) | 560 | 19
1 Reference Case | 2029 | 60 | Variable Generation (MW) | 570 | 19
1 Reference Case | 2029 | 60 | Variable Generation (MW) | 580 | 9
1 Reference Case | 2029 | 60 | Variable Generation (MW) | 590 | 22
1 Reference Case | 2029 | 60 | Variable Generation (MW) | 600 | 16
1 Reference Case | 2029 | 60 | Variable Generation (MW) | 610 | 12
1 Reference Case | 2029 | 60 | Variable Generation (MW) | 620 | 10
1 Reference Case | 2029 | 60 | Variable Generation (MW) | 630 | 12
1 Reference Case | 2029 | 60 | Variable Generation (MW) | 640 | 8
1 Reference Case | 2029 | 60 | Variable Generation (MW) | 650 | 6
1 Reference Case | 2029 | 60 | Variable Generation (MW) | 660 | 7
1 Reference Case | 2029 | 60 | Variable Generation (MW) | 670 | 9
1 Reference Case | 2029 | 60 | Variable Generation (MW) | 680 | 10
1 Reference Case | 2029 | 60 | Variable Generation (MW) | 690 | 3
1 Reference Case | 2029 | 60 | Variable Generation (MW) | 700 | 6
1 Reference Case | 2029 | 60 | Variable Generation (MW) | 710 | 7
1 Reference Case | 2029 | 60 | Variable Generation (MW) | 720 | 4
1 Reference Case | 2029 | 60 | Variable Generation (MW) | 730 | 6
1 Reference Case | 2029 | 60 | Variable Generation (MW) | 740 | 2
1 Reference Case | 2029 | 60 | Variable Generation (MW) | 750 | 2
1 Reference Case | 2029 | 60 | Variable Generation (MW) | 760 | 3
1 Reference Case | 2029 | 60 | Variable Generation (MW) | 770 | 2
1 Reference Case | 2029 | 60 | Variable Generation (MW) | 780 | 3
1 Reference Case | 2029 | 60 | Variable Generation (MW) | 790 | 6
1 Reference Case | 2029 | 60 | Variable Generation (MW) | 800 | 4
1 Reference Case | 2029 | 60 | Variable Generation (MW) | 810 | 1
1 Reference Case | 2029 | 60 | Variable Generation (MW) | 820 | 1
1 Reference Case | 2029 | 60 | Variable Generation (MW) | 830 | 3
1 Reference Case | 2029 | 60 | Variable Generation (MW) | 840 | 2
1 Reference Case | 2029 | 60 | Variable Generation (MW) | 850 | 1
1 Reference Case | 2029 | 60 | Variable Generation (MW) | 860 | 2
1 Reference Case | 2029 | 60 | Variable Generation (MW) | 870 | 4
1 Reference Case | 2029 | 60 | Variable Generation (MW) | 880 | 3
1 Reference Case | 2029 | 60 | Variable Generation (MW) | 890 | 1
1 Reference Case | 2029 | 60 | Variable Generation (MW) | 900 | 3
1 Reference Case | 2029 | 60 | Variable Generation (MW) | 910 | 2
1 Reference Case | 2029 | 60 | Variable Generation (MW) | 920 | 1
1 Reference Case | 2029 | 60 | Variable Generation (MW) | 930 | 1
1 Reference Case | 2029 | 60 | Variable Generation (MW) | 940 | 0
1 Reference Case | 2029 | 60 | Variable Generation (MW) | 950 | 1
1 Reference Case | 2029 | 60 | Variable Generation (MW) | 960 | 0
1 Reference Case | 2029 | 60 | Variable Generation (MW) | 970 | 1
1 Reference Case | 2029 | 60 | Variable Generation (MW) | 980 | 3
1 Reference Case | 2029 | 60 | Variable Generation (MW) | 990 | 1
1 Reference Case | 2029 | 60 | Variable Generation (MW) | 1000 | 0
1 Reference Case | 2029 | 60 | Variable Generation (MW) | 1010 | 1
1 Reference Case | 2029 | 60 | Variable Generation (MW) | 1020 | 1
1 Reference Case | 2029 | 60 | Variable Generation (MW) | 1030 | 0
1 Reference Case | 2029 | 60 | Variable Generation (MW) | 1040 | 0
1 Reference Case | 2029 | 60 | Variable Generation (MW) | 1050 | 0
1 Reference Case | 2029 | 60 | Variable Generation (MW) | 1060 | 2
1 Reference Case | 2029 | 60 | Variable Generation (MW) | 1070 | 0
1 Reference Case | 2029 | 60 | Variable Generation (MW) | 1080 | 0
1 Reference Case | 2029 | 60 | Variable Generation (MW) | 1090 | 1
1 Reference Case | 2029 | 60 | Variable Generation (MW) | 1100 | 1
1 Reference Case | 2029 | 10 | Net Demand (MW) | -450 | 1
1 Reference Case | 2029 | 10 | Net Demand (MW) | -440 | 0
1 Reference Case | 2029 | 10 | Net Demand (MW) | -430 | 0
1 Reference Case | 2029 | 10 | Net Demand (MW) | -420 | 0
1 Reference Case | 2029 | 10 | Net Demand (MW) | -410 | 0
1 Reference Case | 2029 | 10 | Net Demand (MW) | -400 | 0
1 Reference Case | 2029 | 10 | Net Demand (MW) | -390 | 0
1 Reference Case | 2029 | 10 | Net Demand (MW) | -380 | 0
1 Reference Case | 2029 | 10 | Net Demand (MW) | -370 | 0
1 Reference Case | 2029 | 10 | Net Demand (MW) | -360 | 0
1 Reference Case | 2029 | 10 | Net Demand (MW) | -350 | 1
1 Reference Case | 2029 | 10 | Net Demand (MW) | -340 | 0
1 Reference Case | 2029 | 10 | Net Demand (MW) | -330 | 0
1 Reference Case | 2029 | 10 | Net Demand (MW) | -320 | 0
1 Reference Case | 2029 | 10 | Net Demand (MW) | -310 | 1
1 Reference Case | 2029 | 10 | Net Demand (MW) | -300 | 0
1 Reference Case | 2029 | 10 | Net Demand (MW) | -290 | 0
1 Reference Case | 2029 | 10 | Net Demand (MW) | -280 | 2
1 Reference Case | 2029 | 10 | Net Demand (MW) | -270 | 2
1 Reference Case | 2029 | 10 | Net Demand (MW) | -260 | 2
1 Reference Case | 2029 | 10 | Net Demand (MW) | -250 | 6
1 Reference Case | 2029 | 10 | Net Demand (MW) | -240 | 5
1 Reference Case | 2029 | 10 | Net Demand (MW) | -230 | 6
1 Reference Case | 2029 | 10 | Net Demand (MW) | -220 | 11
1 Reference Case | 2029 | 10 | Net Demand (MW) | -210 | 9
1 Reference Case | 2029 | 10 | Net Demand (MW) | -200 | 6
1 Reference Case | 2029 | 10 | Net Demand (MW) | -190 | 22
1 Reference Case | 2029 | 10 | Net Demand (MW) | -180 | 22
1 Reference Case | 2029 | 10 | Net Demand (MW) | -170 | 48
1 Reference Case | 2029 | 10 | Net Demand (MW) | -160 | 49
1 Reference Case | 2029 | 10 | Net Demand (MW) | -150 | 91
1 Reference Case | 2029 | 10 | Net Demand (MW) | -140 | 128
1 Reference Case | 2029 | 10 | Net Demand (MW) | -130 | 165
1 Reference Case | 2029 | 10 | Net Demand (MW) | -120 | 283
1 Reference Case | 2029 | 10 | Net Demand (MW) | -110 | 386
1 Reference Case | 2029 | 10 | Net Demand (MW) | -100 | 528
1 Reference Case | 2029 | 10 | Net Demand (MW) | -90 | 726
1 Reference Case | 2029 | 10 | Net Demand (MW) | -80 | 1036
1 Reference Case | 2029 | 10 | Net Demand (MW) | -70 | 1357
1 Reference Case | 2029 | 10 | Net Demand (MW) | -60 | 1792
1 Reference Case | 2029 | 10 | Net Demand (MW) | -50 | 2338
1 Reference Case | 2029 | 10 | Net Demand (MW) | -40 | 2848
1 Reference Case | 2029 | 10 | Net Demand (MW) | -30 | 3494
1 Reference Case | 2029 | 10 | Net Demand (MW) | -20 | 4105
1 Reference Case | 2029 | 10 | Net Demand (MW) | -10 | 4743
1 Reference Case | 2029 | 10 | Net Demand (MW) | 0 | 4837
1 Reference Case | 2029 | 10 | Net Demand (MW) | 10 | 4648
1 Reference Case | 2029 | 10 | Net Demand (MW) | 20 | 4123
1 Reference Case | 2029 | 10 | Net Demand (MW) | 30 | 3318
1 Reference Case | 2029 | 10 | Net Demand (MW) | 40 | 2761
1 Reference Case | 2029 | 10 | Net Demand (MW) | 50 | 2077
1 Reference Case | 2029 | 10 | Net Demand (MW) | 60 | 1575
1 Reference Case | 2029 | 10 | Net Demand (MW) | 70 | 1269
1 Reference Case | 2029 | 10 | Net Demand (MW) | 80 | 880
1 Reference Case | 2029 | 10 | Net Demand (MW) | 90 | 700
1 Reference Case | 2029 | 10 | Net Demand (MW) | 100 | 538
1 Reference Case | 2029 | 10 | Net Demand (MW) | 110 | 404
1 Reference Case | 2029 | 10 | Net Demand (MW) | 120 | 346
1 Reference Case | 2029 | 10 | Net Demand (MW) | 130 | 250
1 Reference Case | 2029 | 10 | Net Demand (MW) | 140 | 162
1 Reference Case | 2029 | 10 | Net Demand (MW) | 150 | 133
1 Reference Case | 2029 | 10 | Net Demand (MW) | 160 | 96
1 Reference Case | 2029 | 10 | Net Demand (MW) | 170 | 74
1 Reference Case | 2029 | 10 | Net Demand (MW) | 180 | 46
1 Reference Case | 2029 | 10 | Net Demand (MW) | 190 | 35
1 Reference Case | 2029 | 10 | Net Demand (MW) | 200 | 24
1 Reference Case | 2029 | 10 | Net Demand (MW) | 210 | 11
1 Reference Case | 2029 | 10 | Net Demand (MW) | 220 | 8
1 Reference Case | 2029 | 10 | Net Demand (MW) | 230 | 14
1 Reference Case | 2029 | 10 | Net Demand (MW) | 240 | 6
1 Reference Case | 2029 | 10 | Net Demand (MW) | 250 | 2
1 Reference Case | 2029 | 10 | Net Demand (MW) | 260 | 1
1 Reference Case | 2029 | 10 | Net Demand (MW) | 270 | 3
1 Reference Case | 2029 | 10 | Net Demand (MW) | 280 | 2
1 Reference Case | 2029 | 10 | Net Demand (MW) | 290 | 1
1 Reference Case | 2029 | 10 | Net Demand (MW) | 300 | 0
1 Reference Case | 2029 | 10 | Net Demand (MW) | 310 | 1
1 Reference Case | 2029 | 10 | Net Demand (MW) | 320 | 0
1 Reference Case | 2029 | 10 | Net Demand (MW) | 330 | 0
1 Reference Case | 2029 | 10 | Net Demand (MW) | 340 | 0
1 Reference Case | 2029 | 10 | Net Demand (MW) | 350 | 1
1 Reference Case | 2029 | 60 | Net Demand (MW) | -1260 | 1
1 Reference Case | 2029 | 60 | Net Demand (MW) | -1250 | 0
1 Reference Case | 2029 | 60 | Net Demand (MW) | -1240 | 0
1 Reference Case | 2029 | 60 | Net Demand (MW) | -1230 | 1
1 Reference Case | 2029 | 60 | Net Demand (MW) | -1220 | 1
1 Reference Case | 2029 | 60 | Net Demand (MW) | -1210 | 0
1 Reference Case | 2029 | 60 | Net Demand (MW) | -1200 | 1
1 Reference Case | 2029 | 60 | Net Demand (MW) | -1190 | 2
1 Reference Case | 2029 | 60 | Net Demand (MW) | -1180 | 1
1 Reference Case | 2029 | 60 | Net Demand (MW) | -1170 | 0
1 Reference Case | 2029 | 60 | Net Demand (MW) | -1160 | 0
1 Reference Case | 2029 | 60 | Net Demand (MW) | -1150 | 0
1 Reference Case | 2029 | 60 | Net Demand (MW) | -1140 | 0
1 Reference Case | 2029 | 60 | Net Demand (MW) | -1130 | 3
1 Reference Case | 2029 | 60 | Net Demand (MW) | -1120 | 1
1 Reference Case | 2029 | 60 | Net Demand (MW) | -1110 | 1
1 Reference Case | 2029 | 60 | Net Demand (MW) | -1100 | 1
1 Reference Case | 2029 | 60 | Net Demand (MW) | -1090 | 0
1 Reference Case | 2029 | 60 | Net Demand (MW) | -1080 | 1
1 Reference Case | 2029 | 60 | Net Demand (MW) | -1070 | 1
1 Reference Case | 2029 | 60 | Net Demand (MW) | -1060 | 1
1 Reference Case | 2029 | 60 | Net Demand (MW) | -1050 | 1
1 Reference Case | 2029 | 60 | Net Demand (MW) | -1040 | 1
1 Reference Case | 2029 | 60 | Net Demand (MW) | -1030 | 2
1 Reference Case | 2029 | 60 | Net Demand (MW) | -1020 | 2
1 Reference Case | 2029 | 60 | Net Demand (MW) | -1010 | 1
1 Reference Case | 2029 | 60 | Net Demand (MW) | -1000 | 1
1 Reference Case | 2029 | 60 | Net Demand (MW) | -990 | 1
1 Reference Case | 2029 | 60 | Net Demand (MW) | -980 | 3
1 Reference Case | 2029 | 60 | Net Demand (MW) | -970 | 0
1 Reference Case | 2029 | 60 | Net Demand (MW) | -960 | 4
1 Reference Case | 2029 | 60 | Net Demand (MW) | -950 | 1
1 Reference Case | 2029 | 60 | Net Demand (MW) | -940 | 3
1 Reference Case | 2029 | 60 | Net Demand (MW) | -930 | 2
1 Reference Case | 2029 | 60 | Net Demand (MW) | -920 | 5
1 Reference Case | 2029 | 60 | Net Demand (MW) | -910 | 1
1 Reference Case | 2029 | 60 | Net Demand (MW) | -900 | 4
1 Reference Case | 2029 | 60 | Net Demand (MW) | -890 | 2
1 Reference Case | 2029 | 60 | Net Demand (MW) | -880 | 5
1 Reference Case | 2029 | 60 | Net Demand (MW) | -870 | 5
1 Reference Case | 2029 | 60 | Net Demand (MW) | -860 | 5
1 Reference Case | 2029 | 60 | Net Demand (MW) | -850 | 8
1 Reference Case | 2029 | 60 | Net Demand (MW) | -840 | 9
1 Reference Case | 2029 | 60 | Net Demand (MW) | -830 | 4
1 Reference Case | 2029 | 60 | Net Demand (MW) | -820 | 9
1 Reference Case | 2029 | 60 | Net Demand (MW) | -810 | 13
1 Reference Case | 2029 | 60 | Net Demand (MW) | -800 | 4
1 Reference Case | 2029 | 60 | Net Demand (MW) | -790 | 11
1 Reference Case | 2029 | 60 | Net Demand (MW) | -780 | 9
1 Reference Case | 2029 | 60 | Net Demand (MW) | -770 | 8
1 Reference Case | 2029 | 60 | Net Demand (MW) | -760 | 13
1 Reference Case | 2029 | 60 | Net Demand (MW) | -750 | 11
1 Reference Case | 2029 | 60 | Net Demand (MW) | -740 | 12
1 Reference Case | 2029 | 60 | Net Demand (MW) | -730 | 15
1 Reference Case | 2029 | 60 | Net Demand (MW) | -720 | 21
1 Reference Case | 2029 | 60 | Net Demand (MW) | -710 | 24
1 Reference Case | 2029 | 60 | Net Demand (MW) | -700 | 21
1 Reference Case | 2029 | 60 | Net Demand (MW) | -690 | 17
1 Reference Case | 2029 | 60 | Net Demand (MW) | -680 | 23
1 Reference Case | 2029 | 60 | Net Demand (MW) | -670 | 32
1 Reference Case | 2029 | 60 | Net Demand (MW) | -660 | 39
1 Reference Case | 2029 | 60 | Net Demand (MW) | -650 | 44
1 Reference Case | 2029 | 60 | Net Demand (MW) | -640 | 37
1 Reference Case | 2029 | 60 | Net Demand (MW) | -630 | 50
1 Reference Case | 2029 | 60 | Net Demand (MW) | -620 | 45
1 Reference Case | 2029 | 60 | Net Demand (MW) | -610 | 45
1 Reference Case | 2029 | 60 | Net Demand (MW) | -600 | 60
1 Reference Case | 2029 | 60 | Net Demand (MW) | -590 | 67
1 Reference Case | 2029 | 60 | Net Demand (MW) | -580 | 55
1 Reference Case | 2029 | 60 | Net Demand (MW) | -570 | 73
1 Reference Case | 2029 | 60 | Net Demand (MW) | -560 | 81
1 Reference Case | 2029 | 60 | Net Demand (MW) | -550 | 76
1 Reference Case | 2029 | 60 | Net Demand (MW) | -540 | 72
1 Reference Case | 2029 | 60 | Net Demand (MW) | -530 | 87
1 Reference Case | 2029 | 60 | Net Demand (MW) | -520 | 98
1 Reference Case | 2029 | 60 | Net Demand (MW) | -510 | 98
1 Reference Case | 2029 | 60 | Net Demand (MW) | -500 | 115
1 Reference Case | 2029 | 60 | Net Demand (MW) | -490 | 106
1 Reference Case | 2029 | 60 | Net Demand (MW) | -480 | 118
1 Reference Case | 2029 | 60 | Net Demand (MW) | -470 | 163
1 Reference Case | 2029 | 60 | Net Demand (MW) | -460 | 145
1 Reference Case | 2029 | 60 | Net Demand (MW) | -450 | 150
1 Reference Case | 2029 | 60 | Net Demand (MW) | -440 | 182
1 Reference Case | 2029 | 60 | Net Demand (MW) | -430 | 187
1 Reference Case | 2029 | 60 | Net Demand (MW) | -420 | 192
1 Reference Case | 2029 | 60 | Net Demand (MW) | -410 | 188
1 Reference Case | 2029 | 60 | Net Demand (MW) | -400 | 222
1 Reference Case | 2029 | 60 | Net Demand (MW) | -390 | 231
1 Reference Case | 2029 | 60 | Net Demand (MW) | -380 | 207
1 Reference Case | 2029 | 60 | Net Demand (MW) | -370 | 269
1 Reference Case | 2029 | 60 | Net Demand (MW) | -360 | 286
1 Reference Case | 2029 | 60 | Net Demand (MW) | -350 | 273
1 Reference Case | 2029 | 60 | Net Demand (MW) | -340 | 320
1 Reference Case | 2029 | 60 | Net Demand (MW) | -330 | 323
1 Reference Case | 2029 | 60 | Net Demand (MW) | -320 | 335
1 Reference Case | 2029 | 60 | Net Demand (MW) | -310 | 369
1 Reference Case | 2029 | 60 | Net Demand (MW) | -300 | 360
1 Reference Case | 2029 | 60 | Net Demand (MW) | -290 | 367
1 Reference Case | 2029 | 60 | Net Demand (MW) | -280 | 398
1 Reference Case | 2029 | 60 | Net Demand (MW) | -270 | 381
1 Reference Case | 2029 | 60 | Net Demand (MW) | -260 | 427
1 Reference Case | 2029 | 60 | Net Demand (MW) | -250 | 423
1 Reference Case | 2029 | 60 | Net Demand (MW) | -240 | 450
1 Reference Case | 2029 | 60 | Net Demand (MW) | -230 | 481
1 Reference Case | 2029 | 60 | Net Demand (MW) | -220 | 455
1 Reference Case | 2029 | 60 | Net Demand (MW) | -210 | 528
1 Reference Case | 2029 | 60 | Net Demand (MW) | -200 | 577
1 Reference Case | 2029 | 60 | Net Demand (MW) | -190 | 543
1 Reference Case | 2029 | 60 | Net Demand (MW) | -180 | 634
1 Reference Case | 2029 | 60 | Net Demand (MW) | -170 | 687
1 Reference Case | 2029 | 60 | Net Demand (MW) | -160 | 688
1 Reference Case | 2029 | 60 | Net Demand (MW) | -150 | 675
1 Reference Case | 2029 | 60 | Net Demand (MW) | -140 | 698
1 Reference Case | 2029 | 60 | Net Demand (MW) | -130 | 731
1 Reference Case | 2029 | 60 | Net Demand (MW) | -120 | 758
1 Reference Case | 2029 | 60 | Net Demand (MW) | -110 | 814
1 Reference Case | 2029 | 60 | Net Demand (MW) | -100 | 838
1 Reference Case | 2029 | 60 | Net Demand (MW) | -90 | 818
1 Reference Case | 2029 | 60 | Net Demand (MW) | -80 | 866
1 Reference Case | 2029 | 60 | Net Demand (MW) | -70 | 904
1 Reference Case | 2029 | 60 | Net Demand (MW) | -60 | 935
1 Reference Case | 2029 | 60 | Net Demand (MW) | -50 | 942
1 Reference Case | 2029 | 60 | Net Demand (MW) | -40 | 1012
1 Reference Case | 2029 | 60 | Net Demand (MW) | -30 | 973
1 Reference Case | 2029 | 60 | Net Demand (MW) | -20 | 956
1 Reference Case | 2029 | 60 | Net Demand (MW) | -10 | 1031
1 Reference Case | 2029 | 60 | Net Demand (MW) | 0 | 1057
1 Reference Case | 2029 | 60 | Net Demand (MW) | 10 | 1061
1 Reference Case | 2029 | 60 | Net Demand (MW) | 20 | 1032
1 Reference Case | 2029 | 60 | Net Demand (MW) | 30 | 1024
1 Reference Case | 2029 | 60 | Net Demand (MW) | 40 | 1022
1 Reference Case | 2029 | 60 | Net Demand (MW) | 50 | 967
1 Reference Case | 2029 | 60 | Net Demand (MW) | 60 | 955
1 Reference Case | 2029 | 60 | Net Demand (MW) | 70 | 959
1 Reference Case | 2029 | 60 | Net Demand (MW) | 80 | 896
1 Reference Case | 2029 | 60 | Net Demand (MW) | 90 | 835
1 Reference Case | 2029 | 60 | Net Demand (MW) | 100 | 812
1 Reference Case | 2029 | 60 | Net Demand (MW) | 110 | 776
1 Reference Case | 2029 | 60 | Net Demand (MW) | 120 | 752
1 Reference Case | 2029 | 60 | Net Demand (MW) | 130 | 660
1 Reference Case | 2029 | 60 | Net Demand (MW) | 140 | 713
1 Reference Case | 2029 | 60 | Net Demand (MW) | 150 | 672
1 Reference Case | 2029 | 60 | Net Demand (MW) | 160 | 603
1 Reference Case | 2029 | 60 | Net Demand (MW) | 170 | 572
1 Reference Case | 2029 | 60 | Net Demand (MW) | 180 | 578
1 Reference Case | 2029 | 60 | Net Demand (MW) | 190 | 525
1 Reference Case | 2029 | 60 | Net Demand (MW) | 200 | 523
1 Reference Case | 2029 | 60 | Net Demand (MW) | 210 | 454
1 Reference Case | 2029 | 60 | Net Demand (MW) | 220 | 446
1 Reference Case | 2029 | 60 | Net Demand (MW) | 230 | 429
1 Reference Case | 2029 | 60 | Net Demand (MW) | 240 | 402
1 Reference Case | 2029 | 60 | Net Demand (MW) | 250 | 401
1 Reference Case | 2029 | 60 | Net Demand (MW) | 260 | 382
1 Reference Case | 2029 | 60 | Net Demand (MW) | 270 | 358
1 Reference Case | 2029 | 60 | Net Demand (MW) | 280 | 336
1 Reference Case | 2029 | 60 | Net Demand (MW) | 290 | 333
1 Reference Case | 2029 | 60 | Net Demand (MW) | 300 | 294
1 Reference Case | 2029 | 60 | Net Demand (MW) | 310 | 313
1 Reference Case | 2029 | 60 | Net Demand (MW) | 320 | 238
1 Reference Case | 2029 | 60 | Net Demand (MW) | 330 | 252
1 Reference Case | 2029 | 60 | Net Demand (MW) | 340 | 244
1 Reference Case | 2029 | 60 | Net Demand (MW) | 350 | 223
1 Reference Case | 2029 | 60 | Net Demand (MW) | 360 | 219
1 Reference Case | 2029 | 60 | Net Demand (MW) | 370 | 209
1 Reference Case | 2029 | 60 | Net Demand (MW) | 380 | 169
1 Reference Case | 2029 | 60 | Net Demand (MW) | 390 | 201
1 Reference Case | 2029 | 60 | Net Demand (MW) | 400 | 180
1 Reference Case | 2029 | 60 | Net Demand (MW) | 410 | 174
1 Reference Case | 2029 | 60 | Net Demand (MW) | 420 | 186
1 Reference Case | 2029 | 60 | Net Demand (MW) | 430 | 151
1 Reference Case | 2029 | 60 | Net Demand (MW) | 440 | 163
1 Reference Case | 2029 | 60 | Net Demand (MW) | 450 | 163
1 Reference Case | 2029 | 60 | Net Demand (MW) | 460 | 142
1 Reference Case | 2029 | 60 | Net Demand (MW) | 470 | 128
1 Reference Case | 2029 | 60 | Net Demand (MW) | 480 | 127
1 Reference Case | 2029 | 60 | Net Demand (MW) | 490 | 130
1 Reference Case | 2029 | 60 | Net Demand (MW) | 500 | 103
1 Reference Case | 2029 | 60 | Net Demand (MW) | 510 | 113
1 Reference Case | 2029 | 60 | Net Demand (MW) | 520 | 104
1 Reference Case | 2029 | 60 | Net Demand (MW) | 530 | 113
1 Reference Case | 2029 | 60 | Net Demand (MW) | 540 | 97
1 Reference Case | 2029 | 60 | Net Demand (MW) | 550 | 96
1 Reference Case | 2029 | 60 | Net Demand (MW) | 560 | 70
1 Reference Case | 2029 | 60 | Net Demand (MW) | 570 | 74
1 Reference Case | 2029 | 60 | Net Demand (MW) | 580 | 60
1 Reference Case | 2029 | 60 | Net Demand (MW) | 590 | 68
1 Reference Case | 2029 | 60 | Net Demand (MW) | 600 | 75
1 Reference Case | 2029 | 60 | Net Demand (MW) | 610 | 62
1 Reference Case | 2029 | 60 | Net Demand (MW) | 620 | 47
1 Reference Case | 2029 | 60 | Net Demand (MW) | 630 | 67
1 Reference Case | 2029 | 60 | Net Demand (MW) | 640 | 59
1 Reference Case | 2029 | 60 | Net Demand (MW) | 650 | 56
1 Reference Case | 2029 | 60 | Net Demand (MW) | 660 | 59
1 Reference Case | 2029 | 60 | Net Demand (MW) | 670 | 54
1 Reference Case | 2029 | 60 | Net Demand (MW) | 680 | 42
1 Reference Case | 2029 | 60 | Net Demand (MW) | 690 | 58
1 Reference Case | 2029 | 60 | Net Demand (MW) | 700 | 37
1 Reference Case | 2029 | 60 | Net Demand (MW) | 710 | 30
1 Reference Case | 2029 | 60 | Net Demand (MW) | 720 | 38
1 Reference Case | 2029 | 60 | Net Demand (MW) | 730 | 33
1 Reference Case | 2029 | 60 | Net Demand (MW) | 740 | 34
1 Reference Case | 2029 | 60 | Net Demand (MW) | 750 | 34
1 Reference Case | 2029 | 60 | Net Demand (MW) | 760 | 30
1 Reference Case | 2029 | 60 | Net Demand (MW) | 770 | 28
1 Reference Case | 2029 | 60 | Net Demand (MW) | 780 | 19
1 Reference Case | 2029 | 60 | Net Demand (MW) | 790 | 28
1 Reference Case | 2029 | 60 | Net Demand (MW) | 800 | 23
1 Reference Case | 2029 | 60 | Net Demand (MW) | 810 | 17
1 Reference Case | 2029 | 60 | Net Demand (MW) | 820 | 15
1 Reference Case | 2029 | 60 | Net Demand (MW) | 830 | 19
1 Reference Case | 2029 | 60 | Net Demand (MW) | 840 | 16
1 Reference Case | 2029 | 60 | Net Demand (MW) | 850 | 10
1 Reference Case | 2029 | 60 | Net Demand (MW) | 860 | 11
1 Reference Case | 2029 | 60 | Net Demand (MW) | 870 | 12
1 Reference Case | 2029 | 60 | Net Demand (MW) | 880 | 8
1 Reference Case | 2029 | 60 | Net Demand (MW) | 890 | 11
1 Reference Case | 2029 | 60 | Net Demand (MW) | 900 | 4
1 Reference Case | 2029 | 60 | Net Demand (MW) | 910 | 8
1 Reference Case | 2029 | 60 | Net Demand (MW) | 920 | 6
1 Reference Case | 2029 | 60 | Net Demand (MW) | 930 | 4
1 Reference Case | 2029 | 60 | Net Demand (MW) | 940 | 5
1 Reference Case | 2029 | 60 | Net Demand (MW) | 950 | 4
1 Reference Case | 2029 | 60 | Net Demand (MW) | 960 | 6
1 Reference Case | 2029 | 60 | Net Demand (MW) | 970 | 4
1 Reference Case | 2029 | 60 | Net Demand (MW) | 980 | 9
1 Reference Case | 2029 | 60 | Net Demand (MW) | 990 | 4
1 Reference Case | 2029 | 60 | Net Demand (MW) | 1000 | 2
1 Reference Case | 2029 | 60 | Net Demand (MW) | 1010 | 6
1 Reference Case | 2029 | 60 | Net Demand (MW) | 1020 | 0
1 Reference Case | 2029 | 60 | Net Demand (MW) | 1030 | 3
1 Reference Case | 2029 | 60 | Net Demand (MW) | 1040 | 3
1 Reference Case | 2029 | 60 | Net Demand (MW) | 1050 | 2
1 Reference Case | 2029 | 60 | Net Demand (MW) | 1060 | 2
1 Reference Case | 2029 | 60 | Net Demand (MW) | 1070 | 2
1 Reference Case | 2029 | 60 | Net Demand (MW) | 1080 | 2
1 Reference Case | 2029 | 60 | Net Demand (MW) | 1090 | 1
1 Reference Case | 2029 | 60 | Net Demand (MW) | 1100 | 1
1 Reference Case | 2029 | 60 | Net Demand (MW) | 1110 | 0
1 Reference Case | 2029 | 60 | Net Demand (MW) | 1120 | 2
1 Reference Case | 2029 | 60 | Net Demand (MW) | 1130 | 1
1 Reference Case | 2029 | 60 | Net Demand (MW) | 1140 | 2
1 Reference Case | 2029 | 60 | Net Demand (MW) | 1150 | 1
1 Reference Case | 2029 | 60 | Net Demand (MW) | 1160 | 1
1 Reference Case | 2029 | 60 | Net Demand (MW) | 1170 | 1
1 Reference Case | 2029 | 60 | Net Demand (MW) | 1180 | 1
1 Reference Case | 2029 | 60 | Net Demand (MW) | 1190 | 0
1 Reference Case | 2029 | 60 | Net Demand (MW) | 1200 | 0
1 Reference Case | 2029 | 60 | Net Demand (MW) | 1210 | 1
1 Reference Case | 2029 | 60 | Net Demand (MW) | 1220 | 0
1 Reference Case | 2029 | 60 | Net Demand (MW) | 1230 | 0
1 Reference Case | 2029 | 60 | Net Demand (MW) | 1240 | 1
1 Reference Case | 2029 | 60 | Net Demand (MW) | 1250 | 2
1 Reference Case | 2029 | 60 | Net Demand (MW) | 1260 | 0
1 Reference Case | 2029 | 60 | Net Demand (MW) | 1270 | 0
1 Reference Case | 2029 | 60 | Net Demand (MW) | 1280 | 1
1 Reference Case | 2029 | 60 | Net Demand (MW) | 1290 | 0
1 Reference Case | 2029 | 60 | Net Demand (MW) | 1300 | 4
1 Reference Case | 2030 | 10 | Alberta Internal Load (MW) | -400 | 1
1 Reference Case | 2030 | 10 | Alberta Internal Load (MW) | -390 | 0
1 Reference Case | 2030 | 10 | Alberta Internal Load (MW) | -380 | 0
1 Reference Case | 2030 | 10 | Alberta Internal Load (MW) | -370 | 0
1 Reference Case | 2030 | 10 | Alberta Internal Load (MW) | -360 | 0
1 Reference Case | 2030 | 10 | Alberta Internal Load (MW) | -350 | 0
1 Reference Case | 2030 | 10 | Alberta Internal Load (MW) | -340 | 0
1 Reference Case | 2030 | 10 | Alberta Internal Load (MW) | -330 | 0
1 Reference Case | 2030 | 10 | Alberta Internal Load (MW) | -320 | 0
1 Reference Case | 2030 | 10 | Alberta Internal Load (MW) | -310 | 0
1 Reference Case | 2030 | 10 | Alberta Internal Load (MW) | -300 | 0
1 Reference Case | 2030 | 10 | Alberta Internal Load (MW) | -290 | 0
1 Reference Case | 2030 | 10 | Alberta Internal Load (MW) | -280 | 0
1 Reference Case | 2030 | 10 | Alberta Internal Load (MW) | -270 | 0
1 Reference Case | 2030 | 10 | Alberta Internal Load (MW) | -260 | 0
1 Reference Case | 2030 | 10 | Alberta Internal Load (MW) | -250 | 1
1 Reference Case | 2030 | 10 | Alberta Internal Load (MW) | -240 | 2
1 Reference Case | 2030 | 10 | Alberta Internal Load (MW) | -230 | 1
1 Reference Case | 2030 | 10 | Alberta Internal Load (MW) | -220 | 0
1 Reference Case | 2030 | 10 | Alberta Internal Load (MW) | -210 | 0
1 Reference Case | 2030 | 10 | Alberta Internal Load (MW) | -200 | 0
1 Reference Case | 2030 | 10 | Alberta Internal Load (MW) | -190 | 1
1 Reference Case | 2030 | 10 | Alberta Internal Load (MW) | -180 | 1
1 Reference Case | 2030 | 10 | Alberta Internal Load (MW) | -170 | 5
1 Reference Case | 2030 | 10 | Alberta Internal Load (MW) | -160 | 11
1 Reference Case | 2030 | 10 | Alberta Internal Load (MW) | -150 | 13
1 Reference Case | 2030 | 10 | Alberta Internal Load (MW) | -140 | 32
1 Reference Case | 2030 | 10 | Alberta Internal Load (MW) | -130 | 48
1 Reference Case | 2030 | 10 | Alberta Internal Load (MW) | -120 | 89
1 Reference Case | 2030 | 10 | Alberta Internal Load (MW) | -110 | 143
1 Reference Case | 2030 | 10 | Alberta Internal Load (MW) | -100 | 235
1 Reference Case | 2030 | 10 | Alberta Internal Load (MW) | -90 | 381
1 Reference Case | 2030 | 10 | Alberta Internal Load (MW) | -80 | 518
1 Reference Case | 2030 | 10 | Alberta Internal Load (MW) | -70 | 738
1 Reference Case | 2030 | 10 | Alberta Internal Load (MW) | -60 | 1255
1 Reference Case | 2030 | 10 | Alberta Internal Load (MW) | -50 | 2023
1 Reference Case | 2030 | 10 | Alberta Internal Load (MW) | -40 | 2821
1 Reference Case | 2030 | 10 | Alberta Internal Load (MW) | -30 | 3960
1 Reference Case | 2030 | 10 | Alberta Internal Load (MW) | -20 | 5206
1 Reference Case | 2030 | 10 | Alberta Internal Load (MW) | -10 | 6448
1 Reference Case | 2030 | 10 | Alberta Internal Load (MW) | 0 | 6910
1 Reference Case | 2030 | 10 | Alberta Internal Load (MW) | 10 | 5964
1 Reference Case | 2030 | 10 | Alberta Internal Load (MW) | 20 | 4613
1 Reference Case | 2030 | 10 | Alberta Internal Load (MW) | 30 | 3243
1 Reference Case | 2030 | 10 | Alberta Internal Load (MW) | 40 | 2260
1 Reference Case | 2030 | 10 | Alberta Internal Load (MW) | 50 | 1555
1 Reference Case | 2030 | 10 | Alberta Internal Load (MW) | 60 | 1121
1 Reference Case | 2030 | 10 | Alberta Internal Load (MW) | 70 | 798
1 Reference Case | 2030 | 10 | Alberta Internal Load (MW) | 80 | 539
1 Reference Case | 2030 | 10 | Alberta Internal Load (MW) | 90 | 383
1 Reference Case | 2030 | 10 | Alberta Internal Load (MW) | 100 | 332
1 Reference Case | 2030 | 10 | Alberta Internal Load (MW) | 110 | 220
1 Reference Case | 2030 | 10 | Alberta Internal Load (MW) | 120 | 202
1 Reference Case | 2030 | 10 | Alberta Internal Load (MW) | 130 | 169
1 Reference Case | 2030 | 10 | Alberta Internal Load (MW) | 140 | 120
1 Reference Case | 2030 | 10 | Alberta Internal Load (MW) | 150 | 84
1 Reference Case | 2030 | 10 | Alberta Internal Load (MW) | 160 | 55
1 Reference Case | 2030 | 10 | Alberta Internal Load (MW) | 170 | 29
1 Reference Case | 2030 | 10 | Alberta Internal Load (MW) | 180 | 9
1 Reference Case | 2030 | 10 | Alberta Internal Load (MW) | 190 | 9
1 Reference Case | 2030 | 10 | Alberta Internal Load (MW) | 200 | 2
1 Reference Case | 2030 | 10 | Alberta Internal Load (MW) | 210 | 3
1 Reference Case | 2030 | 10 | Alberta Internal Load (MW) | 220 | 2
1 Reference Case | 2030 | 10 | Alberta Internal Load (MW) | 230 | 0
1 Reference Case | 2030 | 10 | Alberta Internal Load (MW) | 240 | 0
1 Reference Case | 2030 | 10 | Alberta Internal Load (MW) | 250 | 1
1 Reference Case | 2030 | 10 | Alberta Internal Load (MW) | 260 | 1
1 Reference Case | 2030 | 10 | Alberta Internal Load (MW) | 270 | 0
1 Reference Case | 2030 | 10 | Alberta Internal Load (MW) | 280 | 0
1 Reference Case | 2030 | 10 | Alberta Internal Load (MW) | 290 | 0
1 Reference Case | 2030 | 10 | Alberta Internal Load (MW) | 300 | 1
1 Reference Case | 2030 | 10 | Alberta Internal Load (MW) | 310 | 1
1 Reference Case | 2030 | 60 | Alberta Internal Load (MW) | -680 | 2
1 Reference Case | 2030 | 60 | Alberta Internal Load (MW) | -670 | 0
1 Reference Case | 2030 | 60 | Alberta Internal Load (MW) | -660 | 1
1 Reference Case | 2030 | 60 | Alberta Internal Load (MW) | -650 | 1
1 Reference Case | 2030 | 60 | Alberta Internal Load (MW) | -640 | 5
1 Reference Case | 2030 | 60 | Alberta Internal Load (MW) | -630 | 4
1 Reference Case | 2030 | 60 | Alberta Internal Load (MW) | -620 | 6
1 Reference Case | 2030 | 60 | Alberta Internal Load (MW) | -610 | 5
1 Reference Case | 2030 | 60 | Alberta Internal Load (MW) | -600 | 8
1 Reference Case | 2030 | 60 | Alberta Internal Load (MW) | -590 | 21
1 Reference Case | 2030 | 60 | Alberta Internal Load (MW) | -580 | 16
1 Reference Case | 2030 | 60 | Alberta Internal Load (MW) | -570 | 24
1 Reference Case | 2030 | 60 | Alberta Internal Load (MW) | -560 | 33
1 Reference Case | 2030 | 60 | Alberta Internal Load (MW) | -550 | 45
1 Reference Case | 2030 | 60 | Alberta Internal Load (MW) | -540 | 37
1 Reference Case | 2030 | 60 | Alberta Internal Load (MW) | -530 | 50
1 Reference Case | 2030 | 60 | Alberta Internal Load (MW) | -520 | 71
1 Reference Case | 2030 | 60 | Alberta Internal Load (MW) | -510 | 86
1 Reference Case | 2030 | 60 | Alberta Internal Load (MW) | -500 | 70
1 Reference Case | 2030 | 60 | Alberta Internal Load (MW) | -490 | 68
1 Reference Case | 2030 | 60 | Alberta Internal Load (MW) | -480 | 81
1 Reference Case | 2030 | 60 | Alberta Internal Load (MW) | -470 | 69
1 Reference Case | 2030 | 60 | Alberta Internal Load (MW) | -460 | 92
1 Reference Case | 2030 | 60 | Alberta Internal Load (MW) | -450 | 95
1 Reference Case | 2030 | 60 | Alberta Internal Load (MW) | -440 | 91
1 Reference Case | 2030 | 60 | Alberta Internal Load (MW) | -430 | 100
1 Reference Case | 2030 | 60 | Alberta Internal Load (MW) | -420 | 95
1 Reference Case | 2030 | 60 | Alberta Internal Load (MW) | -410 | 100
1 Reference Case | 2030 | 60 | Alberta Internal Load (MW) | -400 | 114
1 Reference Case | 2030 | 60 | Alberta Internal Load (MW) | -390 | 97
1 Reference Case | 2030 | 60 | Alberta Internal Load (MW) | -380 | 105
1 Reference Case | 2030 | 60 | Alberta Internal Load (MW) | -370 | 153
1 Reference Case | 2030 | 60 | Alberta Internal Load (MW) | -360 | 110
1 Reference Case | 2030 | 60 | Alberta Internal Load (MW) | -350 | 168
1 Reference Case | 2030 | 60 | Alberta Internal Load (MW) | -340 | 173
1 Reference Case | 2030 | 60 | Alberta Internal Load (MW) | -330 | 179
1 Reference Case | 2030 | 60 | Alberta Internal Load (MW) | -320 | 239
1 Reference Case | 2030 | 60 | Alberta Internal Load (MW) | -310 | 273
1 Reference Case | 2030 | 60 | Alberta Internal Load (MW) | -300 | 280
1 Reference Case | 2030 | 60 | Alberta Internal Load (MW) | -290 | 309
1 Reference Case | 2030 | 60 | Alberta Internal Load (MW) | -280 | 352
1 Reference Case | 2030 | 60 | Alberta Internal Load (MW) | -270 | 311
1 Reference Case | 2030 | 60 | Alberta Internal Load (MW) | -260 | 333
1 Reference Case | 2030 | 60 | Alberta Internal Load (MW) | -250 | 380
1 Reference Case | 2030 | 60 | Alberta Internal Load (MW) | -240 | 440
1 Reference Case | 2030 | 60 | Alberta Internal Load (MW) | -230 | 412
1 Reference Case | 2030 | 60 | Alberta Internal Load (MW) | -220 | 449
1 Reference Case | 2030 | 60 | Alberta Internal Load (MW) | -210 | 468
1 Reference Case | 2030 | 60 | Alberta Internal Load (MW) | -200 | 525
1 Reference Case | 2030 | 60 | Alberta Internal Load (MW) | -190 | 578
1 Reference Case | 2030 | 60 | Alberta Internal Load (MW) | -180 | 600
1 Reference Case | 2030 | 60 | Alberta Internal Load (MW) | -170 | 586
1 Reference Case | 2030 | 60 | Alberta Internal Load (MW) | -160 | 668
1 Reference Case | 2030 | 60 | Alberta Internal Load (MW) | -150 | 692
1 Reference Case | 2030 | 60 | Alberta Internal Load (MW) | -140 | 728
1 Reference Case | 2030 | 60 | Alberta Internal Load (MW) | -130 | 790
1 Reference Case | 2030 | 60 | Alberta Internal Load (MW) | -120 | 784
1 Reference Case | 2030 | 60 | Alberta Internal Load (MW) | -110 | 887
1 Reference Case | 2030 | 60 | Alberta Internal Load (MW) | -100 | 968
1 Reference Case | 2030 | 60 | Alberta Internal Load (MW) | -90 | 1038
1 Reference Case | 2030 | 60 | Alberta Internal Load (MW) | -80 | 1110
1 Reference Case | 2030 | 60 | Alberta Internal Load (MW) | -70 | 1279
1 Reference Case | 2030 | 60 | Alberta Internal Load (MW) | -60 | 1315
1 Reference Case | 2030 | 60 | Alberta Internal Load (MW) | -50 | 1480
1 Reference Case | 2030 | 60 | Alberta Internal Load (MW) | -40 | 1490
1 Reference Case | 2030 | 60 | Alberta Internal Load (MW) | -30 | 1571
1 Reference Case | 2030 | 60 | Alberta Internal Load (MW) | -20 | 1702
1 Reference Case | 2030 | 60 | Alberta Internal Load (MW) | -10 | 1687
1 Reference Case | 2030 | 60 | Alberta Internal Load (MW) | 0 | 1588
1 Reference Case | 2030 | 60 | Alberta Internal Load (MW) | 10 | 1630
1 Reference Case | 2030 | 60 | Alberta Internal Load (MW) | 20 | 1497
1 Reference Case | 2030 | 60 | Alberta Internal Load (MW) | 30 | 1470
1 Reference Case | 2030 | 60 | Alberta Internal Load (MW) | 40 | 1329
1 Reference Case | 2030 | 60 | Alberta Internal Load (MW) | 50 | 1227
1 Reference Case | 2030 | 60 | Alberta Internal Load (MW) | 60 | 1090
1 Reference Case | 2030 | 60 | Alberta Internal Load (MW) | 70 | 996
1 Reference Case | 2030 | 60 | Alberta Internal Load (MW) | 80 | 923
1 Reference Case | 2030 | 60 | Alberta Internal Load (MW) | 90 | 821
1 Reference Case | 2030 | 60 | Alberta Internal Load (MW) | 100 | 784
1 Reference Case | 2030 | 60 | Alberta Internal Load (MW) | 110 | 719
1 Reference Case | 2030 | 60 | Alberta Internal Load (MW) | 120 | 677
1 Reference Case | 2030 | 60 | Alberta Internal Load (MW) | 130 | 622
1 Reference Case | 2030 | 60 | Alberta Internal Load (MW) | 140 | 548
1 Reference Case | 2030 | 60 | Alberta Internal Load (MW) | 150 | 551
1 Reference Case | 2030 | 60 | Alberta Internal Load (MW) | 160 | 480
1 Reference Case | 2030 | 60 | Alberta Internal Load (MW) | 170 | 513
1 Reference Case | 2030 | 60 | Alberta Internal Load (MW) | 180 | 468
1 Reference Case | 2030 | 60 | Alberta Internal Load (MW) | 190 | 428
1 Reference Case | 2030 | 60 | Alberta Internal Load (MW) | 200 | 434
1 Reference Case | 2030 | 60 | Alberta Internal Load (MW) | 210 | 371
1 Reference Case | 2030 | 60 | Alberta Internal Load (MW) | 220 | 341
1 Reference Case | 2030 | 60 | Alberta Internal Load (MW) | 230 | 351
1 Reference Case | 2030 | 60 | Alberta Internal Load (MW) | 240 | 303
1 Reference Case | 2030 | 60 | Alberta Internal Load (MW) | 250 | 302
1 Reference Case | 2030 | 60 | Alberta Internal Load (MW) | 260 | 269
1 Reference Case | 2030 | 60 | Alberta Internal Load (MW) | 270 | 293
1 Reference Case | 2030 | 60 | Alberta Internal Load (MW) | 280 | 277
1 Reference Case | 2030 | 60 | Alberta Internal Load (MW) | 290 | 243
1 Reference Case | 2030 | 60 | Alberta Internal Load (MW) | 300 | 236
1 Reference Case | 2030 | 60 | Alberta Internal Load (MW) | 310 | 204
1 Reference Case | 2030 | 60 | Alberta Internal Load (MW) | 320 | 233
1 Reference Case | 2030 | 60 | Alberta Internal Load (MW) | 330 | 191
1 Reference Case | 2030 | 60 | Alberta Internal Load (MW) | 340 | 159
1 Reference Case | 2030 | 60 | Alberta Internal Load (MW) | 350 | 160
1 Reference Case | 2030 | 60 | Alberta Internal Load (MW) | 360 | 168
1 Reference Case | 2030 | 60 | Alberta Internal Load (MW) | 370 | 180
1 Reference Case | 2030 | 60 | Alberta Internal Load (MW) | 380 | 151
1 Reference Case | 2030 | 60 | Alberta Internal Load (MW) | 390 | 139
1 Reference Case | 2030 | 60 | Alberta Internal Load (MW) | 400 | 116
1 Reference Case | 2030 | 60 | Alberta Internal Load (MW) | 410 | 132
1 Reference Case | 2030 | 60 | Alberta Internal Load (MW) | 420 | 123
1 Reference Case | 2030 | 60 | Alberta Internal Load (MW) | 430 | 101
1 Reference Case | 2030 | 60 | Alberta Internal Load (MW) | 440 | 87
1 Reference Case | 2030 | 60 | Alberta Internal Load (MW) | 450 | 71
1 Reference Case | 2030 | 60 | Alberta Internal Load (MW) | 460 | 105
1 Reference Case | 2030 | 60 | Alberta Internal Load (MW) | 470 | 87
1 Reference Case | 2030 | 60 | Alberta Internal Load (MW) | 480 | 68
1 Reference Case | 2030 | 60 | Alberta Internal Load (MW) | 490 | 60
1 Reference Case | 2030 | 60 | Alberta Internal Load (MW) | 500 | 53
1 Reference Case | 2030 | 60 | Alberta Internal Load (MW) | 510 | 50
1 Reference Case | 2030 | 60 | Alberta Internal Load (MW) | 520 | 50
1 Reference Case | 2030 | 60 | Alberta Internal Load (MW) | 530 | 43
1 Reference Case | 2030 | 60 | Alberta Internal Load (MW) | 540 | 39
1 Reference Case | 2030 | 60 | Alberta Internal Load (MW) | 550 | 51
1 Reference Case | 2030 | 60 | Alberta Internal Load (MW) | 560 | 51
1 Reference Case | 2030 | 60 | Alberta Internal Load (MW) | 570 | 40
1 Reference Case | 2030 | 60 | Alberta Internal Load (MW) | 580 | 29
1 Reference Case | 2030 | 60 | Alberta Internal Load (MW) | 590 | 49
1 Reference Case | 2030 | 60 | Alberta Internal Load (MW) | 600 | 38
1 Reference Case | 2030 | 60 | Alberta Internal Load (MW) | 610 | 41
1 Reference Case | 2030 | 60 | Alberta Internal Load (MW) | 620 | 30
1 Reference Case | 2030 | 60 | Alberta Internal Load (MW) | 630 | 40
1 Reference Case | 2030 | 60 | Alberta Internal Load (MW) | 640 | 48
1 Reference Case | 2030 | 60 | Alberta Internal Load (MW) | 650 | 47
1 Reference Case | 2030 | 60 | Alberta Internal Load (MW) | 660 | 43
1 Reference Case | 2030 | 60 | Alberta Internal Load (MW) | 670 | 41
1 Reference Case | 2030 | 60 | Alberta Internal Load (MW) | 680 | 25
1 Reference Case | 2030 | 60 | Alberta Internal Load (MW) | 690 | 39
1 Reference Case | 2030 | 60 | Alberta Internal Load (MW) | 700 | 27
1 Reference Case | 2030 | 60 | Alberta Internal Load (MW) | 710 | 44
1 Reference Case | 2030 | 60 | Alberta Internal Load (MW) | 720 | 31
1 Reference Case | 2030 | 60 | Alberta Internal Load (MW) | 730 | 32
1 Reference Case | 2030 | 60 | Alberta Internal Load (MW) | 740 | 31
1 Reference Case | 2030 | 60 | Alberta Internal Load (MW) | 750 | 22
1 Reference Case | 2030 | 60 | Alberta Internal Load (MW) | 760 | 22
1 Reference Case | 2030 | 60 | Alberta Internal Load (MW) | 770 | 21
1 Reference Case | 2030 | 60 | Alberta Internal Load (MW) | 780 | 14
1 Reference Case | 2030 | 60 | Alberta Internal Load (MW) | 790 | 10
1 Reference Case | 2030 | 60 | Alberta Internal Load (MW) | 800 | 14
1 Reference Case | 2030 | 60 | Alberta Internal Load (MW) | 810 | 6
1 Reference Case | 2030 | 60 | Alberta Internal Load (MW) | 820 | 8
1 Reference Case | 2030 | 60 | Alberta Internal Load (MW) | 830 | 6
1 Reference Case | 2030 | 60 | Alberta Internal Load (MW) | 840 | 1
1 Reference Case | 2030 | 60 | Alberta Internal Load (MW) | 850 | 2
1 Reference Case | 2030 | 60 | Alberta Internal Load (MW) | 860 | 1
1 Reference Case | 2030 | 10 | Variable Generation (MW) | -290 | 1
1 Reference Case | 2030 | 10 | Variable Generation (MW) | -280 | 0
1 Reference Case | 2030 | 10 | Variable Generation (MW) | -270 | 1
1 Reference Case | 2030 | 10 | Variable Generation (MW) | -260 | 0
1 Reference Case | 2030 | 10 | Variable Generation (MW) | -250 | 0
1 Reference Case | 2030 | 10 | Variable Generation (MW) | -240 | 4
1 Reference Case | 2030 | 10 | Variable Generation (MW) | -230 | 1
1 Reference Case | 2030 | 10 | Variable Generation (MW) | -220 | 1
1 Reference Case | 2030 | 10 | Variable Generation (MW) | -210 | 6
1 Reference Case | 2030 | 10 | Variable Generation (MW) | -200 | 3
1 Reference Case | 2030 | 10 | Variable Generation (MW) | -190 | 6
1 Reference Case | 2030 | 10 | Variable Generation (MW) | -180 | 4
1 Reference Case | 2030 | 10 | Variable Generation (MW) | -170 | 8
1 Reference Case | 2030 | 10 | Variable Generation (MW) | -160 | 16
1 Reference Case | 2030 | 10 | Variable Generation (MW) | -150 | 29
1 Reference Case | 2030 | 10 | Variable Generation (MW) | -140 | 35
1 Reference Case | 2030 | 10 | Variable Generation (MW) | -130 | 57
1 Reference Case | 2030 | 10 | Variable Generation (MW) | -120 | 80
1 Reference Case | 2030 | 10 | Variable Generation (MW) | -110 | 95
1 Reference Case | 2030 | 10 | Variable Generation (MW) | -100 | 186
1 Reference Case | 2030 | 10 | Variable Generation (MW) | -90 | 283
1 Reference Case | 2030 | 10 | Variable Generation (MW) | -80 | 405
1 Reference Case | 2030 | 10 | Variable Generation (MW) | -70 | 617
1 Reference Case | 2030 | 10 | Variable Generation (MW) | -60 | 895
1 Reference Case | 2030 | 10 | Variable Generation (MW) | -50 | 1409
1 Reference Case | 2030 | 10 | Variable Generation (MW) | -40 | 2051
1 Reference Case | 2030 | 10 | Variable Generation (MW) | -30 | 3256
1 Reference Case | 2030 | 10 | Variable Generation (MW) | -20 | 4857
1 Reference Case | 2030 | 10 | Variable Generation (MW) | -10 | 7639
1 Reference Case | 2030 | 10 | Variable Generation (MW) | 0 | 9763
1 Reference Case | 2030 | 10 | Variable Generation (MW) | 10 | 6839
1 Reference Case | 2030 | 10 | Variable Generation (MW) | 20 | 4573
1 Reference Case | 2030 | 10 | Variable Generation (MW) | 30 | 3157
1 Reference Case | 2030 | 10 | Variable Generation (MW) | 40 | 2036
1 Reference Case | 2030 | 10 | Variable Generation (MW) | 50 | 1363
1 Reference Case | 2030 | 10 | Variable Generation (MW) | 60 | 904
1 Reference Case | 2030 | 10 | Variable Generation (MW) | 70 | 623
1 Reference Case | 2030 | 10 | Variable Generation (MW) | 80 | 411
1 Reference Case | 2030 | 10 | Variable Generation (MW) | 90 | 275
1 Reference Case | 2030 | 10 | Variable Generation (MW) | 100 | 211
1 Reference Case | 2030 | 10 | Variable Generation (MW) | 110 | 149
1 Reference Case | 2030 | 10 | Variable Generation (MW) | 120 | 90
1 Reference Case | 2030 | 10 | Variable Generation (MW) | 130 | 55
1 Reference Case | 2030 | 10 | Variable Generation (MW) | 140 | 47
1 Reference Case | 2030 | 10 | Variable Generation (MW) | 150 | 42
1 Reference Case | 2030 | 10 | Variable Generation (MW) | 160 | 19
1 Reference Case | 2030 | 10 | Variable Generation (MW) | 170 | 11
1 Reference Case | 2030 | 10 | Variable Generation (MW) | 180 | 14
1 Reference Case | 2030 | 10 | Variable Generation (MW) | 190 | 8
1 Reference Case | 2030 | 10 | Variable Generation (MW) | 200 | 5
1 Reference Case | 2030 | 10 | Variable Generation (MW) | 210 | 6
1 Reference Case | 2030 | 10 | Variable Generation (MW) | 220 | 3
1 Reference Case | 2030 | 10 | Variable Generation (MW) | 230 | 1
1 Reference Case | 2030 | 10 | Variable Generation (MW) | 240 | 2
1 Reference Case | 2030 | 10 | Variable Generation (MW) | 250 | 5
1 Reference Case | 2030 | 10 | Variable Generation (MW) | 260 | 0
1 Reference Case | 2030 | 10 | Variable Generation (MW) | 270 | 0
1 Reference Case | 2030 | 10 | Variable Generation (MW) | 280 | 0
1 Reference Case | 2030 | 10 | Variable Generation (MW) | 290 | 0
1 Reference Case | 2030 | 10 | Variable Generation (MW) | 300 | 0
1 Reference Case | 2030 | 10 | Variable Generation (MW) | 310 | 0
1 Reference Case | 2030 | 10 | Variable Generation (MW) | 320 | 0
1 Reference Case | 2030 | 10 | Variable Generation (MW) | 330 | 1
1 Reference Case | 2030 | 10 | Variable Generation (MW) | 340 | 1
1 Reference Case | 2030 | 60 | Variable Generation (MW) | -1160 | 2
1 Reference Case | 2030 | 60 | Variable Generation (MW) | -1150 | 0
1 Reference Case | 2030 | 60 | Variable Generation (MW) | -1140 | 0
1 Reference Case | 2030 | 60 | Variable Generation (MW) | -1130 | 0
1 Reference Case | 2030 | 60 | Variable Generation (MW) | -1120 | 1
1 Reference Case | 2030 | 60 | Variable Generation (MW) | -1110 | 0
1 Reference Case | 2030 | 60 | Variable Generation (MW) | -1100 | 0
1 Reference Case | 2030 | 60 | Variable Generation (MW) | -1090 | 1
1 Reference Case | 2030 | 60 | Variable Generation (MW) | -1080 | 0
1 Reference Case | 2030 | 60 | Variable Generation (MW) | -1070 | 1
1 Reference Case | 2030 | 60 | Variable Generation (MW) | -1060 | 0
1 Reference Case | 2030 | 60 | Variable Generation (MW) | -1050 | 1
1 Reference Case | 2030 | 60 | Variable Generation (MW) | -1040 | 0
1 Reference Case | 2030 | 60 | Variable Generation (MW) | -1030 | 0
1 Reference Case | 2030 | 60 | Variable Generation (MW) | -1020 | 0
1 Reference Case | 2030 | 60 | Variable Generation (MW) | -1010 | 0
1 Reference Case | 2030 | 60 | Variable Generation (MW) | -1000 | 0
1 Reference Case | 2030 | 60 | Variable Generation (MW) | -990 | 0
1 Reference Case | 2030 | 60 | Variable Generation (MW) | -980 | 0
1 Reference Case | 2030 | 60 | Variable Generation (MW) | -970 | 2
1 Reference Case | 2030 | 60 | Variable Generation (MW) | -960 | 1
1 Reference Case | 2030 | 60 | Variable Generation (MW) | -950 | 1
1 Reference Case | 2030 | 60 | Variable Generation (MW) | -940 | 1
1 Reference Case | 2030 | 60 | Variable Generation (MW) | -930 | 0
1 Reference Case | 2030 | 60 | Variable Generation (MW) | -920 | 0
1 Reference Case | 2030 | 60 | Variable Generation (MW) | -910 | 0
1 Reference Case | 2030 | 60 | Variable Generation (MW) | -900 | 0
1 Reference Case | 2030 | 60 | Variable Generation (MW) | -890 | 1
1 Reference Case | 2030 | 60 | Variable Generation (MW) | -880 | 0
1 Reference Case | 2030 | 60 | Variable Generation (MW) | -870 | 2
1 Reference Case | 2030 | 60 | Variable Generation (MW) | -860 | 2
1 Reference Case | 2030 | 60 | Variable Generation (MW) | -850 | 0
1 Reference Case | 2030 | 60 | Variable Generation (MW) | -840 | 0
1 Reference Case | 2030 | 60 | Variable Generation (MW) | -830 | 4
1 Reference Case | 2030 | 60 | Variable Generation (MW) | -820 | 3
1 Reference Case | 2030 | 60 | Variable Generation (MW) | -810 | 3
1 Reference Case | 2030 | 60 | Variable Generation (MW) | -800 | 3
1 Reference Case | 2030 | 60 | Variable Generation (MW) | -790 | 3
1 Reference Case | 2030 | 60 | Variable Generation (MW) | -780 | 3
1 Reference Case | 2030 | 60 | Variable Generation (MW) | -770 | 4
1 Reference Case | 2030 | 60 | Variable Generation (MW) | -760 | 5
1 Reference Case | 2030 | 60 | Variable Generation (MW) | -750 | 5
1 Reference Case | 2030 | 60 | Variable Generation (MW) | -740 | 2
1 Reference Case | 2030 | 60 | Variable Generation (MW) | -730 | 2
1 Reference Case | 2030 | 60 | Variable Generation (MW) | -720 | 2
1 Reference Case | 2030 | 60 | Variable Generation (MW) | -710 | 5
1 Reference Case | 2030 | 60 | Variable Generation (MW) | -700 | 2
1 Reference Case | 2030 | 60 | Variable Generation (MW) | -690 | 8
1 Reference Case | 2030 | 60 | Variable Generation (MW) | -680 | 0
1 Reference Case | 2030 | 60 | Variable Generation (MW) | -670 | 7
1 Reference Case | 2030 | 60 | Variable Generation (MW) | -660 | 6
1 Reference Case | 2030 | 60 | Variable Generation (MW) | -650 | 9
1 Reference Case | 2030 | 60 | Variable Generation (MW) | -640 | 8
1 Reference Case | 2030 | 60 | Variable Generation (MW) | -630 | 10
1 Reference Case | 2030 | 60 | Variable Generation (MW) | -620 | 11
1 Reference Case | 2030 | 60 | Variable Generation (MW) | -610 | 18
1 Reference Case | 2030 | 60 | Variable Generation (MW) | -600 | 9
1 Reference Case | 2030 | 60 | Variable Generation (MW) | -590 | 11
1 Reference Case | 2030 | 60 | Variable Generation (MW) | -580 | 23
1 Reference Case | 2030 | 60 | Variable Generation (MW) | -570 | 25
1 Reference Case | 2030 | 60 | Variable Generation (MW) | -560 | 20
1 Reference Case | 2030 | 60 | Variable Generation (MW) | -550 | 24
1 Reference Case | 2030 | 60 | Variable Generation (MW) | -540 | 23
1 Reference Case | 2030 | 60 | Variable Generation (MW) | -530 | 24
1 Reference Case | 2030 | 60 | Variable Generation (MW) | -520 | 27
1 Reference Case | 2030 | 60 | Variable Generation (MW) | -510 | 36
1 Reference Case | 2030 | 60 | Variable Generation (MW) | -500 | 40
1 Reference Case | 2030 | 60 | Variable Generation (MW) | -490 | 30
1 Reference Case | 2030 | 60 | Variable Generation (MW) | -480 | 38
1 Reference Case | 2030 | 60 | Variable Generation (MW) | -470 | 43
1 Reference Case | 2030 | 60 | Variable Generation (MW) | -460 | 52
1 Reference Case | 2030 | 60 | Variable Generation (MW) | -450 | 50
1 Reference Case | 2030 | 60 | Variable Generation (MW) | -440 | 55
1 Reference Case | 2030 | 60 | Variable Generation (MW) | -430 | 71
1 Reference Case | 2030 | 60 | Variable Generation (MW) | -420 | 76
1 Reference Case | 2030 | 60 | Variable Generation (MW) | -410 | 73
1 Reference Case | 2030 | 60 | Variable Generation (MW) | -400 | 79
1 Reference Case | 2030 | 60 | Variable Generation (MW) | -390 | 99
1 Reference Case | 2030 | 60 | Variable Generation (MW) | -380 | 90
1 Reference Case | 2030 | 60 | Variable Generation (MW) | -370 | 101
1 Reference Case | 2030 | 60 | Variable Generation (MW) | -360 | 103
1 Reference Case | 2030 | 60 | Variable Generation (MW) | -350 | 105
1 Reference Case | 2030 | 60 | Variable Generation (MW) | -340 | 129
1 Reference Case | 2030 | 60 | Variable Generation (MW) | -330 | 142
1 Reference Case | 2030 | 60 | Variable Generation (MW) | -320 | 164
1 Reference Case | 2030 | 60 | Variable Generation (MW) | -310 | 163
1 Reference Case | 2030 | 60 | Variable Generation (MW) | -300 | 221
1 Reference Case | 2030 | 60 | Variable Generation (MW) | -290 | 215
1 Reference Case | 2030 | 60 | Variable Generation (MW) | -280 | 242
1 Reference Case | 2030 | 60 | Variable Generation (MW) | -270 | 261
1 Reference Case | 2030 | 60 | Variable Generation (MW) | -260 | 265
1 Reference Case | 2030 | 60 | Variable Generation (MW) | -250 | 280
1 Reference Case | 2030 | 60 | Variable Generation (MW) | -240 | 305
1 Reference Case | 2030 | 60 | Variable Generation (MW) | -230 | 333
1 Reference Case | 2030 | 60 | Variable Generation (MW) | -220 | 348
1 Reference Case | 2030 | 60 | Variable Generation (MW) | -210 | 347
1 Reference Case | 2030 | 60 | Variable Generation (MW) | -200 | 431
1 Reference Case | 2030 | 60 | Variable Generation (MW) | -190 | 474
1 Reference Case | 2030 | 60 | Variable Generation (MW) | -180 | 487
1 Reference Case | 2030 | 60 | Variable Generation (MW) | -170 | 561
1 Reference Case | 2030 | 60 | Variable Generation (MW) | -160 | 605
1 Reference Case | 2030 | 60 | Variable Generation (MW) | -150 | 645
1 Reference Case | 2030 | 60 | Variable Generation (MW) | -140 | 667
1 Reference Case | 2030 | 60 | Variable Generation (MW) | -130 | 747
1 Reference Case | 2030 | 60 | Variable Generation (MW) | -120 | 784
1 Reference Case | 2030 | 60 | Variable Generation (MW) | -110 | 852
1 Reference Case | 2030 | 60 | Variable Generation (MW) | -100 | 883
1 Reference Case | 2030 | 60 | Variable Generation (MW) | -90 | 1067
1 Reference Case | 2030 | 60 | Variable Generation (MW) | -80 | 1177
1 Reference Case | 2030 | 60 | Variable Generation (MW) | -70 | 1319
1 Reference Case | 2030 | 60 | Variable Generation (MW) | -60 | 1368
1 Reference Case | 2030 | 60 | Variable Generation (MW) | -50 | 1491
1 Reference Case | 2030 | 60 | Variable Generation (MW) | -40 | 1697
1 Reference Case | 2030 | 60 | Variable Generation (MW) | -30 | 1830
1 Reference Case | 2030 | 60 | Variable Generation (MW) | -20 | 1845
1 Reference Case | 2030 | 60 | Variable Generation (MW) | -10 | 1938
1 Reference Case | 2030 | 60 | Variable Generation (MW) | 0 | 2100
1 Reference Case | 2030 | 60 | Variable Generation (MW) | 10 | 1961
1 Reference Case | 2030 | 60 | Variable Generation (MW) | 20 | 1770
1 Reference Case | 2030 | 60 | Variable Generation (MW) | 30 | 1684
1 Reference Case | 2030 | 60 | Variable Generation (MW) | 40 | 1472
1 Reference Case | 2030 | 60 | Variable Generation (MW) | 50 | 1432
1 Reference Case | 2030 | 60 | Variable Generation (MW) | 60 | 1234
1 Reference Case | 2030 | 60 | Variable Generation (MW) | 70 | 1146
1 Reference Case | 2030 | 60 | Variable Generation (MW) | 80 | 1068
1 Reference Case | 2030 | 60 | Variable Generation (MW) | 90 | 943
1 Reference Case | 2030 | 60 | Variable Generation (MW) | 100 | 898
1 Reference Case | 2030 | 60 | Variable Generation (MW) | 110 | 831
1 Reference Case | 2030 | 60 | Variable Generation (MW) | 120 | 793
1 Reference Case | 2030 | 60 | Variable Generation (MW) | 130 | 707
1 Reference Case | 2030 | 60 | Variable Generation (MW) | 140 | 697
1 Reference Case | 2030 | 60 | Variable Generation (MW) | 150 | 630
1 Reference Case | 2030 | 60 | Variable Generation (MW) | 160 | 622
1 Reference Case | 2030 | 60 | Variable Generation (MW) | 170 | 515
1 Reference Case | 2030 | 60 | Variable Generation (MW) | 180 | 492
1 Reference Case | 2030 | 60 | Variable Generation (MW) | 190 | 448
1 Reference Case | 2030 | 60 | Variable Generation (MW) | 200 | 415
1 Reference Case | 2030 | 60 | Variable Generation (MW) | 210 | 423
1 Reference Case | 2030 | 60 | Variable Generation (MW) | 220 | 337
1 Reference Case | 2030 | 60 | Variable Generation (MW) | 230 | 329
1 Reference Case | 2030 | 60 | Variable Generation (MW) | 240 | 276
1 Reference Case | 2030 | 60 | Variable Generation (MW) | 250 | 274
1 Reference Case | 2030 | 60 | Variable Generation (MW) | 260 | 238
1 Reference Case | 2030 | 60 | Variable Generation (MW) | 270 | 252
1 Reference Case | 2030 | 60 | Variable Generation (MW) | 280 | 219
1 Reference Case | 2030 | 60 | Variable Generation (MW) | 290 | 203
1 Reference Case | 2030 | 60 | Variable Generation (MW) | 300 | 183
1 Reference Case | 2030 | 60 | Variable Generation (MW) | 310 | 158
1 Reference Case | 2030 | 60 | Variable Generation (MW) | 320 | 132
1 Reference Case | 2030 | 60 | Variable Generation (MW) | 330 | 134
1 Reference Case | 2030 | 60 | Variable Generation (MW) | 340 | 149
1 Reference Case | 2030 | 60 | Variable Generation (MW) | 350 | 115
1 Reference Case | 2030 | 60 | Variable Generation (MW) | 360 | 119
1 Reference Case | 2030 | 60 | Variable Generation (MW) | 370 | 115
1 Reference Case | 2030 | 60 | Variable Generation (MW) | 380 | 85
1 Reference Case | 2030 | 60 | Variable Generation (MW) | 390 | 84
1 Reference Case | 2030 | 60 | Variable Generation (MW) | 400 | 84
1 Reference Case | 2030 | 60 | Variable Generation (MW) | 410 | 72
1 Reference Case | 2030 | 60 | Variable Generation (MW) | 420 | 69
1 Reference Case | 2030 | 60 | Variable Generation (MW) | 430 | 64
1 Reference Case | 2030 | 60 | Variable Generation (MW) | 440 | 59
1 Reference Case | 2030 | 60 | Variable Generation (MW) | 450 | 41
1 Reference Case | 2030 | 60 | Variable Generation (MW) | 460 | 61
1 Reference Case | 2030 | 60 | Variable Generation (MW) | 470 | 54
1 Reference Case | 2030 | 60 | Variable Generation (MW) | 480 | 37
1 Reference Case | 2030 | 60 | Variable Generation (MW) | 490 | 35
1 Reference Case | 2030 | 60 | Variable Generation (MW) | 500 | 31
1 Reference Case | 2030 | 60 | Variable Generation (MW) | 510 | 34
1 Reference Case | 2030 | 60 | Variable Generation (MW) | 520 | 35
1 Reference Case | 2030 | 60 | Variable Generation (MW) | 530 | 42
1 Reference Case | 2030 | 60 | Variable Generation (MW) | 540 | 27
1 Reference Case | 2030 | 60 | Variable Generation (MW) | 550 | 30
1 Reference Case | 2030 | 60 | Variable Generation (MW) | 560 | 30
1 Reference Case | 2030 | 60 | Variable Generation (MW) | 570 | 30
1 Reference Case | 2030 | 60 | Variable Generation (MW) | 580 | 24
1 Reference Case | 2030 | 60 | Variable Generation (MW) | 590 | 21
1 Reference Case | 2030 | 60 | Variable Generation (MW) | 600 | 19
1 Reference Case | 2030 | 60 | Variable Generation (MW) | 610 | 16
1 Reference Case | 2030 | 60 | Variable Generation (MW) | 620 | 9
1 Reference Case | 2030 | 60 | Variable Generation (MW) | 630 | 26
1 Reference Case | 2030 | 60 | Variable Generation (MW) | 640 | 12
1 Reference Case | 2030 | 60 | Variable Generation (MW) | 650 | 12
1 Reference Case | 2030 | 60 | Variable Generation (MW) | 660 | 11
1 Reference Case | 2030 | 60 | Variable Generation (MW) | 670 | 13
1 Reference Case | 2030 | 60 | Variable Generation (MW) | 680 | 7
1 Reference Case | 2030 | 60 | Variable Generation (MW) | 690 | 8
1 Reference Case | 2030 | 60 | Variable Generation (MW) | 700 | 6
1 Reference Case | 2030 | 60 | Variable Generation (MW) | 710 | 8
1 Reference Case | 2030 | 60 | Variable Generation (MW) | 720 | 4
1 Reference Case | 2030 | 60 | Variable Generation (MW) | 730 | 5
1 Reference Case | 2030 | 60 | Variable Generation (MW) | 740 | 8
1 Reference Case | 2030 | 60 | Variable Generation (MW) | 750 | 7
1 Reference Case | 2030 | 60 | Variable Generation (MW) | 760 | 4
1 Reference Case | 2030 | 60 | Variable Generation (MW) | 770 | 6
1 Reference Case | 2030 | 60 | Variable Generation (MW) | 780 | 2
1 Reference Case | 2030 | 60 | Variable Generation (MW) | 790 | 1
1 Reference Case | 2030 | 60 | Variable Generation (MW) | 800 | 3
1 Reference Case | 2030 | 60 | Variable Generation (MW) | 810 | 2
1 Reference Case | 2030 | 60 | Variable Generation (MW) | 820 | 1
1 Reference Case | 2030 | 60 | Variable Generation (MW) | 830 | 6
1 Reference Case | 2030 | 60 | Variable Generation (MW) | 840 | 5
1 Reference Case | 2030 | 60 | Variable Generation (MW) | 850 | 5
1 Reference Case | 2030 | 60 | Variable Generation (MW) | 860 | 1
1 Reference Case | 2030 | 60 | Variable Generation (MW) | 870 | 2
1 Reference Case | 2030 | 60 | Variable Generation (MW) | 880 | 2
1 Reference Case | 2030 | 60 | Variable Generation (MW) | 890 | 1
1 Reference Case | 2030 | 60 | Variable Generation (MW) | 900 | 2
1 Reference Case | 2030 | 60 | Variable Generation (MW) | 910 | 4
1 Reference Case | 2030 | 60 | Variable Generation (MW) | 920 | 1
1 Reference Case | 2030 | 60 | Variable Generation (MW) | 930 | 3
1 Reference Case | 2030 | 60 | Variable Generation (MW) | 940 | 3
1 Reference Case | 2030 | 60 | Variable Generation (MW) | 950 | 1
1 Reference Case | 2030 | 60 | Variable Generation (MW) | 960 | 1
1 Reference Case | 2030 | 60 | Variable Generation (MW) | 970 | 2
1 Reference Case | 2030 | 60 | Variable Generation (MW) | 980 | 1
1 Reference Case | 2030 | 60 | Variable Generation (MW) | 990 | 0
1 Reference Case | 2030 | 60 | Variable Generation (MW) | 1000 | 1
1 Reference Case | 2030 | 60 | Variable Generation (MW) | 1010 | 1
1 Reference Case | 2030 | 60 | Variable Generation (MW) | 1020 | 2
1 Reference Case | 2030 | 60 | Variable Generation (MW) | 1030 | 0
1 Reference Case | 2030 | 60 | Variable Generation (MW) | 1040 | 1
1 Reference Case | 2030 | 60 | Variable Generation (MW) | 1050 | 1
1 Reference Case | 2030 | 60 | Variable Generation (MW) | 1060 | 1
1 Reference Case | 2030 | 60 | Variable Generation (MW) | 1070 | 1
1 Reference Case | 2030 | 60 | Variable Generation (MW) | 1080 | 0
1 Reference Case | 2030 | 60 | Variable Generation (MW) | 1090 | 0
1 Reference Case | 2030 | 60 | Variable Generation (MW) | 1100 | 0
1 Reference Case | 2030 | 60 | Variable Generation (MW) | 1110 | 1
1 Reference Case | 2030 | 60 | Variable Generation (MW) | 1120 | 1
1 Reference Case | 2030 | 60 | Variable Generation (MW) | 1130 | 0
1 Reference Case | 2030 | 60 | Variable Generation (MW) | 1140 | 1
1 Reference Case | 2030 | 60 | Variable Generation (MW) | 1150 | 1
1 Reference Case | 2030 | 10 | Net Demand (MW) | -450 | 1
1 Reference Case | 2030 | 10 | Net Demand (MW) | -440 | 0
1 Reference Case | 2030 | 10 | Net Demand (MW) | -430 | 0
1 Reference Case | 2030 | 10 | Net Demand (MW) | -420 | 0
1 Reference Case | 2030 | 10 | Net Demand (MW) | -410 | 0
1 Reference Case | 2030 | 10 | Net Demand (MW) | -400 | 0
1 Reference Case | 2030 | 10 | Net Demand (MW) | -390 | 0
1 Reference Case | 2030 | 10 | Net Demand (MW) | -380 | 0
1 Reference Case | 2030 | 10 | Net Demand (MW) | -370 | 0
1 Reference Case | 2030 | 10 | Net Demand (MW) | -360 | 1
1 Reference Case | 2030 | 10 | Net Demand (MW) | -350 | 0
1 Reference Case | 2030 | 10 | Net Demand (MW) | -340 | 0
1 Reference Case | 2030 | 10 | Net Demand (MW) | -330 | 1
1 Reference Case | 2030 | 10 | Net Demand (MW) | -320 | 0
1 Reference Case | 2030 | 10 | Net Demand (MW) | -310 | 0
1 Reference Case | 2030 | 10 | Net Demand (MW) | -300 | 0
1 Reference Case | 2030 | 10 | Net Demand (MW) | -290 | 0
1 Reference Case | 2030 | 10 | Net Demand (MW) | -280 | 4
1 Reference Case | 2030 | 10 | Net Demand (MW) | -270 | 3
1 Reference Case | 2030 | 10 | Net Demand (MW) | -260 | 4
1 Reference Case | 2030 | 10 | Net Demand (MW) | -250 | 5
1 Reference Case | 2030 | 10 | Net Demand (MW) | -240 | 3
1 Reference Case | 2030 | 10 | Net Demand (MW) | -230 | 13
1 Reference Case | 2030 | 10 | Net Demand (MW) | -220 | 6
1 Reference Case | 2030 | 10 | Net Demand (MW) | -210 | 7
1 Reference Case | 2030 | 10 | Net Demand (MW) | -200 | 15
1 Reference Case | 2030 | 10 | Net Demand (MW) | -190 | 26
1 Reference Case | 2030 | 10 | Net Demand (MW) | -180 | 29
1 Reference Case | 2030 | 10 | Net Demand (MW) | -170 | 49
1 Reference Case | 2030 | 10 | Net Demand (MW) | -160 | 71
1 Reference Case | 2030 | 10 | Net Demand (MW) | -150 | 105
1 Reference Case | 2030 | 10 | Net Demand (MW) | -140 | 146
1 Reference Case | 2030 | 10 | Net Demand (MW) | -130 | 208
1 Reference Case | 2030 | 10 | Net Demand (MW) | -120 | 297
1 Reference Case | 2030 | 10 | Net Demand (MW) | -110 | 427
1 Reference Case | 2030 | 10 | Net Demand (MW) | -100 | 540
1 Reference Case | 2030 | 10 | Net Demand (MW) | -90 | 811
1 Reference Case | 2030 | 10 | Net Demand (MW) | -80 | 1069
1 Reference Case | 2030 | 10 | Net Demand (MW) | -70 | 1448
1 Reference Case | 2030 | 10 | Net Demand (MW) | -60 | 1812
1 Reference Case | 2030 | 10 | Net Demand (MW) | -50 | 2323
1 Reference Case | 2030 | 10 | Net Demand (MW) | -40 | 2769
1 Reference Case | 2030 | 10 | Net Demand (MW) | -30 | 3469
1 Reference Case | 2030 | 10 | Net Demand (MW) | -20 | 4013
1 Reference Case | 2030 | 10 | Net Demand (MW) | -10 | 4544
1 Reference Case | 2030 | 10 | Net Demand (MW) | 0 | 4710
1 Reference Case | 2030 | 10 | Net Demand (MW) | 10 | 4532
1 Reference Case | 2030 | 10 | Net Demand (MW) | 20 | 3985
1 Reference Case | 2030 | 10 | Net Demand (MW) | 30 | 3305
1 Reference Case | 2030 | 10 | Net Demand (MW) | 40 | 2734
1 Reference Case | 2030 | 10 | Net Demand (MW) | 50 | 2152
1 Reference Case | 2030 | 10 | Net Demand (MW) | 60 | 1617
1 Reference Case | 2030 | 10 | Net Demand (MW) | 70 | 1300
1 Reference Case | 2030 | 10 | Net Demand (MW) | 80 | 944
1 Reference Case | 2030 | 10 | Net Demand (MW) | 90 | 723
1 Reference Case | 2030 | 10 | Net Demand (MW) | 100 | 579
1 Reference Case | 2030 | 10 | Net Demand (MW) | 110 | 418
1 Reference Case | 2030 | 10 | Net Demand (MW) | 120 | 369
1 Reference Case | 2030 | 10 | Net Demand (MW) | 130 | 274
1 Reference Case | 2030 | 10 | Net Demand (MW) | 140 | 185
1 Reference Case | 2030 | 10 | Net Demand (MW) | 150 | 149
1 Reference Case | 2030 | 10 | Net Demand (MW) | 160 | 105
1 Reference Case | 2030 | 10 | Net Demand (MW) | 170 | 73
1 Reference Case | 2030 | 10 | Net Demand (MW) | 180 | 58
1 Reference Case | 2030 | 10 | Net Demand (MW) | 190 | 41
1 Reference Case | 2030 | 10 | Net Demand (MW) | 200 | 25
1 Reference Case | 2030 | 10 | Net Demand (MW) | 210 | 16
1 Reference Case | 2030 | 10 | Net Demand (MW) | 220 | 6
1 Reference Case | 2030 | 10 | Net Demand (MW) | 230 | 13
1 Reference Case | 2030 | 10 | Net Demand (MW) | 240 | 11
1 Reference Case | 2030 | 10 | Net Demand (MW) | 250 | 5
1 Reference Case | 2030 | 10 | Net Demand (MW) | 260 | 3
1 Reference Case | 2030 | 10 | Net Demand (MW) | 270 | 2
1 Reference Case | 2030 | 10 | Net Demand (MW) | 280 | 1
1 Reference Case | 2030 | 10 | Net Demand (MW) | 290 | 3
1 Reference Case | 2030 | 10 | Net Demand (MW) | 300 | 0
1 Reference Case | 2030 | 10 | Net Demand (MW) | 310 | 1
1 Reference Case | 2030 | 10 | Net Demand (MW) | 320 | 0
1 Reference Case | 2030 | 10 | Net Demand (MW) | 330 | 0
1 Reference Case | 2030 | 10 | Net Demand (MW) | 340 | 0
1 Reference Case | 2030 | 10 | Net Demand (MW) | 350 | 0
1 Reference Case | 2030 | 10 | Net Demand (MW) | 360 | 1
1 Reference Case | 2030 | 60 | Net Demand (MW) | -1300 | 1
1 Reference Case | 2030 | 60 | Net Demand (MW) | -1290 | 0
1 Reference Case | 2030 | 60 | Net Demand (MW) | -1280 | 1
1 Reference Case | 2030 | 60 | Net Demand (MW) | -1270 | 1
1 Reference Case | 2030 | 60 | Net Demand (MW) | -1260 | 0
1 Reference Case | 2030 | 60 | Net Demand (MW) | -1250 | 2
1 Reference Case | 2030 | 60 | Net Demand (MW) | -1240 | 2
1 Reference Case | 2030 | 60 | Net Demand (MW) | -1230 | 0
1 Reference Case | 2030 | 60 | Net Demand (MW) | -1220 | 0
1 Reference Case | 2030 | 60 | Net Demand (MW) | -1210 | 0
1 Reference Case | 2030 | 60 | Net Demand (MW) | -1200 | 0
1 Reference Case | 2030 | 60 | Net Demand (MW) | -1190 | 1
1 Reference Case | 2030 | 60 | Net Demand (MW) | -1180 | 1
1 Reference Case | 2030 | 60 | Net Demand (MW) | -1170 | 1
1 Reference Case | 2030 | 60 | Net Demand (MW) | -1160 | 0
1 Reference Case | 2030 | 60 | Net Demand (MW) | -1150 | 2
1 Reference Case | 2030 | 60 | Net Demand (MW) | -1140 | 1
1 Reference Case | 2030 | 60 | Net Demand (MW) | -1130 | 0
1 Reference Case | 2030 | 60 | Net Demand (MW) | -1120 | 0
1 Reference Case | 2030 | 60 | Net Demand (MW) | -1110 | 3
1 Reference Case | 2030 | 60 | Net Demand (MW) | -1100 | 1
1 Reference Case | 2030 | 60 | Net Demand (MW) | -1090 | 1
1 Reference Case | 2030 | 60 | Net Demand (MW) | -1080 | 1
1 Reference Case | 2030 | 60 | Net Demand (MW) | -1070 | 3
1 Reference Case | 2030 | 60 | Net Demand (MW) | -1060 | 2
1 Reference Case | 2030 | 60 | Net Demand (MW) | -1050 | 1
1 Reference Case | 2030 | 60 | Net Demand (MW) | -1040 | 0
1 Reference Case | 2030 | 60 | Net Demand (MW) | -1030 | 1
1 Reference Case | 2030 | 60 | Net Demand (MW) | -1020 | 1
1 Reference Case | 2030 | 60 | Net Demand (MW) | -1010 | 2
1 Reference Case | 2030 | 60 | Net Demand (MW) | -1000 | 4
1 Reference Case | 2030 | 60 | Net Demand (MW) | -990 | 4
1 Reference Case | 2030 | 60 | Net Demand (MW) | -980 | 1
1 Reference Case | 2030 | 60 | Net Demand (MW) | -970 | 3
1 Reference Case | 2030 | 60 | Net Demand (MW) | -960 | 2
1 Reference Case | 2030 | 60 | Net Demand (MW) | -950 | 2
1 Reference Case | 2030 | 60 | Net Demand (MW) | -940 | 3
1 Reference Case | 2030 | 60 | Net Demand (MW) | -930 | 7
1 Reference Case | 2030 | 60 | Net Demand (MW) | -920 | 2
1 Reference Case | 2030 | 60 | Net Demand (MW) | -910 | 7
1 Reference Case | 2030 | 60 | Net Demand (MW) | -900 | 7
1 Reference Case | 2030 | 60 | Net Demand (MW) | -890 | 7
1 Reference Case | 2030 | 60 | Net Demand (MW) | -880 | 1
1 Reference Case | 2030 | 60 | Net Demand (MW) | -870 | 5
1 Reference Case | 2030 | 60 | Net Demand (MW) | -860 | 13
1 Reference Case | 2030 | 60 | Net Demand (MW) | -850 | 7
1 Reference Case | 2030 | 60 | Net Demand (MW) | -840 | 7
1 Reference Case | 2030 | 60 | Net Demand (MW) | -830 | 13
1 Reference Case | 2030 | 60 | Net Demand (MW) | -820 | 5
1 Reference Case | 2030 | 60 | Net Demand (MW) | -810 | 9
1 Reference Case | 2030 | 60 | Net Demand (MW) | -800 | 6
1 Reference Case | 2030 | 60 | Net Demand (MW) | -790 | 11
1 Reference Case | 2030 | 60 | Net Demand (MW) | -780 | 13
1 Reference Case | 2030 | 60 | Net Demand (MW) | -770 | 14
1 Reference Case | 2030 | 60 | Net Demand (MW) | -760 | 14
1 Reference Case | 2030 | 60 | Net Demand (MW) | -750 | 14
1 Reference Case | 2030 | 60 | Net Demand (MW) | -740 | 21
1 Reference Case | 2030 | 60 | Net Demand (MW) | -730 | 17
1 Reference Case | 2030 | 60 | Net Demand (MW) | -720 | 27
1 Reference Case | 2030 | 60 | Net Demand (MW) | -710 | 22
1 Reference Case | 2030 | 60 | Net Demand (MW) | -700 | 33
1 Reference Case | 2030 | 60 | Net Demand (MW) | -690 | 28
1 Reference Case | 2030 | 60 | Net Demand (MW) | -680 | 41
1 Reference Case | 2030 | 60 | Net Demand (MW) | -670 | 41
1 Reference Case | 2030 | 60 | Net Demand (MW) | -660 | 47
1 Reference Case | 2030 | 60 | Net Demand (MW) | -650 | 45
1 Reference Case | 2030 | 60 | Net Demand (MW) | -640 | 62
1 Reference Case | 2030 | 60 | Net Demand (MW) | -630 | 51
1 Reference Case | 2030 | 60 | Net Demand (MW) | -620 | 52
1 Reference Case | 2030 | 60 | Net Demand (MW) | -610 | 47
1 Reference Case | 2030 | 60 | Net Demand (MW) | -600 | 42
1 Reference Case | 2030 | 60 | Net Demand (MW) | -590 | 78
1 Reference Case | 2030 | 60 | Net Demand (MW) | -580 | 76
1 Reference Case | 2030 | 60 | Net Demand (MW) | -570 | 83
1 Reference Case | 2030 | 60 | Net Demand (MW) | -560 | 85
1 Reference Case | 2030 | 60 | Net Demand (MW) | -550 | 79
1 Reference Case | 2030 | 60 | Net Demand (MW) | -540 | 93
1 Reference Case | 2030 | 60 | Net Demand (MW) | -530 | 105
1 Reference Case | 2030 | 60 | Net Demand (MW) | -520 | 81
1 Reference Case | 2030 | 60 | Net Demand (MW) | -510 | 108
1 Reference Case | 2030 | 60 | Net Demand (MW) | -500 | 131
1 Reference Case | 2030 | 60 | Net Demand (MW) | -490 | 139
1 Reference Case | 2030 | 60 | Net Demand (MW) | -480 | 135
1 Reference Case | 2030 | 60 | Net Demand (MW) | -470 | 146
1 Reference Case | 2030 | 60 | Net Demand (MW) | -460 | 186
1 Reference Case | 2030 | 60 | Net Demand (MW) | -450 | 191
1 Reference Case | 2030 | 60 | Net Demand (MW) | -440 | 167
1 Reference Case | 2030 | 60 | Net Demand (MW) | -430 | 190
1 Reference Case | 2030 | 60 | Net Demand (MW) | -420 | 195
1 Reference Case | 2030 | 60 | Net Demand (MW) | -410 | 203
1 Reference Case | 2030 | 60 | Net Demand (MW) | -400 | 233
1 Reference Case | 2030 | 60 | Net Demand (MW) | -390 | 230
1 Reference Case | 2030 | 60 | Net Demand (MW) | -380 | 255
1 Reference Case | 2030 | 60 | Net Demand (MW) | -370 | 288
1 Reference Case | 2030 | 60 | Net Demand (MW) | -360 | 251
1 Reference Case | 2030 | 60 | Net Demand (MW) | -350 | 320
1 Reference Case | 2030 | 60 | Net Demand (MW) | -340 | 312
1 Reference Case | 2030 | 60 | Net Demand (MW) | -330 | 323
1 Reference Case | 2030 | 60 | Net Demand (MW) | -320 | 366
1 Reference Case | 2030 | 60 | Net Demand (MW) | -310 | 376
1 Reference Case | 2030 | 60 | Net Demand (MW) | -300 | 343
1 Reference Case | 2030 | 60 | Net Demand (MW) | -290 | 349
1 Reference Case | 2030 | 60 | Net Demand (MW) | -280 | 386
1 Reference Case | 2030 | 60 | Net Demand (MW) | -270 | 404
1 Reference Case | 2030 | 60 | Net Demand (MW) | -260 | 437
1 Reference Case | 2030 | 60 | Net Demand (MW) | -250 | 450
1 Reference Case | 2030 | 60 | Net Demand (MW) | -240 | 452
1 Reference Case | 2030 | 60 | Net Demand (MW) | -230 | 438
1 Reference Case | 2030 | 60 | Net Demand (MW) | -220 | 482
1 Reference Case | 2030 | 60 | Net Demand (MW) | -210 | 521
1 Reference Case | 2030 | 60 | Net Demand (MW) | -200 | 539
1 Reference Case | 2030 | 60 | Net Demand (MW) | -190 | 589
1 Reference Case | 2030 | 60 | Net Demand (MW) | -180 | 618
1 Reference Case | 2030 | 60 | Net Demand (MW) | -170 | 699
1 Reference Case | 2030 | 60 | Net Demand (MW) | -160 | 642
1 Reference Case | 2030 | 60 | Net Demand (MW) | -150 | 619
1 Reference Case | 2030 | 60 | Net Demand (MW) | -140 | 703
1 Reference Case | 2030 | 60 | Net Demand (MW) | -130 | 691
1 Reference Case | 2030 | 60 | Net Demand (MW) | -120 | 780
1 Reference Case | 2030 | 60 | Net Demand (MW) | -110 | 768
1 Reference Case | 2030 | 60 | Net Demand (MW) | -100 | 821
1 Reference Case | 2030 | 60 | Net Demand (MW) | -90 | 825
1 Reference Case | 2030 | 60 | Net Demand (MW) | -80 | 797
1 Reference Case | 2030 | 60 | Net Demand (MW) | -70 | 893
1 Reference Case | 2030 | 60 | Net Demand (MW) | -60 | 850
1 Reference Case | 2030 | 60 | Net Demand (MW) | -50 | 929
1 Reference Case | 2030 | 60 | Net Demand (MW) | -40 | 964
1 Reference Case | 2030 | 60 | Net Demand (MW) | -30 | 923
1 Reference Case | 2030 | 60 | Net Demand (MW) | -20 | 925
1 Reference Case | 2030 | 60 | Net Demand (MW) | -10 | 952
1 Reference Case | 2030 | 60 | Net Demand (MW) | 0 | 1020
1 Reference Case | 2030 | 60 | Net Demand (MW) | 10 | 1083
1 Reference Case | 2030 | 60 | Net Demand (MW) | 20 | 986
1 Reference Case | 2030 | 60 | Net Demand (MW) | 30 | 918
1 Reference Case | 2030 | 60 | Net Demand (MW) | 40 | 1002
1 Reference Case | 2030 | 60 | Net Demand (MW) | 50 | 936
1 Reference Case | 2030 | 60 | Net Demand (MW) | 60 | 901
1 Reference Case | 2030 | 60 | Net Demand (MW) | 70 | 928
1 Reference Case | 2030 | 60 | Net Demand (MW) | 80 | 876
1 Reference Case | 2030 | 60 | Net Demand (MW) | 90 | 864
1 Reference Case | 2030 | 60 | Net Demand (MW) | 100 | 755
1 Reference Case | 2030 | 60 | Net Demand (MW) | 110 | 776
1 Reference Case | 2030 | 60 | Net Demand (MW) | 120 | 707
1 Reference Case | 2030 | 60 | Net Demand (MW) | 130 | 708
1 Reference Case | 2030 | 60 | Net Demand (MW) | 140 | 660
1 Reference Case | 2030 | 60 | Net Demand (MW) | 150 | 659
1 Reference Case | 2030 | 60 | Net Demand (MW) | 160 | 601
1 Reference Case | 2030 | 60 | Net Demand (MW) | 170 | 624
1 Reference Case | 2030 | 60 | Net Demand (MW) | 180 | 554
1 Reference Case | 2030 | 60 | Net Demand (MW) | 190 | 545
1 Reference Case | 2030 | 60 | Net Demand (MW) | 200 | 512
1 Reference Case | 2030 | 60 | Net Demand (MW) | 210 | 462
1 Reference Case | 2030 | 60 | Net Demand (MW) | 220 | 457
1 Reference Case | 2030 | 60 | Net Demand (MW) | 230 | 470
1 Reference Case | 2030 | 60 | Net Demand (MW) | 240 | 393
1 Reference Case | 2030 | 60 | Net Demand (MW) | 250 | 378
1 Reference Case | 2030 | 60 | Net Demand (MW) | 260 | 393
1 Reference Case | 2030 | 60 | Net Demand (MW) | 270 | 372
1 Reference Case | 2030 | 60 | Net Demand (MW) | 280 | 367
1 Reference Case | 2030 | 60 | Net Demand (MW) | 290 | 339
1 Reference Case | 2030 | 60 | Net Demand (MW) | 300 | 323
1 Reference Case | 2030 | 60 | Net Demand (MW) | 310 | 272
1 Reference Case | 2030 | 60 | Net Demand (MW) | 320 | 274
1 Reference Case | 2030 | 60 | Net Demand (MW) | 330 | 270
1 Reference Case | 2030 | 60 | Net Demand (MW) | 340 | 254
1 Reference Case | 2030 | 60 | Net Demand (MW) | 350 | 242
1 Reference Case | 2030 | 60 | Net Demand (MW) | 360 | 236
1 Reference Case | 2030 | 60 | Net Demand (MW) | 370 | 206
1 Reference Case | 2030 | 60 | Net Demand (MW) | 380 | 201
1 Reference Case | 2030 | 60 | Net Demand (MW) | 390 | 170
1 Reference Case | 2030 | 60 | Net Demand (MW) | 400 | 190
1 Reference Case | 2030 | 60 | Net Demand (MW) | 410 | 185
1 Reference Case | 2030 | 60 | Net Demand (MW) | 420 | 173
1 Reference Case | 2030 | 60 | Net Demand (MW) | 430 | 173
1 Reference Case | 2030 | 60 | Net Demand (MW) | 440 | 169
1 Reference Case | 2030 | 60 | Net Demand (MW) | 450 | 167
1 Reference Case | 2030 | 60 | Net Demand (MW) | 460 | 158
1 Reference Case | 2030 | 60 | Net Demand (MW) | 470 | 146
1 Reference Case | 2030 | 60 | Net Demand (MW) | 480 | 147
1 Reference Case | 2030 | 60 | Net Demand (MW) | 490 | 121
1 Reference Case | 2030 | 60 | Net Demand (MW) | 500 | 123
1 Reference Case | 2030 | 60 | Net Demand (MW) | 510 | 129
1 Reference Case | 2030 | 60 | Net Demand (MW) | 520 | 100
1 Reference Case | 2030 | 60 | Net Demand (MW) | 530 | 120
1 Reference Case | 2030 | 60 | Net Demand (MW) | 540 | 102
1 Reference Case | 2030 | 60 | Net Demand (MW) | 550 | 99
1 Reference Case | 2030 | 60 | Net Demand (MW) | 560 | 63
1 Reference Case | 2030 | 60 | Net Demand (MW) | 570 | 86
1 Reference Case | 2030 | 60 | Net Demand (MW) | 580 | 84
1 Reference Case | 2030 | 60 | Net Demand (MW) | 590 | 68
1 Reference Case | 2030 | 60 | Net Demand (MW) | 600 | 67
1 Reference Case | 2030 | 60 | Net Demand (MW) | 610 | 66
1 Reference Case | 2030 | 60 | Net Demand (MW) | 620 | 72
1 Reference Case | 2030 | 60 | Net Demand (MW) | 630 | 60
1 Reference Case | 2030 | 60 | Net Demand (MW) | 640 | 59
1 Reference Case | 2030 | 60 | Net Demand (MW) | 650 | 55
1 Reference Case | 2030 | 60 | Net Demand (MW) | 660 | 62
1 Reference Case | 2030 | 60 | Net Demand (MW) | 670 | 50
1 Reference Case | 2030 | 60 | Net Demand (MW) | 680 | 52
1 Reference Case | 2030 | 60 | Net Demand (MW) | 690 | 64
1 Reference Case | 2030 | 60 | Net Demand (MW) | 700 | 62
1 Reference Case | 2030 | 60 | Net Demand (MW) | 710 | 50
1 Reference Case | 2030 | 60 | Net Demand (MW) | 720 | 38
1 Reference Case | 2030 | 60 | Net Demand (MW) | 730 | 33
1 Reference Case | 2030 | 60 | Net Demand (MW) | 740 | 26
1 Reference Case | 2030 | 60 | Net Demand (MW) | 750 | 23
1 Reference Case | 2030 | 60 | Net Demand (MW) | 760 | 30
1 Reference Case | 2030 | 60 | Net Demand (MW) | 770 | 37
1 Reference Case | 2030 | 60 | Net Demand (MW) | 780 | 41
1 Reference Case | 2030 | 60 | Net Demand (MW) | 790 | 21
1 Reference Case | 2030 | 60 | Net Demand (MW) | 800 | 25
1 Reference Case | 2030 | 60 | Net Demand (MW) | 810 | 22
1 Reference Case | 2030 | 60 | Net Demand (MW) | 820 | 23
1 Reference Case | 2030 | 60 | Net Demand (MW) | 830 | 22
1 Reference Case | 2030 | 60 | Net Demand (MW) | 840 | 12
1 Reference Case | 2030 | 60 | Net Demand (MW) | 850 | 14
1 Reference Case | 2030 | 60 | Net Demand (MW) | 860 | 13
1 Reference Case | 2030 | 60 | Net Demand (MW) | 870 | 10
1 Reference Case | 2030 | 60 | Net Demand (MW) | 880 | 13
1 Reference Case | 2030 | 60 | Net Demand (MW) | 890 | 10
1 Reference Case | 2030 | 60 | Net Demand (MW) | 900 | 12
1 Reference Case | 2030 | 60 | Net Demand (MW) | 910 | 10
1 Reference Case | 2030 | 60 | Net Demand (MW) | 920 | 8
1 Reference Case | 2030 | 60 | Net Demand (MW) | 930 | 6
1 Reference Case | 2030 | 60 | Net Demand (MW) | 940 | 5
1 Reference Case | 2030 | 60 | Net Demand (MW) | 950 | 2
1 Reference Case | 2030 | 60 | Net Demand (MW) | 960 | 8
1 Reference Case | 2030 | 60 | Net Demand (MW) | 970 | 3
1 Reference Case | 2030 | 60 | Net Demand (MW) | 980 | 8
1 Reference Case | 2030 | 60 | Net Demand (MW) | 990 | 6
1 Reference Case | 2030 | 60 | Net Demand (MW) | 1000 | 4
1 Reference Case | 2030 | 60 | Net Demand (MW) | 1010 | 5
1 Reference Case | 2030 | 60 | Net Demand (MW) | 1020 | 5
1 Reference Case | 2030 | 60 | Net Demand (MW) | 1030 | 2
1 Reference Case | 2030 | 60 | Net Demand (MW) | 1040 | 5
1 Reference Case | 2030 | 60 | Net Demand (MW) | 1050 | 1
1 Reference Case | 2030 | 60 | Net Demand (MW) | 1060 | 2
1 Reference Case | 2030 | 60 | Net Demand (MW) | 1070 | 2
1 Reference Case | 2030 | 60 | Net Demand (MW) | 1080 | 1
1 Reference Case | 2030 | 60 | Net Demand (MW) | 1090 | 5
1 Reference Case | 2030 | 60 | Net Demand (MW) | 1100 | 1
1 Reference Case | 2030 | 60 | Net Demand (MW) | 1110 | 1
1 Reference Case | 2030 | 60 | Net Demand (MW) | 1120 | 2
1 Reference Case | 2030 | 60 | Net Demand (MW) | 1130 | 2
1 Reference Case | 2030 | 60 | Net Demand (MW) | 1140 | 1
1 Reference Case | 2030 | 60 | Net Demand (MW) | 1150 | 1
1 Reference Case | 2030 | 60 | Net Demand (MW) | 1160 | 2
1 Reference Case | 2030 | 60 | Net Demand (MW) | 1170 | 1
1 Reference Case | 2030 | 60 | Net Demand (MW) | 1180 | 1
1 Reference Case | 2030 | 60 | Net Demand (MW) | 1190 | 1
1 Reference Case | 2030 | 60 | Net Demand (MW) | 1200 | 1
1 Reference Case | 2030 | 60 | Net Demand (MW) | 1210 | 1
1 Reference Case | 2030 | 60 | Net Demand (MW) | 1220 | 0
1 Reference Case | 2030 | 60 | Net Demand (MW) | 1230 | 0
1 Reference Case | 2030 | 60 | Net Demand (MW) | 1240 | 0
1 Reference Case | 2030 | 60 | Net Demand (MW) | 1250 | 0
1 Reference Case | 2030 | 60 | Net Demand (MW) | 1260 | 1
1 Reference Case | 2030 | 60 | Net Demand (MW) | 1270 | 1
1 Reference Case | 2030 | 60 | Net Demand (MW) | 1280 | 1
1 Reference Case | 2030 | 60 | Net Demand (MW) | 1290 | 1
1 Reference Case | 2030 | 60 | Net Demand (MW) | 1300 | 1
1 Reference Case | 2030 | 60 | Net Demand (MW) | 1310 | 0
1 Reference Case | 2030 | 60 | Net Demand (MW) | 1320 | 2
1 Reference Case | 2030 | 60 | Net Demand (MW) | 1330 | 0
1 Reference Case | 2030 | 60 | Net Demand (MW) | 1340 | 1
1 Reference Case | 2030 | 60 | Net Demand (MW) | 1350 | 0
1 Reference Case | 2030 | 60 | Net Demand (MW) | 1360 | 2
2 Diversification | 2021 | 10 | Alberta Internal Load (MW) | -390 | 1
2 Diversification | 2021 | 10 | Alberta Internal Load (MW) | -380 | 0
2 Diversification | 2021 | 10 | Alberta Internal Load (MW) | -370 | 0
2 Diversification | 2021 | 10 | Alberta Internal Load (MW) | -360 | 0
2 Diversification | 2021 | 10 | Alberta Internal Load (MW) | -350 | 0
2 Diversification | 2021 | 10 | Alberta Internal Load (MW) | -340 | 0
2 Diversification | 2021 | 10 | Alberta Internal Load (MW) | -330 | 0
2 Diversification | 2021 | 10 | Alberta Internal Load (MW) | -320 | 0
2 Diversification | 2021 | 10 | Alberta Internal Load (MW) | -310 | 0
2 Diversification | 2021 | 10 | Alberta Internal Load (MW) | -300 | 0
2 Diversification | 2021 | 10 | Alberta Internal Load (MW) | -290 | 0
2 Diversification | 2021 | 10 | Alberta Internal Load (MW) | -280 | 0
2 Diversification | 2021 | 10 | Alberta Internal Load (MW) | -270 | 0
2 Diversification | 2021 | 10 | Alberta Internal Load (MW) | -260 | 0
2 Diversification | 2021 | 10 | Alberta Internal Load (MW) | -250 | 0
2 Diversification | 2021 | 10 | Alberta Internal Load (MW) | -240 | 1
2 Diversification | 2021 | 10 | Alberta Internal Load (MW) | -230 | 2
2 Diversification | 2021 | 10 | Alberta Internal Load (MW) | -220 | 1
2 Diversification | 2021 | 10 | Alberta Internal Load (MW) | -210 | 0
2 Diversification | 2021 | 10 | Alberta Internal Load (MW) | -200 | 0
2 Diversification | 2021 | 10 | Alberta Internal Load (MW) | -190 | 0
2 Diversification | 2021 | 10 | Alberta Internal Load (MW) | -180 | 1
2 Diversification | 2021 | 10 | Alberta Internal Load (MW) | -170 | 2
2 Diversification | 2021 | 10 | Alberta Internal Load (MW) | -160 | 6
2 Diversification | 2021 | 10 | Alberta Internal Load (MW) | -150 | 14
2 Diversification | 2021 | 10 | Alberta Internal Load (MW) | -140 | 16
2 Diversification | 2021 | 10 | Alberta Internal Load (MW) | -130 | 46
2 Diversification | 2021 | 10 | Alberta Internal Load (MW) | -120 | 64
2 Diversification | 2021 | 10 | Alberta Internal Load (MW) | -110 | 125
2 Diversification | 2021 | 10 | Alberta Internal Load (MW) | -100 | 199
2 Diversification | 2021 | 10 | Alberta Internal Load (MW) | -90 | 358
2 Diversification | 2021 | 10 | Alberta Internal Load (MW) | -80 | 520
2 Diversification | 2021 | 10 | Alberta Internal Load (MW) | -70 | 800
2 Diversification | 2021 | 10 | Alberta Internal Load (MW) | -60 | 1318
2 Diversification | 2021 | 10 | Alberta Internal Load (MW) | -50 | 2055
2 Diversification | 2021 | 10 | Alberta Internal Load (MW) | -40 | 2880
2 Diversification | 2021 | 10 | Alberta Internal Load (MW) | -30 | 3981
2 Diversification | 2021 | 10 | Alberta Internal Load (MW) | -20 | 5268
2 Diversification | 2021 | 10 | Alberta Internal Load (MW) | -10 | 6327
2 Diversification | 2021 | 10 | Alberta Internal Load (MW) | 0 | 6788
2 Diversification | 2021 | 10 | Alberta Internal Load (MW) | 10 | 5954
2 Diversification | 2021 | 10 | Alberta Internal Load (MW) | 20 | 4581
2 Diversification | 2021 | 10 | Alberta Internal Load (MW) | 30 | 3266
2 Diversification | 2021 | 10 | Alberta Internal Load (MW) | 40 | 2288
2 Diversification | 2021 | 10 | Alberta Internal Load (MW) | 50 | 1584
2 Diversification | 2021 | 10 | Alberta Internal Load (MW) | 60 | 1167
2 Diversification | 2021 | 10 | Alberta Internal Load (MW) | 70 | 782
2 Diversification | 2021 | 10 | Alberta Internal Load (MW) | 80 | 560
2 Diversification | 2021 | 10 | Alberta Internal Load (MW) | 90 | 430
2 Diversification | 2021 | 10 | Alberta Internal Load (MW) | 100 | 328
2 Diversification | 2021 | 10 | Alberta Internal Load (MW) | 110 | 241
2 Diversification | 2021 | 10 | Alberta Internal Load (MW) | 120 | 212
2 Diversification | 2021 | 10 | Alberta Internal Load (MW) | 130 | 149
2 Diversification | 2021 | 10 | Alberta Internal Load (MW) | 140 | 108
2 Diversification | 2021 | 10 | Alberta Internal Load (MW) | 150 | 66
2 Diversification | 2021 | 10 | Alberta Internal Load (MW) | 160 | 37
2 Diversification | 2021 | 10 | Alberta Internal Load (MW) | 170 | 9
2 Diversification | 2021 | 10 | Alberta Internal Load (MW) | 180 | 9
2 Diversification | 2021 | 10 | Alberta Internal Load (MW) | 190 | 5
2 Diversification | 2021 | 10 | Alberta Internal Load (MW) | 200 | 3
2 Diversification | 2021 | 10 | Alberta Internal Load (MW) | 210 | 3
2 Diversification | 2021 | 10 | Alberta Internal Load (MW) | 220 | 0
2 Diversification | 2021 | 10 | Alberta Internal Load (MW) | 230 | 0
2 Diversification | 2021 | 10 | Alberta Internal Load (MW) | 240 | 1
2 Diversification | 2021 | 10 | Alberta Internal Load (MW) | 250 | 1
2 Diversification | 2021 | 10 | Alberta Internal Load (MW) | 260 | 0
2 Diversification | 2021 | 10 | Alberta Internal Load (MW) | 270 | 0
2 Diversification | 2021 | 10 | Alberta Internal Load (MW) | 280 | 0
2 Diversification | 2021 | 10 | Alberta Internal Load (MW) | 290 | 1
2 Diversification | 2021 | 10 | Alberta Internal Load (MW) | 300 | 1
2 Diversification | 2021 | 60 | Alberta Internal Load (MW) | -650 | 2
2 Diversification | 2021 | 60 | Alberta Internal Load (MW) | -640 | 1
2 Diversification | 2021 | 60 | Alberta Internal Load (MW) | -630 | 0
2 Diversification | 2021 | 60 | Alberta Internal Load (MW) | -620 | 3
2 Diversification | 2021 | 60 | Alberta Internal Load (MW) | -610 | 3
2 Diversification | 2021 | 60 | Alberta Internal Load (MW) | -600 | 6
2 Diversification | 2021 | 60 | Alberta Internal Load (MW) | -590 | 6
2 Diversification | 2021 | 60 | Alberta Internal Load (MW) | -580 | 11
2 Diversification | 2021 | 60 | Alberta Internal Load (MW) | -570 | 12
2 Diversification | 2021 | 60 | Alberta Internal Load (MW) | -560 | 19
2 Diversification | 2021 | 60 | Alberta Internal Load (MW) | -550 | 13
2 Diversification | 2021 | 60 | Alberta Internal Load (MW) | -540 | 36
2 Diversification | 2021 | 60 | Alberta Internal Load (MW) | -530 | 44
2 Diversification | 2021 | 60 | Alberta Internal Load (MW) | -520 | 41
2 Diversification | 2021 | 60 | Alberta Internal Load (MW) | -510 | 51
2 Diversification | 2021 | 60 | Alberta Internal Load (MW) | -500 | 82
2 Diversification | 2021 | 60 | Alberta Internal Load (MW) | -490 | 83
2 Diversification | 2021 | 60 | Alberta Internal Load (MW) | -480 | 79
2 Diversification | 2021 | 60 | Alberta Internal Load (MW) | -470 | 73
2 Diversification | 2021 | 60 | Alberta Internal Load (MW) | -460 | 80
2 Diversification | 2021 | 60 | Alberta Internal Load (MW) | -450 | 84
2 Diversification | 2021 | 60 | Alberta Internal Load (MW) | -440 | 101
2 Diversification | 2021 | 60 | Alberta Internal Load (MW) | -430 | 101
2 Diversification | 2021 | 60 | Alberta Internal Load (MW) | -420 | 105
2 Diversification | 2021 | 60 | Alberta Internal Load (MW) | -410 | 103
2 Diversification | 2021 | 60 | Alberta Internal Load (MW) | -400 | 104
2 Diversification | 2021 | 60 | Alberta Internal Load (MW) | -390 | 127
2 Diversification | 2021 | 60 | Alberta Internal Load (MW) | -380 | 114
2 Diversification | 2021 | 60 | Alberta Internal Load (MW) | -370 | 139
2 Diversification | 2021 | 60 | Alberta Internal Load (MW) | -360 | 163
2 Diversification | 2021 | 60 | Alberta Internal Load (MW) | -350 | 192
2 Diversification | 2021 | 60 | Alberta Internal Load (MW) | -340 | 212
2 Diversification | 2021 | 60 | Alberta Internal Load (MW) | -330 | 240
2 Diversification | 2021 | 60 | Alberta Internal Load (MW) | -320 | 266
2 Diversification | 2021 | 60 | Alberta Internal Load (MW) | -310 | 263
2 Diversification | 2021 | 60 | Alberta Internal Load (MW) | -300 | 318
2 Diversification | 2021 | 60 | Alberta Internal Load (MW) | -290 | 305
2 Diversification | 2021 | 60 | Alberta Internal Load (MW) | -280 | 314
2 Diversification | 2021 | 60 | Alberta Internal Load (MW) | -270 | 328
2 Diversification | 2021 | 60 | Alberta Internal Load (MW) | -260 | 356
2 Diversification | 2021 | 60 | Alberta Internal Load (MW) | -250 | 400
2 Diversification | 2021 | 60 | Alberta Internal Load (MW) | -240 | 389
2 Diversification | 2021 | 60 | Alberta Internal Load (MW) | -230 | 419
2 Diversification | 2021 | 60 | Alberta Internal Load (MW) | -220 | 446
2 Diversification | 2021 | 60 | Alberta Internal Load (MW) | -210 | 498
2 Diversification | 2021 | 60 | Alberta Internal Load (MW) | -200 | 523
2 Diversification | 2021 | 60 | Alberta Internal Load (MW) | -190 | 569
2 Diversification | 2021 | 60 | Alberta Internal Load (MW) | -180 | 586
2 Diversification | 2021 | 60 | Alberta Internal Load (MW) | -170 | 567
2 Diversification | 2021 | 60 | Alberta Internal Load (MW) | -160 | 685
2 Diversification | 2021 | 60 | Alberta Internal Load (MW) | -150 | 668
2 Diversification | 2021 | 60 | Alberta Internal Load (MW) | -140 | 774
2 Diversification | 2021 | 60 | Alberta Internal Load (MW) | -130 | 781
2 Diversification | 2021 | 60 | Alberta Internal Load (MW) | -120 | 783
2 Diversification | 2021 | 60 | Alberta Internal Load (MW) | -110 | 873
2 Diversification | 2021 | 60 | Alberta Internal Load (MW) | -100 | 985
2 Diversification | 2021 | 60 | Alberta Internal Load (MW) | -90 | 1022
2 Diversification | 2021 | 60 | Alberta Internal Load (MW) | -80 | 1113
2 Diversification | 2021 | 60 | Alberta Internal Load (MW) | -70 | 1265
2 Diversification | 2021 | 60 | Alberta Internal Load (MW) | -60 | 1320
2 Diversification | 2021 | 60 | Alberta Internal Load (MW) | -50 | 1446
2 Diversification | 2021 | 60 | Alberta Internal Load (MW) | -40 | 1551
2 Diversification | 2021 | 60 | Alberta Internal Load (MW) | -30 | 1535
2 Diversification | 2021 | 60 | Alberta Internal Load (MW) | -20 | 1655
2 Diversification | 2021 | 60 | Alberta Internal Load (MW) | -10 | 1678
2 Diversification | 2021 | 60 | Alberta Internal Load (MW) | 0 | 1572
2 Diversification | 2021 | 60 | Alberta Internal Load (MW) | 10 | 1598
2 Diversification | 2021 | 60 | Alberta Internal Load (MW) | 20 | 1515
2 Diversification | 2021 | 60 | Alberta Internal Load (MW) | 30 | 1403
2 Diversification | 2021 | 60 | Alberta Internal Load (MW) | 40 | 1347
2 Diversification | 2021 | 60 | Alberta Internal Load (MW) | 50 | 1251
2 Diversification | 2021 | 60 | Alberta Internal Load (MW) | 60 | 1080
2 Diversification | 2021 | 60 | Alberta Internal Load (MW) | 70 | 1016
2 Diversification | 2021 | 60 | Alberta Internal Load (MW) | 80 | 888
2 Diversification | 2021 | 60 | Alberta Internal Load (MW) | 90 | 817
2 Diversification | 2021 | 60 | Alberta Internal Load (MW) | 100 | 782
2 Diversification | 2021 | 60 | Alberta Internal Load (MW) | 110 | 716
2 Diversification | 2021 | 60 | Alberta Internal Load (MW) | 120 | 677
2 Diversification | 2021 | 60 | Alberta Internal Load (MW) | 130 | 611
2 Diversification | 2021 | 60 | Alberta Internal Load (MW) | 140 | 582
2 Diversification | 2021 | 60 | Alberta Internal Load (MW) | 150 | 516
2 Diversification | 2021 | 60 | Alberta Internal Load (MW) | 160 | 493
2 Diversification | 2021 | 60 | Alberta Internal Load (MW) | 170 | 487
2 Diversification | 2021 | 60 | Alberta Internal Load (MW) | 180 | 443
2 Diversification | 2021 | 60 | Alberta Internal Load (MW) | 190 | 462
2 Diversification | 2021 | 60 | Alberta Internal Load (MW) | 200 | 417
2 Diversification | 2021 | 60 | Alberta Internal Load (MW) | 210 | 392
2 Diversification | 2021 | 60 | Alberta Internal Load (MW) | 220 | 366
2 Diversification | 2021 | 60 | Alberta Internal Load (MW) | 230 | 324
2 Diversification | 2021 | 60 | Alberta Internal Load (MW) | 240 | 334
2 Diversification | 2021 | 60 | Alberta Internal Load (MW) | 250 | 299
2 Diversification | 2021 | 60 | Alberta Internal Load (MW) | 260 | 303
2 Diversification | 2021 | 60 | Alberta Internal Load (MW) | 270 | 294
2 Diversification | 2021 | 60 | Alberta Internal Load (MW) | 280 | 260
2 Diversification | 2021 | 60 | Alberta Internal Load (MW) | 290 | 235
2 Diversification | 2021 | 60 | Alberta Internal Load (MW) | 300 | 251
2 Diversification | 2021 | 60 | Alberta Internal Load (MW) | 310 | 209
2 Diversification | 2021 | 60 | Alberta Internal Load (MW) | 320 | 218
2 Diversification | 2021 | 60 | Alberta Internal Load (MW) | 330 | 191
2 Diversification | 2021 | 60 | Alberta Internal Load (MW) | 340 | 182
2 Diversification | 2021 | 60 | Alberta Internal Load (MW) | 350 | 172
2 Diversification | 2021 | 60 | Alberta Internal Load (MW) | 360 | 162
2 Diversification | 2021 | 60 | Alberta Internal Load (MW) | 370 | 174
2 Diversification | 2021 | 60 | Alberta Internal Load (MW) | 380 | 162
2 Diversification | 2021 | 60 | Alberta Internal Load (MW) | 390 | 162
2 Diversification | 2021 | 60 | Alberta Internal Load (MW) | 400 | 135
2 Diversification | 2021 | 60 | Alberta Internal Load (MW) | 410 | 113
2 Diversification | 2021 | 60 | Alberta Internal Load (MW) | 420 | 106
2 Diversification | 2021 | 60 | Alberta Internal Load (MW) | 430 | 115
2 Diversification | 2021 | 60 | Alberta Internal Load (MW) | 440 | 104
2 Diversification | 2021 | 60 | Alberta Internal Load (MW) | 450 | 111
2 Diversification | 2021 | 60 | Alberta Internal Load (MW) | 460 | 71
2 Diversification | 2021 | 60 | Alberta Internal Load (MW) | 470 | 65
2 Diversification | 2021 | 60 | Alberta Internal Load (MW) | 480 | 80
2 Diversification | 2021 | 60 | Alberta Internal Load (MW) | 490 | 63
2 Diversification | 2021 | 60 | Alberta Internal Load (MW) | 500 | 69
2 Diversification | 2021 | 60 | Alberta Internal Load (MW) | 510 | 63
2 Diversification | 2021 | 60 | Alberta Internal Load (MW) | 520 | 44
2 Diversification | 2021 | 60 | Alberta Internal Load (MW) | 530 | 54
2 Diversification | 2021 | 60 | Alberta Internal Load (MW) | 540 | 50
2 Diversification | 2021 | 60 | Alberta Internal Load (MW) | 550 | 50
2 Diversification | 2021 | 60 | Alberta Internal Load (MW) | 560 | 44
2 Diversification | 2021 | 60 | Alberta Internal Load (MW) | 570 | 54
2 Diversification | 2021 | 60 | Alberta Internal Load (MW) | 580 | 38
2 Diversification | 2021 | 60 | Alberta Internal Load (MW) | 590 | 37
2 Diversification | 2021 | 60 | Alberta Internal Load (MW) | 600 | 39
2 Diversification | 2021 | 60 | Alberta Internal Load (MW) | 610 | 46
2 Diversification | 2021 | 60 | Alberta Internal Load (MW) | 620 | 53
2 Diversification | 2021 | 60 | Alberta Internal Load (MW) | 630 | 47
2 Diversification | 2021 | 60 | Alberta Internal Load (MW) | 640 | 51
2 Diversification | 2021 | 60 | Alberta Internal Load (MW) | 650 | 38
2 Diversification | 2021 | 60 | Alberta Internal Load (MW) | 660 | 34
2 Diversification | 2021 | 60 | Alberta Internal Load (MW) | 670 | 33
2 Diversification | 2021 | 60 | Alberta Internal Load (MW) | 680 | 45
2 Diversification | 2021 | 60 | Alberta Internal Load (MW) | 690 | 32
2 Diversification | 2021 | 60 | Alberta Internal Load (MW) | 700 | 36
2 Diversification | 2021 | 60 | Alberta Internal Load (MW) | 710 | 35
2 Diversification | 2021 | 60 | Alberta Internal Load (MW) | 720 | 21
2 Diversification | 2021 | 60 | Alberta Internal Load (MW) | 730 | 23
2 Diversification | 2021 | 60 | Alberta Internal Load (MW) | 740 | 21
2 Diversification | 2021 | 60 | Alberta Internal Load (MW) | 750 | 15
2 Diversification | 2021 | 60 | Alberta Internal Load (MW) | 760 | 13
2 Diversification | 2021 | 60 | Alberta Internal Load (MW) | 770 | 9
2 Diversification | 2021 | 60 | Alberta Internal Load (MW) | 780 | 10
2 Diversification | 2021 | 60 | Alberta Internal Load (MW) | 790 | 6
2 Diversification | 2021 | 60 | Alberta Internal Load (MW) | 800 | 4
2 Diversification | 2021 | 60 | Alberta Internal Load (MW) | 810 | 1
2 Diversification | 2021 | 60 | Alberta Internal Load (MW) | 820 | 2
2 Diversification | 2021 | 10 | Variable Generation (MW) | -270 | 1
2 Diversification | 2021 | 10 | Variable Generation (MW) | -260 | 0
2 Diversification | 2021 | 10 | Variable Generation (MW) | -250 | 0
2 Diversification | 2021 | 10 | Variable Generation (MW) | -240 | 1
2 Diversification | 2021 | 10 | Variable Generation (MW) | -230 | 2
2 Diversification | 2021 | 10 | Variable Generation (MW) | -220 | 1
2 Diversification | 2021 | 10 | Variable Generation (MW) | -210 | 1
2 Diversification | 2021 | 10 | Variable Generation (MW) | -200 | 2
2 Diversification | 2021 | 10 | Variable Generation (MW) | -190 | 4
2 Diversification | 2021 | 10 | Variable Generation (MW) | -180 | 6
2 Diversification | 2021 | 10 | Variable Generation (MW) | -170 | 5
2 Diversification | 2021 | 10 | Variable Generation (MW) | -160 | 4
2 Diversification | 2021 | 10 | Variable Generation (MW) | -150 | 11
2 Diversification | 2021 | 10 | Variable Generation (MW) | -140 | 31
2 Diversification | 2021 | 10 | Variable Generation (MW) | -130 | 39
2 Diversification | 2021 | 10 | Variable Generation (MW) | -120 | 40
2 Diversification | 2021 | 10 | Variable Generation (MW) | -110 | 75
2 Diversification | 2021 | 10 | Variable Generation (MW) | -100 | 127
2 Diversification | 2021 | 10 | Variable Generation (MW) | -90 | 189
2 Diversification | 2021 | 10 | Variable Generation (MW) | -80 | 326
2 Diversification | 2021 | 10 | Variable Generation (MW) | -70 | 489
2 Diversification | 2021 | 10 | Variable Generation (MW) | -60 | 761
2 Diversification | 2021 | 10 | Variable Generation (MW) | -50 | 1167
2 Diversification | 2021 | 10 | Variable Generation (MW) | -40 | 1945
2 Diversification | 2021 | 10 | Variable Generation (MW) | -30 | 3283
2 Diversification | 2021 | 10 | Variable Generation (MW) | -20 | 5228
2 Diversification | 2021 | 10 | Variable Generation (MW) | -10 | 7868
2 Diversification | 2021 | 10 | Variable Generation (MW) | 0 | 9746
2 Diversification | 2021 | 10 | Variable Generation (MW) | 10 | 7682
2 Diversification | 2021 | 10 | Variable Generation (MW) | 20 | 5148
2 Diversification | 2021 | 10 | Variable Generation (MW) | 30 | 3116
2 Diversification | 2021 | 10 | Variable Generation (MW) | 40 | 1812
2 Diversification | 2021 | 10 | Variable Generation (MW) | 50 | 1252
2 Diversification | 2021 | 10 | Variable Generation (MW) | 60 | 782
2 Diversification | 2021 | 10 | Variable Generation (MW) | 70 | 498
2 Diversification | 2021 | 10 | Variable Generation (MW) | 80 | 315
2 Diversification | 2021 | 10 | Variable Generation (MW) | 90 | 180
2 Diversification | 2021 | 10 | Variable Generation (MW) | 100 | 141
2 Diversification | 2021 | 10 | Variable Generation (MW) | 110 | 91
2 Diversification | 2021 | 10 | Variable Generation (MW) | 120 | 45
2 Diversification | 2021 | 10 | Variable Generation (MW) | 130 | 51
2 Diversification | 2021 | 10 | Variable Generation (MW) | 140 | 25
2 Diversification | 2021 | 10 | Variable Generation (MW) | 150 | 20
2 Diversification | 2021 | 10 | Variable Generation (MW) | 160 | 9
2 Diversification | 2021 | 10 | Variable Generation (MW) | 170 | 13
2 Diversification | 2021 | 10 | Variable Generation (MW) | 180 | 7
2 Diversification | 2021 | 10 | Variable Generation (MW) | 190 | 5
2 Diversification | 2021 | 10 | Variable Generation (MW) | 200 | 4
2 Diversification | 2021 | 10 | Variable Generation (MW) | 210 | 2
2 Diversification | 2021 | 10 | Variable Generation (MW) | 220 | 1
2 Diversification | 2021 | 10 | Variable Generation (MW) | 230 | 4
2 Diversification | 2021 | 10 | Variable Generation (MW) | 240 | 0
2 Diversification | 2021 | 10 | Variable Generation (MW) | 250 | 1
2 Diversification | 2021 | 10 | Variable Generation (MW) | 260 | 1
2 Diversification | 2021 | 10 | Variable Generation (MW) | 270 | 0
2 Diversification | 2021 | 10 | Variable Generation (MW) | 280 | 0
2 Diversification | 2021 | 10 | Variable Generation (MW) | 290 | 0
2 Diversification | 2021 | 10 | Variable Generation (MW) | 300 | 1
2 Diversification | 2021 | 10 | Variable Generation (MW) | 310 | 0
2 Diversification | 2021 | 10 | Variable Generation (MW) | 320 | 0
2 Diversification | 2021 | 10 | Variable Generation (MW) | 330 | 1
2 Diversification | 2021 | 60 | Variable Generation (MW) | -1020 | 1
2 Diversification | 2021 | 60 | Variable Generation (MW) | -1010 | 1
2 Diversification | 2021 | 60 | Variable Generation (MW) | -1000 | 0
2 Diversification | 2021 | 60 | Variable Generation (MW) | -990 | 0
2 Diversification | 2021 | 60 | Variable Generation (MW) | -980 | 0
2 Diversification | 2021 | 60 | Variable Generation (MW) | -970 | 1
2 Diversification | 2021 | 60 | Variable Generation (MW) | -960 | 1
2 Diversification | 2021 | 60 | Variable Generation (MW) | -950 | 1
2 Diversification | 2021 | 60 | Variable Generation (MW) | -940 | 0
2 Diversification | 2021 | 60 | Variable Generation (MW) | -930 | 1
2 Diversification | 2021 | 60 | Variable Generation (MW) | -920 | 0
2 Diversification | 2021 | 60 | Variable Generation (MW) | -910 | 0
2 Diversification | 2021 | 60 | Variable Generation (MW) | -900 | 0
2 Diversification | 2021 | 60 | Variable Generation (MW) | -890 | 0
2 Diversification | 2021 | 60 | Variable Generation (MW) | -880 | 0
2 Diversification | 2021 | 60 | Variable Generation (MW) | -870 | 0
2 Diversification | 2021 | 60 | Variable Generation (MW) | -860 | 0
2 Diversification | 2021 | 60 | Variable Generation (MW) | -850 | 1
2 Diversification | 2021 | 60 | Variable Generation (MW) | -840 | 1
2 Diversification | 2021 | 60 | Variable Generation (MW) | -830 | 2
2 Diversification | 2021 | 60 | Variable Generation (MW) | -820 | 0
2 Diversification | 2021 | 60 | Variable Generation (MW) | -810 | 0
2 Diversification | 2021 | 60 | Variable Generation (MW) | -800 | 2
2 Diversification | 2021 | 60 | Variable Generation (MW) | -790 | 0
2 Diversification | 2021 | 60 | Variable Generation (MW) | -780 | 0
2 Diversification | 2021 | 60 | Variable Generation (MW) | -770 | 0
2 Diversification | 2021 | 60 | Variable Generation (MW) | -760 | 0
2 Diversification | 2021 | 60 | Variable Generation (MW) | -750 | 1
2 Diversification | 2021 | 60 | Variable Generation (MW) | -740 | 1
2 Diversification | 2021 | 60 | Variable Generation (MW) | -730 | 1
2 Diversification | 2021 | 60 | Variable Generation (MW) | -720 | 0
2 Diversification | 2021 | 60 | Variable Generation (MW) | -710 | 3
2 Diversification | 2021 | 60 | Variable Generation (MW) | -700 | 3
2 Diversification | 2021 | 60 | Variable Generation (MW) | -690 | 4
2 Diversification | 2021 | 60 | Variable Generation (MW) | -680 | 3
2 Diversification | 2021 | 60 | Variable Generation (MW) | -670 | 2
2 Diversification | 2021 | 60 | Variable Generation (MW) | -660 | 9
2 Diversification | 2021 | 60 | Variable Generation (MW) | -650 | 7
2 Diversification | 2021 | 60 | Variable Generation (MW) | -640 | 3
2 Diversification | 2021 | 60 | Variable Generation (MW) | -630 | 4
2 Diversification | 2021 | 60 | Variable Generation (MW) | -620 | 4
2 Diversification | 2021 | 60 | Variable Generation (MW) | -610 | 5
2 Diversification | 2021 | 60 | Variable Generation (MW) | -600 | 9
2 Diversification | 2021 | 60 | Variable Generation (MW) | -590 | 6
2 Diversification | 2021 | 60 | Variable Generation (MW) | -580 | 4
2 Diversification | 2021 | 60 | Variable Generation (MW) | -570 | 6
2 Diversification | 2021 | 60 | Variable Generation (MW) | -560 | 5
2 Diversification | 2021 | 60 | Variable Generation (MW) | -550 | 8
2 Diversification | 2021 | 60 | Variable Generation (MW) | -540 | 17
2 Diversification | 2021 | 60 | Variable Generation (MW) | -530 | 15
2 Diversification | 2021 | 60 | Variable Generation (MW) | -520 | 15
2 Diversification | 2021 | 60 | Variable Generation (MW) | -510 | 21
2 Diversification | 2021 | 60 | Variable Generation (MW) | -500 | 14
2 Diversification | 2021 | 60 | Variable Generation (MW) | -490 | 20
2 Diversification | 2021 | 60 | Variable Generation (MW) | -480 | 25
2 Diversification | 2021 | 60 | Variable Generation (MW) | -470 | 31
2 Diversification | 2021 | 60 | Variable Generation (MW) | -460 | 30
2 Diversification | 2021 | 60 | Variable Generation (MW) | -450 | 32
2 Diversification | 2021 | 60 | Variable Generation (MW) | -440 | 47
2 Diversification | 2021 | 60 | Variable Generation (MW) | -430 | 46
2 Diversification | 2021 | 60 | Variable Generation (MW) | -420 | 50
2 Diversification | 2021 | 60 | Variable Generation (MW) | -410 | 60
2 Diversification | 2021 | 60 | Variable Generation (MW) | -400 | 56
2 Diversification | 2021 | 60 | Variable Generation (MW) | -390 | 55
2 Diversification | 2021 | 60 | Variable Generation (MW) | -380 | 67
2 Diversification | 2021 | 60 | Variable Generation (MW) | -370 | 98
2 Diversification | 2021 | 60 | Variable Generation (MW) | -360 | 73
2 Diversification | 2021 | 60 | Variable Generation (MW) | -350 | 91
2 Diversification | 2021 | 60 | Variable Generation (MW) | -340 | 111
2 Diversification | 2021 | 60 | Variable Generation (MW) | -330 | 108
2 Diversification | 2021 | 60 | Variable Generation (MW) | -320 | 120
2 Diversification | 2021 | 60 | Variable Generation (MW) | -310 | 142
2 Diversification | 2021 | 60 | Variable Generation (MW) | -300 | 143
2 Diversification | 2021 | 60 | Variable Generation (MW) | -290 | 140
2 Diversification | 2021 | 60 | Variable Generation (MW) | -280 | 187
2 Diversification | 2021 | 60 | Variable Generation (MW) | -270 | 196
2 Diversification | 2021 | 60 | Variable Generation (MW) | -260 | 227
2 Diversification | 2021 | 60 | Variable Generation (MW) | -250 | 218
2 Diversification | 2021 | 60 | Variable Generation (MW) | -240 | 277
2 Diversification | 2021 | 60 | Variable Generation (MW) | -230 | 281
2 Diversification | 2021 | 60 | Variable Generation (MW) | -220 | 291
2 Diversification | 2021 | 60 | Variable Generation (MW) | -210 | 385
2 Diversification | 2021 | 60 | Variable Generation (MW) | -200 | 353
2 Diversification | 2021 | 60 | Variable Generation (MW) | -190 | 424
2 Diversification | 2021 | 60 | Variable Generation (MW) | -180 | 486
2 Diversification | 2021 | 60 | Variable Generation (MW) | -170 | 544
2 Diversification | 2021 | 60 | Variable Generation (MW) | -160 | 602
2 Diversification | 2021 | 60 | Variable Generation (MW) | -150 | 587
2 Diversification | 2021 | 60 | Variable Generation (MW) | -140 | 681
2 Diversification | 2021 | 60 | Variable Generation (MW) | -130 | 733
2 Diversification | 2021 | 60 | Variable Generation (MW) | -120 | 850
2 Diversification | 2021 | 60 | Variable Generation (MW) | -110 | 1023
2 Diversification | 2021 | 60 | Variable Generation (MW) | -100 | 1092
2 Diversification | 2021 | 60 | Variable Generation (MW) | -90 | 1235
2 Diversification | 2021 | 60 | Variable Generation (MW) | -80 | 1281
2 Diversification | 2021 | 60 | Variable Generation (MW) | -70 | 1345
2 Diversification | 2021 | 60 | Variable Generation (MW) | -60 | 1549
2 Diversification | 2021 | 60 | Variable Generation (MW) | -50 | 1628
2 Diversification | 2021 | 60 | Variable Generation (MW) | -40 | 1640
2 Diversification | 2021 | 60 | Variable Generation (MW) | -30 | 1787
2 Diversification | 2021 | 60 | Variable Generation (MW) | -20 | 1800
2 Diversification | 2021 | 60 | Variable Generation (MW) | -10 | 1998
2 Diversification | 2021 | 60 | Variable Generation (MW) | 0 | 2085
2 Diversification | 2021 | 60 | Variable Generation (MW) | 10 | 2005
2 Diversification | 2021 | 60 | Variable Generation (MW) | 20 | 1930
2 Diversification | 2021 | 60 | Variable Generation (MW) | 30 | 1752
2 Diversification | 2021 | 60 | Variable Generation (MW) | 40 | 1586
2 Diversification | 2021 | 60 | Variable Generation (MW) | 50 | 1509
2 Diversification | 2021 | 60 | Variable Generation (MW) | 60 | 1437
2 Diversification | 2021 | 60 | Variable Generation (MW) | 70 | 1315
2 Diversification | 2021 | 60 | Variable Generation (MW) | 80 | 1242
2 Diversification | 2021 | 60 | Variable Generation (MW) | 90 | 1098
2 Diversification | 2021 | 60 | Variable Generation (MW) | 100 | 1011
2 Diversification | 2021 | 60 | Variable Generation (MW) | 110 | 1015
2 Diversification | 2021 | 60 | Variable Generation (MW) | 120 | 875
2 Diversification | 2021 | 60 | Variable Generation (MW) | 130 | 782
2 Diversification | 2021 | 60 | Variable Generation (MW) | 140 | 668
2 Diversification | 2021 | 60 | Variable Generation (MW) | 150 | 633
2 Diversification | 2021 | 60 | Variable Generation (MW) | 160 | 614
2 Diversification | 2021 | 60 | Variable Generation (MW) | 170 | 540
2 Diversification | 2021 | 60 | Variable Generation (MW) | 180 | 467
2 Diversification | 2021 | 60 | Variable Generation (MW) | 190 | 412
2 Diversification | 2021 | 60 | Variable Generation (MW) | 200 | 392
2 Diversification | 2021 | 60 | Variable Generation (MW) | 210 | 328
2 Diversification | 2021 | 60 | Variable Generation (MW) | 220 | 314
2 Diversification | 2021 | 60 | Variable Generation (MW) | 230 | 278
2 Diversification | 2021 | 60 | Variable Generation (MW) | 240 | 256
2 Diversification | 2021 | 60 | Variable Generation (MW) | 250 | 226
2 Diversification | 2021 | 60 | Variable Generation (MW) | 260 | 212
2 Diversification | 2021 | 60 | Variable Generation (MW) | 270 | 216
2 Diversification | 2021 | 60 | Variable Generation (MW) | 280 | 169
2 Diversification | 2021 | 60 | Variable Generation (MW) | 290 | 139
2 Diversification | 2021 | 60 | Variable Generation (MW) | 300 | 146
2 Diversification | 2021 | 60 | Variable Generation (MW) | 310 | 131
2 Diversification | 2021 | 60 | Variable Generation (MW) | 320 | 141
2 Diversification | 2021 | 60 | Variable Generation (MW) | 330 | 123
2 Diversification | 2021 | 60 | Variable Generation (MW) | 340 | 82
2 Diversification | 2021 | 60 | Variable Generation (MW) | 350 | 77
2 Diversification | 2021 | 60 | Variable Generation (MW) | 360 | 80
2 Diversification | 2021 | 60 | Variable Generation (MW) | 370 | 61
2 Diversification | 2021 | 60 | Variable Generation (MW) | 380 | 64
2 Diversification | 2021 | 60 | Variable Generation (MW) | 390 | 57
2 Diversification | 2021 | 60 | Variable Generation (MW) | 400 | 57
2 Diversification | 2021 | 60 | Variable Generation (MW) | 410 | 38
2 Diversification | 2021 | 60 | Variable Generation (MW) | 420 | 40
2 Diversification | 2021 | 60 | Variable Generation (MW) | 430 | 39
2 Diversification | 2021 | 60 | Variable Generation (MW) | 440 | 34
2 Diversification | 2021 | 60 | Variable Generation (MW) | 450 | 43
2 Diversification | 2021 | 60 | Variable Generation (MW) | 460 | 38
2 Diversification | 2021 | 60 | Variable Generation (MW) | 470 | 24
2 Diversification | 2021 | 60 | Variable Generation (MW) | 480 | 39
2 Diversification | 2021 | 60 | Variable Generation (MW) | 490 | 29
2 Diversification | 2021 | 60 | Variable Generation (MW) | 500 | 23
2 Diversification | 2021 | 60 | Variable Generation (MW) | 510 | 29
2 Diversification | 2021 | 60 | Variable Generation (MW) | 520 | 15
2 Diversification | 2021 | 60 | Variable Generation (MW) | 530 | 22
2 Diversification | 2021 | 60 | Variable Generation (MW) | 540 | 17
2 Diversification | 2021 | 60 | Variable Generation (MW) | 550 | 19
2 Diversification | 2021 | 60 | Variable Generation (MW) | 560 | 12
2 Diversification | 2021 | 60 | Variable Generation (MW) | 570 | 12
2 Diversification | 2021 | 60 | Variable Generation (MW) | 580 | 6
2 Diversification | 2021 | 60 | Variable Generation (MW) | 590 | 10
2 Diversification | 2021 | 60 | Variable Generation (MW) | 600 | 8
2 Diversification | 2021 | 60 | Variable Generation (MW) | 610 | 13
2 Diversification | 2021 | 60 | Variable Generation (MW) | 620 | 7
2 Diversification | 2021 | 60 | Variable Generation (MW) | 630 | 11
2 Diversification | 2021 | 60 | Variable Generation (MW) | 640 | 6
2 Diversification | 2021 | 60 | Variable Generation (MW) | 650 | 5
2 Diversification | 2021 | 60 | Variable Generation (MW) | 660 | 7
2 Diversification | 2021 | 60 | Variable Generation (MW) | 670 | 7
2 Diversification | 2021 | 60 | Variable Generation (MW) | 680 | 1
2 Diversification | 2021 | 60 | Variable Generation (MW) | 690 | 2
2 Diversification | 2021 | 60 | Variable Generation (MW) | 700 | 6
2 Diversification | 2021 | 60 | Variable Generation (MW) | 710 | 0
2 Diversification | 2021 | 60 | Variable Generation (MW) | 720 | 3
2 Diversification | 2021 | 60 | Variable Generation (MW) | 730 | 4
2 Diversification | 2021 | 60 | Variable Generation (MW) | 740 | 0
2 Diversification | 2021 | 60 | Variable Generation (MW) | 750 | 0
2 Diversification | 2021 | 60 | Variable Generation (MW) | 760 | 4
2 Diversification | 2021 | 60 | Variable Generation (MW) | 770 | 1
2 Diversification | 2021 | 60 | Variable Generation (MW) | 780 | 2
2 Diversification | 2021 | 60 | Variable Generation (MW) | 790 | 1
2 Diversification | 2021 | 60 | Variable Generation (MW) | 800 | 2
2 Diversification | 2021 | 60 | Variable Generation (MW) | 810 | 1
2 Diversification | 2021 | 60 | Variable Generation (MW) | 820 | 1
2 Diversification | 2021 | 60 | Variable Generation (MW) | 830 | 1
2 Diversification | 2021 | 60 | Variable Generation (MW) | 840 | 2
2 Diversification | 2021 | 60 | Variable Generation (MW) | 850 | 3
2 Diversification | 2021 | 60 | Variable Generation (MW) | 860 | 0
2 Diversification | 2021 | 60 | Variable Generation (MW) | 870 | 2
2 Diversification | 2021 | 60 | Variable Generation (MW) | 880 | 1
2 Diversification | 2021 | 60 | Variable Generation (MW) | 890 | 1
2 Diversification | 2021 | 60 | Variable Generation (MW) | 900 | 1
2 Diversification | 2021 | 60 | Variable Generation (MW) | 910 | 1
2 Diversification | 2021 | 60 | Variable Generation (MW) | 920 | 1
2 Diversification | 2021 | 60 | Variable Generation (MW) | 930 | 1
2 Diversification | 2021 | 60 | Variable Generation (MW) | 940 | 0
2 Diversification | 2021 | 60 | Variable Generation (MW) | 950 | 1
2 Diversification | 2021 | 60 | Variable Generation (MW) | 960 | 0
2 Diversification | 2021 | 60 | Variable Generation (MW) | 970 | 1
2 Diversification | 2021 | 60 | Variable Generation (MW) | 980 | 2
2 Diversification | 2021 | 60 | Variable Generation (MW) | 990 | 0
2 Diversification | 2021 | 60 | Variable Generation (MW) | 1000 | 1
2 Diversification | 2021 | 60 | Variable Generation (MW) | 1010 | 0
2 Diversification | 2021 | 60 | Variable Generation (MW) | 1020 | 2
2 Diversification | 2021 | 10 | Net Demand (MW) | -440 | 1
2 Diversification | 2021 | 10 | Net Demand (MW) | -430 | 0
2 Diversification | 2021 | 10 | Net Demand (MW) | -420 | 0
2 Diversification | 2021 | 10 | Net Demand (MW) | -410 | 0
2 Diversification | 2021 | 10 | Net Demand (MW) | -400 | 0
2 Diversification | 2021 | 10 | Net Demand (MW) | -390 | 0
2 Diversification | 2021 | 10 | Net Demand (MW) | -380 | 0
2 Diversification | 2021 | 10 | Net Demand (MW) | -370 | 0
2 Diversification | 2021 | 10 | Net Demand (MW) | -360 | 0
2 Diversification | 2021 | 10 | Net Demand (MW) | -350 | 0
2 Diversification | 2021 | 10 | Net Demand (MW) | -340 | 1
2 Diversification | 2021 | 10 | Net Demand (MW) | -330 | 0
2 Diversification | 2021 | 10 | Net Demand (MW) | -320 | 0
2 Diversification | 2021 | 10 | Net Demand (MW) | -310 | 1
2 Diversification | 2021 | 10 | Net Demand (MW) | -300 | 0
2 Diversification | 2021 | 10 | Net Demand (MW) | -290 | 1
2 Diversification | 2021 | 10 | Net Demand (MW) | -280 | 1
2 Diversification | 2021 | 10 | Net Demand (MW) | -270 | 3
2 Diversification | 2021 | 10 | Net Demand (MW) | -260 | 1
2 Diversification | 2021 | 10 | Net Demand (MW) | -250 | 3
2 Diversification | 2021 | 10 | Net Demand (MW) | -240 | 4
2 Diversification | 2021 | 10 | Net Demand (MW) | -230 | 5
2 Diversification | 2021 | 10 | Net Demand (MW) | -220 | 7
2 Diversification | 2021 | 10 | Net Demand (MW) | -210 | 7
2 Diversification | 2021 | 10 | Net Demand (MW) | -200 | 10
2 Diversification | 2021 | 10 | Net Demand (MW) | -190 | 13
2 Diversification | 2021 | 10 | Net Demand (MW) | -180 | 14
2 Diversification | 2021 | 10 | Net Demand (MW) | -170 | 36
2 Diversification | 2021 | 10 | Net Demand (MW) | -160 | 34
2 Diversification | 2021 | 10 | Net Demand (MW) | -150 | 60
2 Diversification | 2021 | 10 | Net Demand (MW) | -140 | 108
2 Diversification | 2021 | 10 | Net Demand (MW) | -130 | 146
2 Diversification | 2021 | 10 | Net Demand (MW) | -120 | 235
2 Diversification | 2021 | 10 | Net Demand (MW) | -110 | 340
2 Diversification | 2021 | 10 | Net Demand (MW) | -100 | 481
2 Diversification | 2021 | 10 | Net Demand (MW) | -90 | 684
2 Diversification | 2021 | 10 | Net Demand (MW) | -80 | 985
2 Diversification | 2021 | 10 | Net Demand (MW) | -70 | 1351
2 Diversification | 2021 | 10 | Net Demand (MW) | -60 | 1727
2 Diversification | 2021 | 10 | Net Demand (MW) | -50 | 2370
2 Diversification | 2021 | 10 | Net Demand (MW) | -40 | 2901
2 Diversification | 2021 | 10 | Net Demand (MW) | -30 | 3539
2 Diversification | 2021 | 10 | Net Demand (MW) | -20 | 4182
2 Diversification | 2021 | 10 | Net Demand (MW) | -10 | 4902
2 Diversification | 2021 | 10 | Net Demand (MW) | 0 | 5087
2 Diversification | 2021 | 10 | Net Demand (MW) | 10 | 4702
2 Diversification | 2021 | 10 | Net Demand (MW) | 20 | 4198
2 Diversification | 2021 | 10 | Net Demand (MW) | 30 | 3406
2 Diversification | 2021 | 10 | Net Demand (MW) | 40 | 2792
2 Diversification | 2021 | 10 | Net Demand (MW) | 50 | 1996
2 Diversification | 2021 | 10 | Net Demand (MW) | 60 | 1560
2 Diversification | 2021 | 10 | Net Demand (MW) | 70 | 1200
2 Diversification | 2021 | 10 | Net Demand (MW) | 80 | 849
2 Diversification | 2021 | 10 | Net Demand (MW) | 90 | 707
2 Diversification | 2021 | 10 | Net Demand (MW) | 100 | 459
2 Diversification | 2021 | 10 | Net Demand (MW) | 110 | 380
2 Diversification | 2021 | 10 | Net Demand (MW) | 120 | 309
2 Diversification | 2021 | 10 | Net Demand (MW) | 130 | 217
2 Diversification | 2021 | 10 | Net Demand (MW) | 140 | 172
2 Diversification | 2021 | 10 | Net Demand (MW) | 150 | 111
2 Diversification | 2021 | 10 | Net Demand (MW) | 160 | 89
2 Diversification | 2021 | 10 | Net Demand (MW) | 170 | 57
2 Diversification | 2021 | 10 | Net Demand (MW) | 180 | 40
2 Diversification | 2021 | 10 | Net Demand (MW) | 190 | 20
2 Diversification | 2021 | 10 | Net Demand (MW) | 200 | 12
2 Diversification | 2021 | 10 | Net Demand (MW) | 210 | 12
2 Diversification | 2021 | 10 | Net Demand (MW) | 220 | 12
2 Diversification | 2021 | 10 | Net Demand (MW) | 230 | 6
2 Diversification | 2021 | 10 | Net Demand (MW) | 240 | 4
2 Diversification | 2021 | 10 | Net Demand (MW) | 250 | 1
2 Diversification | 2021 | 10 | Net Demand (MW) | 260 | 2
2 Diversification | 2021 | 10 | Net Demand (MW) | 270 | 3
2 Diversification | 2021 | 10 | Net Demand (MW) | 280 | 1
2 Diversification | 2021 | 10 | Net Demand (MW) | 290 | 1
2 Diversification | 2021 | 10 | Net Demand (MW) | 300 | 1
2 Diversification | 2021 | 60 | Net Demand (MW) | -1270 | 1
2 Diversification | 2021 | 60 | Net Demand (MW) | -1260 | 0
2 Diversification | 2021 | 60 | Net Demand (MW) | -1250 | 1
2 Diversification | 2021 | 60 | Net Demand (MW) | -1240 | 0
2 Diversification | 2021 | 60 | Net Demand (MW) | -1230 | 0
2 Diversification | 2021 | 60 | Net Demand (MW) | -1220 | 0
2 Diversification | 2021 | 60 | Net Demand (MW) | -1210 | 0
2 Diversification | 2021 | 60 | Net Demand (MW) | -1200 | 0
2 Diversification | 2021 | 60 | Net Demand (MW) | -1190 | 0
2 Diversification | 2021 | 60 | Net Demand (MW) | -1180 | 0
2 Diversification | 2021 | 60 | Net Demand (MW) | -1170 | 0
2 Diversification | 2021 | 60 | Net Demand (MW) | -1160 | 0
2 Diversification | 2021 | 60 | Net Demand (MW) | -1150 | 1
2 Diversification | 2021 | 60 | Net Demand (MW) | -1140 | 0
2 Diversification | 2021 | 60 | Net Demand (MW) | -1130 | 0
2 Diversification | 2021 | 60 | Net Demand (MW) | -1120 | 1
2 Diversification | 2021 | 60 | Net Demand (MW) | -1110 | 2
2 Diversification | 2021 | 60 | Net Demand (MW) | -1100 | 1
2 Diversification | 2021 | 60 | Net Demand (MW) | -1090 | 2
2 Diversification | 2021 | 60 | Net Demand (MW) | -1080 | 1
2 Diversification | 2021 | 60 | Net Demand (MW) | -1070 | 0
2 Diversification | 2021 | 60 | Net Demand (MW) | -1060 | 1
2 Diversification | 2021 | 60 | Net Demand (MW) | -1050 | 1
2 Diversification | 2021 | 60 | Net Demand (MW) | -1040 | 0
2 Diversification | 2021 | 60 | Net Demand (MW) | -1030 | 0
2 Diversification | 2021 | 60 | Net Demand (MW) | -1020 | 1
2 Diversification | 2021 | 60 | Net Demand (MW) | -1010 | 0
2 Diversification | 2021 | 60 | Net Demand (MW) | -1000 | 1
2 Diversification | 2021 | 60 | Net Demand (MW) | -990 | 2
2 Diversification | 2021 | 60 | Net Demand (MW) | -980 | 1
2 Diversification | 2021 | 60 | Net Demand (MW) | -970 | 2
2 Diversification | 2021 | 60 | Net Demand (MW) | -960 | 0
2 Diversification | 2021 | 60 | Net Demand (MW) | -950 | 2
2 Diversification | 2021 | 60 | Net Demand (MW) | -940 | 2
2 Diversification | 2021 | 60 | Net Demand (MW) | -930 | 1
2 Diversification | 2021 | 60 | Net Demand (MW) | -920 | 0
2 Diversification | 2021 | 60 | Net Demand (MW) | -910 | 4
2 Diversification | 2021 | 60 | Net Demand (MW) | -900 | 2
2 Diversification | 2021 | 60 | Net Demand (MW) | -890 | 1
2 Diversification | 2021 | 60 | Net Demand (MW) | -880 | 0
2 Diversification | 2021 | 60 | Net Demand (MW) | -870 | 4
2 Diversification | 2021 | 60 | Net Demand (MW) | -860 | 1
2 Diversification | 2021 | 60 | Net Demand (MW) | -850 | 5
2 Diversification | 2021 | 60 | Net Demand (MW) | -840 | 4
2 Diversification | 2021 | 60 | Net Demand (MW) | -830 | 4
2 Diversification | 2021 | 60 | Net Demand (MW) | -820 | 1
2 Diversification | 2021 | 60 | Net Demand (MW) | -810 | 8
2 Diversification | 2021 | 60 | Net Demand (MW) | -800 | 7
2 Diversification | 2021 | 60 | Net Demand (MW) | -790 | 5
2 Diversification | 2021 | 60 | Net Demand (MW) | -780 | 13
2 Diversification | 2021 | 60 | Net Demand (MW) | -770 | 4
2 Diversification | 2021 | 60 | Net Demand (MW) | -760 | 13
2 Diversification | 2021 | 60 | Net Demand (MW) | -750 | 8
2 Diversification | 2021 | 60 | Net Demand (MW) | -740 | 9
2 Diversification | 2021 | 60 | Net Demand (MW) | -730 | 8
2 Diversification | 2021 | 60 | Net Demand (MW) | -720 | 13
2 Diversification | 2021 | 60 | Net Demand (MW) | -710 | 11
2 Diversification | 2021 | 60 | Net Demand (MW) | -700 | 19
2 Diversification | 2021 | 60 | Net Demand (MW) | -690 | 14
2 Diversification | 2021 | 60 | Net Demand (MW) | -680 | 18
2 Diversification | 2021 | 60 | Net Demand (MW) | -670 | 23
2 Diversification | 2021 | 60 | Net Demand (MW) | -660 | 21
2 Diversification | 2021 | 60 | Net Demand (MW) | -650 | 26
2 Diversification | 2021 | 60 | Net Demand (MW) | -640 | 29
2 Diversification | 2021 | 60 | Net Demand (MW) | -630 | 35
2 Diversification | 2021 | 60 | Net Demand (MW) | -620 | 37
2 Diversification | 2021 | 60 | Net Demand (MW) | -610 | 38
2 Diversification | 2021 | 60 | Net Demand (MW) | -600 | 59
2 Diversification | 2021 | 60 | Net Demand (MW) | -590 | 58
2 Diversification | 2021 | 60 | Net Demand (MW) | -580 | 44
2 Diversification | 2021 | 60 | Net Demand (MW) | -570 | 57
2 Diversification | 2021 | 60 | Net Demand (MW) | -560 | 53
2 Diversification | 2021 | 60 | Net Demand (MW) | -550 | 76
2 Diversification | 2021 | 60 | Net Demand (MW) | -540 | 75
2 Diversification | 2021 | 60 | Net Demand (MW) | -530 | 94
2 Diversification | 2021 | 60 | Net Demand (MW) | -520 | 81
2 Diversification | 2021 | 60 | Net Demand (MW) | -510 | 87
2 Diversification | 2021 | 60 | Net Demand (MW) | -500 | 106
2 Diversification | 2021 | 60 | Net Demand (MW) | -490 | 119
2 Diversification | 2021 | 60 | Net Demand (MW) | -480 | 88
2 Diversification | 2021 | 60 | Net Demand (MW) | -470 | 116
2 Diversification | 2021 | 60 | Net Demand (MW) | -460 | 145
2 Diversification | 2021 | 60 | Net Demand (MW) | -450 | 151
2 Diversification | 2021 | 60 | Net Demand (MW) | -440 | 159
2 Diversification | 2021 | 60 | Net Demand (MW) | -430 | 170
2 Diversification | 2021 | 60 | Net Demand (MW) | -420 | 147
2 Diversification | 2021 | 60 | Net Demand (MW) | -410 | 188
2 Diversification | 2021 | 60 | Net Demand (MW) | -400 | 217
2 Diversification | 2021 | 60 | Net Demand (MW) | -390 | 199
2 Diversification | 2021 | 60 | Net Demand (MW) | -380 | 247
2 Diversification | 2021 | 60 | Net Demand (MW) | -370 | 257
2 Diversification | 2021 | 60 | Net Demand (MW) | -360 | 269
2 Diversification | 2021 | 60 | Net Demand (MW) | -350 | 269
2 Diversification | 2021 | 60 | Net Demand (MW) | -340 | 299
2 Diversification | 2021 | 60 | Net Demand (MW) | -330 | 319
2 Diversification | 2021 | 60 | Net Demand (MW) | -320 | 330
2 Diversification | 2021 | 60 | Net Demand (MW) | -310 | 347
2 Diversification | 2021 | 60 | Net Demand (MW) | -300 | 363
2 Diversification | 2021 | 60 | Net Demand (MW) | -290 | 347
2 Diversification | 2021 | 60 | Net Demand (MW) | -280 | 376
2 Diversification | 2021 | 60 | Net Demand (MW) | -270 | 389
2 Diversification | 2021 | 60 | Net Demand (MW) | -260 | 396
2 Diversification | 2021 | 60 | Net Demand (MW) | -250 | 427
2 Diversification | 2021 | 60 | Net Demand (MW) | -240 | 443
2 Diversification | 2021 | 60 | Net Demand (MW) | -230 | 469
2 Diversification | 2021 | 60 | Net Demand (MW) | -220 | 491
2 Diversification | 2021 | 60 | Net Demand (MW) | -210 | 513
2 Diversification | 2021 | 60 | Net Demand (MW) | -200 | 531
2 Diversification | 2021 | 60 | Net Demand (MW) | -190 | 572
2 Diversification | 2021 | 60 | Net Demand (MW) | -180 | 652
2 Diversification | 2021 | 60 | Net Demand (MW) | -170 | 661
2 Diversification | 2021 | 60 | Net Demand (MW) | -160 | 697
2 Diversification | 2021 | 60 | Net Demand (MW) | -150 | 728
2 Diversification | 2021 | 60 | Net Demand (MW) | -140 | 806
2 Diversification | 2021 | 60 | Net Demand (MW) | -130 | 789
2 Diversification | 2021 | 60 | Net Demand (MW) | -120 | 766
2 Diversification | 2021 | 60 | Net Demand (MW) | -110 | 764
2 Diversification | 2021 | 60 | Net Demand (MW) | -100 | 857
2 Diversification | 2021 | 60 | Net Demand (MW) | -90 | 838
2 Diversification | 2021 | 60 | Net Demand (MW) | -80 | 982
2 Diversification | 2021 | 60 | Net Demand (MW) | -70 | 953
2 Diversification | 2021 | 60 | Net Demand (MW) | -60 | 995
2 Diversification | 2021 | 60 | Net Demand (MW) | -50 | 1022
2 Diversification | 2021 | 60 | Net Demand (MW) | -40 | 1008
2 Diversification | 2021 | 60 | Net Demand (MW) | -30 | 977
2 Diversification | 2021 | 60 | Net Demand (MW) | -20 | 1036
2 Diversification | 2021 | 60 | Net Demand (MW) | -10 | 1010
2 Diversification | 2021 | 60 | Net Demand (MW) | 0 | 1064
2 Diversification | 2021 | 60 | Net Demand (MW) | 10 | 1055
2 Diversification | 2021 | 60 | Net Demand (MW) | 20 | 1086
2 Diversification | 2021 | 60 | Net Demand (MW) | 30 | 998
2 Diversification | 2021 | 60 | Net Demand (MW) | 40 | 1072
2 Diversification | 2021 | 60 | Net Demand (MW) | 50 | 1045
2 Diversification | 2021 | 60 | Net Demand (MW) | 60 | 957
2 Diversification | 2021 | 60 | Net Demand (MW) | 70 | 979
2 Diversification | 2021 | 60 | Net Demand (MW) | 80 | 928
2 Diversification | 2021 | 60 | Net Demand (MW) | 90 | 900
2 Diversification | 2021 | 60 | Net Demand (MW) | 100 | 881
2 Diversification | 2021 | 60 | Net Demand (MW) | 110 | 817
2 Diversification | 2021 | 60 | Net Demand (MW) | 120 | 786
2 Diversification | 2021 | 60 | Net Demand (MW) | 130 | 741
2 Diversification | 2021 | 60 | Net Demand (MW) | 140 | 687
2 Diversification | 2021 | 60 | Net Demand (MW) | 150 | 678
2 Diversification | 2021 | 60 | Net Demand (MW) | 160 | 669
2 Diversification | 2021 | 60 | Net Demand (MW) | 170 | 586
2 Diversification | 2021 | 60 | Net Demand (MW) | 180 | 591
2 Diversification | 2021 | 60 | Net Demand (MW) | 190 | 586
2 Diversification | 2021 | 60 | Net Demand (MW) | 200 | 483
2 Diversification | 2021 | 60 | Net Demand (MW) | 210 | 503
2 Diversification | 2021 | 60 | Net Demand (MW) | 220 | 451
2 Diversification | 2021 | 60 | Net Demand (MW) | 230 | 377
2 Diversification | 2021 | 60 | Net Demand (MW) | 240 | 401
2 Diversification | 2021 | 60 | Net Demand (MW) | 250 | 406
2 Diversification | 2021 | 60 | Net Demand (MW) | 260 | 332
2 Diversification | 2021 | 60 | Net Demand (MW) | 270 | 354
2 Diversification | 2021 | 60 | Net Demand (MW) | 280 | 337
2 Diversification | 2021 | 60 | Net Demand (MW) | 290 | 275
2 Diversification | 2021 | 60 | Net Demand (MW) | 300 | 279
2 Diversification | 2021 | 60 | Net Demand (MW) | 310 | 271
2 Diversification | 2021 | 60 | Net Demand (MW) | 320 | 276
2 Diversification | 2021 | 60 | Net Demand (MW) | 330 | 269
2 Diversification | 2021 | 60 | Net Demand (MW) | 340 | 220
2 Diversification | 2021 | 60 | Net Demand (MW) | 350 | 238
2 Diversification | 2021 | 60 | Net Demand (MW) | 360 | 187
2 Diversification | 2021 | 60 | Net Demand (MW) | 370 | 211
2 Diversification | 2021 | 60 | Net Demand (MW) | 380 | 173
2 Diversification | 2021 | 60 | Net Demand (MW) | 390 | 160
2 Diversification | 2021 | 60 | Net Demand (MW) | 400 | 166
2 Diversification | 2021 | 60 | Net Demand (MW) | 410 | 159
2 Diversification | 2021 | 60 | Net Demand (MW) | 420 | 153
2 Diversification | 2021 | 60 | Net Demand (MW) | 430 | 164
2 Diversification | 2021 | 60 | Net Demand (MW) | 440 | 136
2 Diversification | 2021 | 60 | Net Demand (MW) | 450 | 134
2 Diversification | 2021 | 60 | Net Demand (MW) | 460 | 107
2 Diversification | 2021 | 60 | Net Demand (MW) | 470 | 103
2 Diversification | 2021 | 60 | Net Demand (MW) | 480 | 93
2 Diversification | 2021 | 60 | Net Demand (MW) | 490 | 114
2 Diversification | 2021 | 60 | Net Demand (MW) | 500 | 114
2 Diversification | 2021 | 60 | Net Demand (MW) | 510 | 112
2 Diversification | 2021 | 60 | Net Demand (MW) | 520 | 93
2 Diversification | 2021 | 60 | Net Demand (MW) | 530 | 100
2 Diversification | 2021 | 60 | Net Demand (MW) | 540 | 77
2 Diversification | 2021 | 60 | Net Demand (MW) | 550 | 82
2 Diversification | 2021 | 60 | Net Demand (MW) | 560 | 72
2 Diversification | 2021 | 60 | Net Demand (MW) | 570 | 66
2 Diversification | 2021 | 60 | Net Demand (MW) | 580 | 77
2 Diversification | 2021 | 60 | Net Demand (MW) | 590 | 58
2 Diversification | 2021 | 60 | Net Demand (MW) | 600 | 66
2 Diversification | 2021 | 60 | Net Demand (MW) | 610 | 67
2 Diversification | 2021 | 60 | Net Demand (MW) | 620 | 53
2 Diversification | 2021 | 60 | Net Demand (MW) | 630 | 59
2 Diversification | 2021 | 60 | Net Demand (MW) | 640 | 45
2 Diversification | 2021 | 60 | Net Demand (MW) | 650 | 48
2 Diversification | 2021 | 60 | Net Demand (MW) | 660 | 51
2 Diversification | 2021 | 60 | Net Demand (MW) | 670 | 47
2 Diversification | 2021 | 60 | Net Demand (MW) | 680 | 37
2 Diversification | 2021 | 60 | Net Demand (MW) | 690 | 39
2 Diversification | 2021 | 60 | Net Demand (MW) | 700 | 32
2 Diversification | 2021 | 60 | Net Demand (MW) | 710 | 40
2 Diversification | 2021 | 60 | Net Demand (MW) | 720 | 26
2 Diversification | 2021 | 60 | Net Demand (MW) | 730 | 28
2 Diversification | 2021 | 60 | Net Demand (MW) | 740 | 30
2 Diversification | 2021 | 60 | Net Demand (MW) | 750 | 34
2 Diversification | 2021 | 60 | Net Demand (MW) | 760 | 18
2 Diversification | 2021 | 60 | Net Demand (MW) | 770 | 28
2 Diversification | 2021 | 60 | Net Demand (MW) | 780 | 22
2 Diversification | 2021 | 60 | Net Demand (MW) | 790 | 17
2 Diversification | 2021 | 60 | Net Demand (MW) | 800 | 20
2 Diversification | 2021 | 60 | Net Demand (MW) | 810 | 15
2 Diversification | 2021 | 60 | Net Demand (MW) | 820 | 16
2 Diversification | 2021 | 60 | Net Demand (MW) | 830 | 7
2 Diversification | 2021 | 60 | Net Demand (MW) | 840 | 14
2 Diversification | 2021 | 60 | Net Demand (MW) | 850 | 17
2 Diversification | 2021 | 60 | Net Demand (MW) | 860 | 6
2 Diversification | 2021 | 60 | Net Demand (MW) | 870 | 7
2 Diversification | 2021 | 60 | Net Demand (MW) | 880 | 7
2 Diversification | 2021 | 60 | Net Demand (MW) | 890 | 5
2 Diversification | 2021 | 60 | Net Demand (MW) | 900 | 8
2 Diversification | 2021 | 60 | Net Demand (MW) | 910 | 8
2 Diversification | 2021 | 60 | Net Demand (MW) | 920 | 5
2 Diversification | 2021 | 60 | Net Demand (MW) | 930 | 5
2 Diversification | 2021 | 60 | Net Demand (MW) | 940 | 2
2 Diversification | 2021 | 60 | Net Demand (MW) | 950 | 3
2 Diversification | 2021 | 60 | Net Demand (MW) | 960 | 6
2 Diversification | 2021 | 60 | Net Demand (MW) | 970 | 3
2 Diversification | 2021 | 60 | Net Demand (MW) | 980 | 0
2 Diversification | 2021 | 60 | Net Demand (MW) | 990 | 4
2 Diversification | 2021 | 60 | Net Demand (MW) | 1000 | 2
2 Diversification | 2021 | 60 | Net Demand (MW) | 1010 | 1
2 Diversification | 2021 | 60 | Net Demand (MW) | 1020 | 2
2 Diversification | 2021 | 60 | Net Demand (MW) | 1030 | 1
2 Diversification | 2021 | 60 | Net Demand (MW) | 1040 | 0
2 Diversification | 2021 | 60 | Net Demand (MW) | 1050 | 4
2 Diversification | 2021 | 60 | Net Demand (MW) | 1060 | 1
2 Diversification | 2021 | 60 | Net Demand (MW) | 1070 | 1
2 Diversification | 2021 | 60 | Net Demand (MW) | 1080 | 2
2 Diversification | 2021 | 60 | Net Demand (MW) | 1090 | 1
2 Diversification | 2021 | 60 | Net Demand (MW) | 1100 | 2
2 Diversification | 2021 | 60 | Net Demand (MW) | 1110 | 0
2 Diversification | 2021 | 60 | Net Demand (MW) | 1120 | 0
2 Diversification | 2021 | 60 | Net Demand (MW) | 1130 | 1
2 Diversification | 2021 | 60 | Net Demand (MW) | 1140 | 1
2 Diversification | 2021 | 60 | Net Demand (MW) | 1150 | 0
2 Diversification | 2021 | 60 | Net Demand (MW) | 1160 | 1
2 Diversification | 2021 | 60 | Net Demand (MW) | 1170 | 0
2 Diversification | 2021 | 60 | Net Demand (MW) | 1180 | 1
2 Diversification | 2021 | 60 | Net Demand (MW) | 1190 | 0
2 Diversification | 2021 | 60 | Net Demand (MW) | 1200 | 0
2 Diversification | 2021 | 60 | Net Demand (MW) | 1210 | 1
2 Diversification | 2021 | 60 | Net Demand (MW) | 1220 | 1
2 Diversification | 2021 | 60 | Net Demand (MW) | 1230 | 0
2 Diversification | 2021 | 60 | Net Demand (MW) | 1240 | 2
2 Diversification | 2021 | 60 | Net Demand (MW) | 1250 | 0
2 Diversification | 2021 | 60 | Net Demand (MW) | 1260 | 1
2 Diversification | 2021 | 60 | Net Demand (MW) | 1270 | 1
2 Diversification | 2022 | 10 | Alberta Internal Load (MW) | -390 | 1
2 Diversification | 2022 | 10 | Alberta Internal Load (MW) | -380 | 0
2 Diversification | 2022 | 10 | Alberta Internal Load (MW) | -370 | 0
2 Diversification | 2022 | 10 | Alberta Internal Load (MW) | -360 | 0
2 Diversification | 2022 | 10 | Alberta Internal Load (MW) | -350 | 0
2 Diversification | 2022 | 10 | Alberta Internal Load (MW) | -340 | 0
2 Diversification | 2022 | 10 | Alberta Internal Load (MW) | -330 | 0
2 Diversification | 2022 | 10 | Alberta Internal Load (MW) | -320 | 0
2 Diversification | 2022 | 10 | Alberta Internal Load (MW) | -310 | 0
2 Diversification | 2022 | 10 | Alberta Internal Load (MW) | -300 | 0
2 Diversification | 2022 | 10 | Alberta Internal Load (MW) | -290 | 0
2 Diversification | 2022 | 10 | Alberta Internal Load (MW) | -280 | 0
2 Diversification | 2022 | 10 | Alberta Internal Load (MW) | -270 | 0
2 Diversification | 2022 | 10 | Alberta Internal Load (MW) | -260 | 0
2 Diversification | 2022 | 10 | Alberta Internal Load (MW) | -250 | 0
2 Diversification | 2022 | 10 | Alberta Internal Load (MW) | -240 | 1
2 Diversification | 2022 | 10 | Alberta Internal Load (MW) | -230 | 2
2 Diversification | 2022 | 10 | Alberta Internal Load (MW) | -220 | 1
2 Diversification | 2022 | 10 | Alberta Internal Load (MW) | -210 | 0
2 Diversification | 2022 | 10 | Alberta Internal Load (MW) | -200 | 0
2 Diversification | 2022 | 10 | Alberta Internal Load (MW) | -190 | 0
2 Diversification | 2022 | 10 | Alberta Internal Load (MW) | -180 | 1
2 Diversification | 2022 | 10 | Alberta Internal Load (MW) | -170 | 2
2 Diversification | 2022 | 10 | Alberta Internal Load (MW) | -160 | 6
2 Diversification | 2022 | 10 | Alberta Internal Load (MW) | -150 | 13
2 Diversification | 2022 | 10 | Alberta Internal Load (MW) | -140 | 17
2 Diversification | 2022 | 10 | Alberta Internal Load (MW) | -130 | 41
2 Diversification | 2022 | 10 | Alberta Internal Load (MW) | -120 | 66
2 Diversification | 2022 | 10 | Alberta Internal Load (MW) | -110 | 118
2 Diversification | 2022 | 10 | Alberta Internal Load (MW) | -100 | 198
2 Diversification | 2022 | 10 | Alberta Internal Load (MW) | -90 | 364
2 Diversification | 2022 | 10 | Alberta Internal Load (MW) | -80 | 531
2 Diversification | 2022 | 10 | Alberta Internal Load (MW) | -70 | 821
2 Diversification | 2022 | 10 | Alberta Internal Load (MW) | -60 | 1349
2 Diversification | 2022 | 10 | Alberta Internal Load (MW) | -50 | 2048
2 Diversification | 2022 | 10 | Alberta Internal Load (MW) | -40 | 2868
2 Diversification | 2022 | 10 | Alberta Internal Load (MW) | -30 | 4004
2 Diversification | 2022 | 10 | Alberta Internal Load (MW) | -20 | 5268
2 Diversification | 2022 | 10 | Alberta Internal Load (MW) | -10 | 6275
2 Diversification | 2022 | 10 | Alberta Internal Load (MW) | 0 | 6758
2 Diversification | 2022 | 10 | Alberta Internal Load (MW) | 10 | 5929
2 Diversification | 2022 | 10 | Alberta Internal Load (MW) | 20 | 4568
2 Diversification | 2022 | 10 | Alberta Internal Load (MW) | 30 | 3279
2 Diversification | 2022 | 10 | Alberta Internal Load (MW) | 40 | 2295
2 Diversification | 2022 | 10 | Alberta Internal Load (MW) | 50 | 1598
2 Diversification | 2022 | 10 | Alberta Internal Load (MW) | 60 | 1166
2 Diversification | 2022 | 10 | Alberta Internal Load (MW) | 70 | 797
2 Diversification | 2022 | 10 | Alberta Internal Load (MW) | 80 | 552
2 Diversification | 2022 | 10 | Alberta Internal Load (MW) | 90 | 442
2 Diversification | 2022 | 10 | Alberta Internal Load (MW) | 100 | 341
2 Diversification | 2022 | 10 | Alberta Internal Load (MW) | 110 | 239
2 Diversification | 2022 | 10 | Alberta Internal Load (MW) | 120 | 217
2 Diversification | 2022 | 10 | Alberta Internal Load (MW) | 130 | 141
2 Diversification | 2022 | 10 | Alberta Internal Load (MW) | 140 | 113
2 Diversification | 2022 | 10 | Alberta Internal Load (MW) | 150 | 62
2 Diversification | 2022 | 10 | Alberta Internal Load (MW) | 160 | 34
2 Diversification | 2022 | 10 | Alberta Internal Load (MW) | 170 | 10
2 Diversification | 2022 | 10 | Alberta Internal Load (MW) | 180 | 8
2 Diversification | 2022 | 10 | Alberta Internal Load (MW) | 190 | 5
2 Diversification | 2022 | 10 | Alberta Internal Load (MW) | 200 | 3
2 Diversification | 2022 | 10 | Alberta Internal Load (MW) | 210 | 3
2 Diversification | 2022 | 10 | Alberta Internal Load (MW) | 220 | 0
2 Diversification | 2022 | 10 | Alberta Internal Load (MW) | 230 | 0
2 Diversification | 2022 | 10 | Alberta Internal Load (MW) | 240 | 1
2 Diversification | 2022 | 10 | Alberta Internal Load (MW) | 250 | 1
2 Diversification | 2022 | 10 | Alberta Internal Load (MW) | 260 | 0
2 Diversification | 2022 | 10 | Alberta Internal Load (MW) | 270 | 0
2 Diversification | 2022 | 10 | Alberta Internal Load (MW) | 280 | 1
2 Diversification | 2022 | 10 | Alberta Internal Load (MW) | 290 | 1
2 Diversification | 2022 | 60 | Alberta Internal Load (MW) | -640 | 3
2 Diversification | 2022 | 60 | Alberta Internal Load (MW) | -630 | 0
2 Diversification | 2022 | 60 | Alberta Internal Load (MW) | -620 | 1
2 Diversification | 2022 | 60 | Alberta Internal Load (MW) | -610 | 4
2 Diversification | 2022 | 60 | Alberta Internal Load (MW) | -600 | 7
2 Diversification | 2022 | 60 | Alberta Internal Load (MW) | -590 | 3
2 Diversification | 2022 | 60 | Alberta Internal Load (MW) | -580 | 11
2 Diversification | 2022 | 60 | Alberta Internal Load (MW) | -570 | 10
2 Diversification | 2022 | 60 | Alberta Internal Load (MW) | -560 | 17
2 Diversification | 2022 | 60 | Alberta Internal Load (MW) | -550 | 19
2 Diversification | 2022 | 60 | Alberta Internal Load (MW) | -540 | 33
2 Diversification | 2022 | 60 | Alberta Internal Load (MW) | -530 | 44
2 Diversification | 2022 | 60 | Alberta Internal Load (MW) | -520 | 36
2 Diversification | 2022 | 60 | Alberta Internal Load (MW) | -510 | 53
2 Diversification | 2022 | 60 | Alberta Internal Load (MW) | -500 | 78
2 Diversification | 2022 | 60 | Alberta Internal Load (MW) | -490 | 75
2 Diversification | 2022 | 60 | Alberta Internal Load (MW) | -480 | 81
2 Diversification | 2022 | 60 | Alberta Internal Load (MW) | -470 | 83
2 Diversification | 2022 | 60 | Alberta Internal Load (MW) | -460 | 81
2 Diversification | 2022 | 60 | Alberta Internal Load (MW) | -450 | 81
2 Diversification | 2022 | 60 | Alberta Internal Load (MW) | -440 | 96
2 Diversification | 2022 | 60 | Alberta Internal Load (MW) | -430 | 109
2 Diversification | 2022 | 60 | Alberta Internal Load (MW) | -420 | 103
2 Diversification | 2022 | 60 | Alberta Internal Load (MW) | -410 | 106
2 Diversification | 2022 | 60 | Alberta Internal Load (MW) | -400 | 103
2 Diversification | 2022 | 60 | Alberta Internal Load (MW) | -390 | 128
2 Diversification | 2022 | 60 | Alberta Internal Load (MW) | -380 | 119
2 Diversification | 2022 | 60 | Alberta Internal Load (MW) | -370 | 149
2 Diversification | 2022 | 60 | Alberta Internal Load (MW) | -360 | 169
2 Diversification | 2022 | 60 | Alberta Internal Load (MW) | -350 | 214
2 Diversification | 2022 | 60 | Alberta Internal Load (MW) | -340 | 211
2 Diversification | 2022 | 60 | Alberta Internal Load (MW) | -330 | 244
2 Diversification | 2022 | 60 | Alberta Internal Load (MW) | -320 | 270
2 Diversification | 2022 | 60 | Alberta Internal Load (MW) | -310 | 277
2 Diversification | 2022 | 60 | Alberta Internal Load (MW) | -300 | 316
2 Diversification | 2022 | 60 | Alberta Internal Load (MW) | -290 | 295
2 Diversification | 2022 | 60 | Alberta Internal Load (MW) | -280 | 318
2 Diversification | 2022 | 60 | Alberta Internal Load (MW) | -270 | 337
2 Diversification | 2022 | 60 | Alberta Internal Load (MW) | -260 | 361
2 Diversification | 2022 | 60 | Alberta Internal Load (MW) | -250 | 378
2 Diversification | 2022 | 60 | Alberta Internal Load (MW) | -240 | 401
2 Diversification | 2022 | 60 | Alberta Internal Load (MW) | -230 | 410
2 Diversification | 2022 | 60 | Alberta Internal Load (MW) | -220 | 462
2 Diversification | 2022 | 60 | Alberta Internal Load (MW) | -210 | 502
2 Diversification | 2022 | 60 | Alberta Internal Load (MW) | -200 | 520
2 Diversification | 2022 | 60 | Alberta Internal Load (MW) | -190 | 558
2 Diversification | 2022 | 60 | Alberta Internal Load (MW) | -180 | 568
2 Diversification | 2022 | 60 | Alberta Internal Load (MW) | -170 | 572
2 Diversification | 2022 | 60 | Alberta Internal Load (MW) | -160 | 684
2 Diversification | 2022 | 60 | Alberta Internal Load (MW) | -150 | 665
2 Diversification | 2022 | 60 | Alberta Internal Load (MW) | -140 | 789
2 Diversification | 2022 | 60 | Alberta Internal Load (MW) | -130 | 763
2 Diversification | 2022 | 60 | Alberta Internal Load (MW) | -120 | 795
2 Diversification | 2022 | 60 | Alberta Internal Load (MW) | -110 | 862
2 Diversification | 2022 | 60 | Alberta Internal Load (MW) | -100 | 1022
2 Diversification | 2022 | 60 | Alberta Internal Load (MW) | -90 | 992
2 Diversification | 2022 | 60 | Alberta Internal Load (MW) | -80 | 1132
2 Diversification | 2022 | 60 | Alberta Internal Load (MW) | -70 | 1264
2 Diversification | 2022 | 60 | Alberta Internal Load (MW) | -60 | 1306
2 Diversification | 2022 | 60 | Alberta Internal Load (MW) | -50 | 1437
2 Diversification | 2022 | 60 | Alberta Internal Load (MW) | -40 | 1551
2 Diversification | 2022 | 60 | Alberta Internal Load (MW) | -30 | 1522
2 Diversification | 2022 | 60 | Alberta Internal Load (MW) | -20 | 1646
2 Diversification | 2022 | 60 | Alberta Internal Load (MW) | -10 | 1667
2 Diversification | 2022 | 60 | Alberta Internal Load (MW) | 0 | 1566
2 Diversification | 2022 | 60 | Alberta Internal Load (MW) | 10 | 1595
2 Diversification | 2022 | 60 | Alberta Internal Load (MW) | 20 | 1508
2 Diversification | 2022 | 60 | Alberta Internal Load (MW) | 30 | 1387
2 Diversification | 2022 | 60 | Alberta Internal Load (MW) | 40 | 1343
2 Diversification | 2022 | 60 | Alberta Internal Load (MW) | 50 | 1262
2 Diversification | 2022 | 60 | Alberta Internal Load (MW) | 60 | 1056
2 Diversification | 2022 | 60 | Alberta Internal Load (MW) | 70 | 1038
2 Diversification | 2022 | 60 | Alberta Internal Load (MW) | 80 | 881
2 Diversification | 2022 | 60 | Alberta Internal Load (MW) | 90 | 796
2 Diversification | 2022 | 60 | Alberta Internal Load (MW) | 100 | 787
2 Diversification | 2022 | 60 | Alberta Internal Load (MW) | 110 | 720
2 Diversification | 2022 | 60 | Alberta Internal Load (MW) | 120 | 682
2 Diversification | 2022 | 60 | Alberta Internal Load (MW) | 130 | 594
2 Diversification | 2022 | 60 | Alberta Internal Load (MW) | 140 | 595
2 Diversification | 2022 | 60 | Alberta Internal Load (MW) | 150 | 526
2 Diversification | 2022 | 60 | Alberta Internal Load (MW) | 160 | 488
2 Diversification | 2022 | 60 | Alberta Internal Load (MW) | 170 | 472
2 Diversification | 2022 | 60 | Alberta Internal Load (MW) | 180 | 438
2 Diversification | 2022 | 60 | Alberta Internal Load (MW) | 190 | 463
2 Diversification | 2022 | 60 | Alberta Internal Load (MW) | 200 | 429
2 Diversification | 2022 | 60 | Alberta Internal Load (MW) | 210 | 376
2 Diversification | 2022 | 60 | Alberta Internal Load (MW) | 220 | 396
2 Diversification | 2022 | 60 | Alberta Internal Load (MW) | 230 | 325
2 Diversification | 2022 | 60 | Alberta Internal Load (MW) | 240 | 326
2 Diversification | 2022 | 60 | Alberta Internal Load (MW) | 250 | 298
2 Diversification | 2022 | 60 | Alberta Internal Load (MW) | 260 | 306
2 Diversification | 2022 | 60 | Alberta Internal Load (MW) | 270 | 284
2 Diversification | 2022 | 60 | Alberta Internal Load (MW) | 280 | 270
2 Diversification | 2022 | 60 | Alberta Internal Load (MW) | 290 | 239
2 Diversification | 2022 | 60 | Alberta Internal Load (MW) | 300 | 250
2 Diversification | 2022 | 60 | Alberta Internal Load (MW) | 310 | 210
2 Diversification | 2022 | 60 | Alberta Internal Load (MW) | 320 | 215
2 Diversification | 2022 | 60 | Alberta Internal Load (MW) | 330 | 192
2 Diversification | 2022 | 60 | Alberta Internal Load (MW) | 340 | 180
2 Diversification | 2022 | 60 | Alberta Internal Load (MW) | 350 | 186
2 Diversification | 2022 | 60 | Alberta Internal Load (MW) | 360 | 155
2 Diversification | 2022 | 60 | Alberta Internal Load (MW) | 370 | 167
2 Diversification | 2022 | 60 | Alberta Internal Load (MW) | 380 | 173
2 Diversification | 2022 | 60 | Alberta Internal Load (MW) | 390 | 160
2 Diversification | 2022 | 60 | Alberta Internal Load (MW) | 400 | 138
2 Diversification | 2022 | 60 | Alberta Internal Load (MW) | 410 | 130
2 Diversification | 2022 | 60 | Alberta Internal Load (MW) | 420 | 97
2 Diversification | 2022 | 60 | Alberta Internal Load (MW) | 430 | 116
2 Diversification | 2022 | 60 | Alberta Internal Load (MW) | 440 | 100
2 Diversification | 2022 | 60 | Alberta Internal Load (MW) | 450 | 113
2 Diversification | 2022 | 60 | Alberta Internal Load (MW) | 460 | 84
2 Diversification | 2022 | 60 | Alberta Internal Load (MW) | 470 | 61
2 Diversification | 2022 | 60 | Alberta Internal Load (MW) | 480 | 79
2 Diversification | 2022 | 60 | Alberta Internal Load (MW) | 490 | 65
2 Diversification | 2022 | 60 | Alberta Internal Load (MW) | 500 | 65
2 Diversification | 2022 | 60 | Alberta Internal Load (MW) | 510 | 64
2 Diversification | 2022 | 60 | Alberta Internal Load (MW) | 520 | 58
2 Diversification | 2022 | 60 | Alberta Internal Load (MW) | 530 | 54
2 Diversification | 2022 | 60 | Alberta Internal Load (MW) | 540 | 50
2 Diversification | 2022 | 60 | Alberta Internal Load (MW) | 550 | 43
2 Diversification | 2022 | 60 | Alberta Internal Load (MW) | 560 | 49
2 Diversification | 2022 | 60 | Alberta Internal Load (MW) | 570 | 56
2 Diversification | 2022 | 60 | Alberta Internal Load (MW) | 580 | 38
2 Diversification | 2022 | 60 | Alberta Internal Load (MW) | 590 | 36
2 Diversification | 2022 | 60 | Alberta Internal Load (MW) | 600 | 42
2 Diversification | 2022 | 60 | Alberta Internal Load (MW) | 610 | 52
2 Diversification | 2022 | 60 | Alberta Internal Load (MW) | 620 | 47
2 Diversification | 2022 | 60 | Alberta Internal Load (MW) | 630 | 47
2 Diversification | 2022 | 60 | Alberta Internal Load (MW) | 640 | 52
2 Diversification | 2022 | 60 | Alberta Internal Load (MW) | 650 | 38
2 Diversification | 2022 | 60 | Alberta Internal Load (MW) | 660 | 31
2 Diversification | 2022 | 60 | Alberta Internal Load (MW) | 670 | 43
2 Diversification | 2022 | 60 | Alberta Internal Load (MW) | 680 | 39
2 Diversification | 2022 | 60 | Alberta Internal Load (MW) | 690 | 30
2 Diversification | 2022 | 60 | Alberta Internal Load (MW) | 700 | 41
2 Diversification | 2022 | 60 | Alberta Internal Load (MW) | 710 | 31
2 Diversification | 2022 | 60 | Alberta Internal Load (MW) | 720 | 21
2 Diversification | 2022 | 60 | Alberta Internal Load (MW) | 730 | 25
2 Diversification | 2022 | 60 | Alberta Internal Load (MW) | 740 | 16
2 Diversification | 2022 | 60 | Alberta Internal Load (MW) | 750 | 16
2 Diversification | 2022 | 60 | Alberta Internal Load (MW) | 760 | 10
2 Diversification | 2022 | 60 | Alberta Internal Load (MW) | 770 | 9
2 Diversification | 2022 | 60 | Alberta Internal Load (MW) | 780 | 10
2 Diversification | 2022 | 60 | Alberta Internal Load (MW) | 790 | 5
2 Diversification | 2022 | 60 | Alberta Internal Load (MW) | 800 | 3
2 Diversification | 2022 | 60 | Alberta Internal Load (MW) | 810 | 2
2 Diversification | 2022 | 60 | Alberta Internal Load (MW) | 820 | 1
2 Diversification | 2022 | 10 | Variable Generation (MW) | -270 | 1
2 Diversification | 2022 | 10 | Variable Generation (MW) | -260 | 0
2 Diversification | 2022 | 10 | Variable Generation (MW) | -250 | 0
2 Diversification | 2022 | 10 | Variable Generation (MW) | -240 | 1
2 Diversification | 2022 | 10 | Variable Generation (MW) | -230 | 2
2 Diversification | 2022 | 10 | Variable Generation (MW) | -220 | 1
2 Diversification | 2022 | 10 | Variable Generation (MW) | -210 | 1
2 Diversification | 2022 | 10 | Variable Generation (MW) | -200 | 2
2 Diversification | 2022 | 10 | Variable Generation (MW) | -190 | 4
2 Diversification | 2022 | 10 | Variable Generation (MW) | -180 | 6
2 Diversification | 2022 | 10 | Variable Generation (MW) | -170 | 5
2 Diversification | 2022 | 10 | Variable Generation (MW) | -160 | 4
2 Diversification | 2022 | 10 | Variable Generation (MW) | -150 | 12
2 Diversification | 2022 | 10 | Variable Generation (MW) | -140 | 30
2 Diversification | 2022 | 10 | Variable Generation (MW) | -130 | 39
2 Diversification | 2022 | 10 | Variable Generation (MW) | -120 | 42
2 Diversification | 2022 | 10 | Variable Generation (MW) | -110 | 73
2 Diversification | 2022 | 10 | Variable Generation (MW) | -100 | 130
2 Diversification | 2022 | 10 | Variable Generation (MW) | -90 | 189
2 Diversification | 2022 | 10 | Variable Generation (MW) | -80 | 337
2 Diversification | 2022 | 10 | Variable Generation (MW) | -70 | 487
2 Diversification | 2022 | 10 | Variable Generation (MW) | -60 | 771
2 Diversification | 2022 | 10 | Variable Generation (MW) | -50 | 1191
2 Diversification | 2022 | 10 | Variable Generation (MW) | -40 | 1977
2 Diversification | 2022 | 10 | Variable Generation (MW) | -30 | 3309
2 Diversification | 2022 | 10 | Variable Generation (MW) | -20 | 5295
2 Diversification | 2022 | 10 | Variable Generation (MW) | -10 | 7729
2 Diversification | 2022 | 10 | Variable Generation (MW) | 0 | 9620
2 Diversification | 2022 | 10 | Variable Generation (MW) | 10 | 7641
2 Diversification | 2022 | 10 | Variable Generation (MW) | 20 | 5178
2 Diversification | 2022 | 10 | Variable Generation (MW) | 30 | 3160
2 Diversification | 2022 | 10 | Variable Generation (MW) | 40 | 1837
2 Diversification | 2022 | 10 | Variable Generation (MW) | 50 | 1267
2 Diversification | 2022 | 10 | Variable Generation (MW) | 60 | 780
2 Diversification | 2022 | 10 | Variable Generation (MW) | 70 | 510
2 Diversification | 2022 | 10 | Variable Generation (MW) | 80 | 324
2 Diversification | 2022 | 10 | Variable Generation (MW) | 90 | 175
2 Diversification | 2022 | 10 | Variable Generation (MW) | 100 | 147
2 Diversification | 2022 | 10 | Variable Generation (MW) | 110 | 88
2 Diversification | 2022 | 10 | Variable Generation (MW) | 120 | 47
2 Diversification | 2022 | 10 | Variable Generation (MW) | 130 | 51
2 Diversification | 2022 | 10 | Variable Generation (MW) | 140 | 26
2 Diversification | 2022 | 10 | Variable Generation (MW) | 150 | 19
2 Diversification | 2022 | 10 | Variable Generation (MW) | 160 | 11
2 Diversification | 2022 | 10 | Variable Generation (MW) | 170 | 13
2 Diversification | 2022 | 10 | Variable Generation (MW) | 180 | 7
2 Diversification | 2022 | 10 | Variable Generation (MW) | 190 | 5
2 Diversification | 2022 | 10 | Variable Generation (MW) | 200 | 4
2 Diversification | 2022 | 10 | Variable Generation (MW) | 210 | 2
2 Diversification | 2022 | 10 | Variable Generation (MW) | 220 | 1
2 Diversification | 2022 | 10 | Variable Generation (MW) | 230 | 4
2 Diversification | 2022 | 10 | Variable Generation (MW) | 240 | 0
2 Diversification | 2022 | 10 | Variable Generation (MW) | 250 | 1
2 Diversification | 2022 | 10 | Variable Generation (MW) | 260 | 1
2 Diversification | 2022 | 10 | Variable Generation (MW) | 270 | 0
2 Diversification | 2022 | 10 | Variable Generation (MW) | 280 | 0
2 Diversification | 2022 | 10 | Variable Generation (MW) | 290 | 0
2 Diversification | 2022 | 10 | Variable Generation (MW) | 300 | 1
2 Diversification | 2022 | 10 | Variable Generation (MW) | 310 | 0
2 Diversification | 2022 | 10 | Variable Generation (MW) | 320 | 0
2 Diversification | 2022 | 10 | Variable Generation (MW) | 330 | 1
2 Diversification | 2022 | 60 | Variable Generation (MW) | -1030 | 1
2 Diversification | 2022 | 60 | Variable Generation (MW) | -1020 | 0
2 Diversification | 2022 | 60 | Variable Generation (MW) | -1010 | 1
2 Diversification | 2022 | 60 | Variable Generation (MW) | -1000 | 0
2 Diversification | 2022 | 60 | Variable Generation (MW) | -990 | 0
2 Diversification | 2022 | 60 | Variable Generation (MW) | -980 | 0
2 Diversification | 2022 | 60 | Variable Generation (MW) | -970 | 1
2 Diversification | 2022 | 60 | Variable Generation (MW) | -960 | 1
2 Diversification | 2022 | 60 | Variable Generation (MW) | -950 | 1
2 Diversification | 2022 | 60 | Variable Generation (MW) | -940 | 0
2 Diversification | 2022 | 60 | Variable Generation (MW) | -930 | 1
2 Diversification | 2022 | 60 | Variable Generation (MW) | -920 | 0
2 Diversification | 2022 | 60 | Variable Generation (MW) | -910 | 0
2 Diversification | 2022 | 60 | Variable Generation (MW) | -900 | 0
2 Diversification | 2022 | 60 | Variable Generation (MW) | -890 | 0
2 Diversification | 2022 | 60 | Variable Generation (MW) | -880 | 0
2 Diversification | 2022 | 60 | Variable Generation (MW) | -870 | 0
2 Diversification | 2022 | 60 | Variable Generation (MW) | -860 | 0
2 Diversification | 2022 | 60 | Variable Generation (MW) | -850 | 1
2 Diversification | 2022 | 60 | Variable Generation (MW) | -840 | 2
2 Diversification | 2022 | 60 | Variable Generation (MW) | -830 | 1
2 Diversification | 2022 | 60 | Variable Generation (MW) | -820 | 0
2 Diversification | 2022 | 60 | Variable Generation (MW) | -810 | 0
2 Diversification | 2022 | 60 | Variable Generation (MW) | -800 | 2
2 Diversification | 2022 | 60 | Variable Generation (MW) | -790 | 0
2 Diversification | 2022 | 60 | Variable Generation (MW) | -780 | 0
2 Diversification | 2022 | 60 | Variable Generation (MW) | -770 | 0
2 Diversification | 2022 | 60 | Variable Generation (MW) | -760 | 1
2 Diversification | 2022 | 60 | Variable Generation (MW) | -750 | 0
2 Diversification | 2022 | 60 | Variable Generation (MW) | -740 | 1
2 Diversification | 2022 | 60 | Variable Generation (MW) | -730 | 1
2 Diversification | 2022 | 60 | Variable Generation (MW) | -720 | 1
2 Diversification | 2022 | 60 | Variable Generation (MW) | -710 | 3
2 Diversification | 2022 | 60 | Variable Generation (MW) | -700 | 2
2 Diversification | 2022 | 60 | Variable Generation (MW) | -690 | 3
2 Diversification | 2022 | 60 | Variable Generation (MW) | -680 | 4
2 Diversification | 2022 | 60 | Variable Generation (MW) | -670 | 4
2 Diversification | 2022 | 60 | Variable Generation (MW) | -660 | 7
2 Diversification | 2022 | 60 | Variable Generation (MW) | -650 | 7
2 Diversification | 2022 | 60 | Variable Generation (MW) | -640 | 3
2 Diversification | 2022 | 60 | Variable Generation (MW) | -630 | 4
2 Diversification | 2022 | 60 | Variable Generation (MW) | -620 | 6
2 Diversification | 2022 | 60 | Variable Generation (MW) | -610 | 8
2 Diversification | 2022 | 60 | Variable Generation (MW) | -600 | 4
2 Diversification | 2022 | 60 | Variable Generation (MW) | -590 | 7
2 Diversification | 2022 | 60 | Variable Generation (MW) | -580 | 6
2 Diversification | 2022 | 60 | Variable Generation (MW) | -570 | 4
2 Diversification | 2022 | 60 | Variable Generation (MW) | -560 | 7
2 Diversification | 2022 | 60 | Variable Generation (MW) | -550 | 7
2 Diversification | 2022 | 60 | Variable Generation (MW) | -540 | 16
2 Diversification | 2022 | 60 | Variable Generation (MW) | -530 | 13
2 Diversification | 2022 | 60 | Variable Generation (MW) | -520 | 18
2 Diversification | 2022 | 60 | Variable Generation (MW) | -510 | 21
2 Diversification | 2022 | 60 | Variable Generation (MW) | -500 | 14
2 Diversification | 2022 | 60 | Variable Generation (MW) | -490 | 21
2 Diversification | 2022 | 60 | Variable Generation (MW) | -480 | 25
2 Diversification | 2022 | 60 | Variable Generation (MW) | -470 | 32
2 Diversification | 2022 | 60 | Variable Generation (MW) | -460 | 34
2 Diversification | 2022 | 60 | Variable Generation (MW) | -450 | 33
2 Diversification | 2022 | 60 | Variable Generation (MW) | -440 | 48
2 Diversification | 2022 | 60 | Variable Generation (MW) | -430 | 45
2 Diversification | 2022 | 60 | Variable Generation (MW) | -420 | 50
2 Diversification | 2022 | 60 | Variable Generation (MW) | -410 | 66
2 Diversification | 2022 | 60 | Variable Generation (MW) | -400 | 53
2 Diversification | 2022 | 60 | Variable Generation (MW) | -390 | 55
2 Diversification | 2022 | 60 | Variable Generation (MW) | -380 | 75
2 Diversification | 2022 | 60 | Variable Generation (MW) | -370 | 92
2 Diversification | 2022 | 60 | Variable Generation (MW) | -360 | 79
2 Diversification | 2022 | 60 | Variable Generation (MW) | -350 | 85
2 Diversification | 2022 | 60 | Variable Generation (MW) | -340 | 113
2 Diversification | 2022 | 60 | Variable Generation (MW) | -330 | 108
2 Diversification | 2022 | 60 | Variable Generation (MW) | -320 | 140
2 Diversification | 2022 | 60 | Variable Generation (MW) | -310 | 131
2 Diversification | 2022 | 60 | Variable Generation (MW) | -300 | 153
2 Diversification | 2022 | 60 | Variable Generation (MW) | -290 | 142
2 Diversification | 2022 | 60 | Variable Generation (MW) | -280 | 188
2 Diversification | 2022 | 60 | Variable Generation (MW) | -270 | 194
2 Diversification | 2022 | 60 | Variable Generation (MW) | -260 | 223
2 Diversification | 2022 | 60 | Variable Generation (MW) | -250 | 236
2 Diversification | 2022 | 60 | Variable Generation (MW) | -240 | 276
2 Diversification | 2022 | 60 | Variable Generation (MW) | -230 | 269
2 Diversification | 2022 | 60 | Variable Generation (MW) | -220 | 328
2 Diversification | 2022 | 60 | Variable Generation (MW) | -210 | 378
2 Diversification | 2022 | 60 | Variable Generation (MW) | -200 | 381
2 Diversification | 2022 | 60 | Variable Generation (MW) | -190 | 424
2 Diversification | 2022 | 60 | Variable Generation (MW) | -180 | 516
2 Diversification | 2022 | 60 | Variable Generation (MW) | -170 | 529
2 Diversification | 2022 | 60 | Variable Generation (MW) | -160 | 594
2 Diversification | 2022 | 60 | Variable Generation (MW) | -150 | 618
2 Diversification | 2022 | 60 | Variable Generation (MW) | -140 | 659
2 Diversification | 2022 | 60 | Variable Generation (MW) | -130 | 763
2 Diversification | 2022 | 60 | Variable Generation (MW) | -120 | 912
2 Diversification | 2022 | 60 | Variable Generation (MW) | -110 | 1013
2 Diversification | 2022 | 60 | Variable Generation (MW) | -100 | 1137
2 Diversification | 2022 | 60 | Variable Generation (MW) | -90 | 1190
2 Diversification | 2022 | 60 | Variable Generation (MW) | -80 | 1283
2 Diversification | 2022 | 60 | Variable Generation (MW) | -70 | 1315
2 Diversification | 2022 | 60 | Variable Generation (MW) | -60 | 1510
2 Diversification | 2022 | 60 | Variable Generation (MW) | -50 | 1599
2 Diversification | 2022 | 60 | Variable Generation (MW) | -40 | 1644
2 Diversification | 2022 | 60 | Variable Generation (MW) | -30 | 1732
2 Diversification | 2022 | 60 | Variable Generation (MW) | -20 | 1775
2 Diversification | 2022 | 60 | Variable Generation (MW) | -10 | 1962
2 Diversification | 2022 | 60 | Variable Generation (MW) | 0 | 2057
2 Diversification | 2022 | 60 | Variable Generation (MW) | 10 | 1983
2 Diversification | 2022 | 60 | Variable Generation (MW) | 20 | 1842
2 Diversification | 2022 | 60 | Variable Generation (MW) | 30 | 1754
2 Diversification | 2022 | 60 | Variable Generation (MW) | 40 | 1590
2 Diversification | 2022 | 60 | Variable Generation (MW) | 50 | 1497
2 Diversification | 2022 | 60 | Variable Generation (MW) | 60 | 1411
2 Diversification | 2022 | 60 | Variable Generation (MW) | 70 | 1337
2 Diversification | 2022 | 60 | Variable Generation (MW) | 80 | 1239
2 Diversification | 2022 | 60 | Variable Generation (MW) | 90 | 1104
2 Diversification | 2022 | 60 | Variable Generation (MW) | 100 | 1009
2 Diversification | 2022 | 60 | Variable Generation (MW) | 110 | 997
2 Diversification | 2022 | 60 | Variable Generation (MW) | 120 | 916
2 Diversification | 2022 | 60 | Variable Generation (MW) | 130 | 773
2 Diversification | 2022 | 60 | Variable Generation (MW) | 140 | 705
2 Diversification | 2022 | 60 | Variable Generation (MW) | 150 | 636
2 Diversification | 2022 | 60 | Variable Generation (MW) | 160 | 633
2 Diversification | 2022 | 60 | Variable Generation (MW) | 170 | 545
2 Diversification | 2022 | 60 | Variable Generation (MW) | 180 | 498
2 Diversification | 2022 | 60 | Variable Generation (MW) | 190 | 418
2 Diversification | 2022 | 60 | Variable Generation (MW) | 200 | 377
2 Diversification | 2022 | 60 | Variable Generation (MW) | 210 | 341
2 Diversification | 2022 | 60 | Variable Generation (MW) | 220 | 321
2 Diversification | 2022 | 60 | Variable Generation (MW) | 230 | 289
2 Diversification | 2022 | 60 | Variable Generation (MW) | 240 | 253
2 Diversification | 2022 | 60 | Variable Generation (MW) | 250 | 224
2 Diversification | 2022 | 60 | Variable Generation (MW) | 260 | 231
2 Diversification | 2022 | 60 | Variable Generation (MW) | 270 | 199
2 Diversification | 2022 | 60 | Variable Generation (MW) | 280 | 173
2 Diversification | 2022 | 60 | Variable Generation (MW) | 290 | 145
2 Diversification | 2022 | 60 | Variable Generation (MW) | 300 | 143
2 Diversification | 2022 | 60 | Variable Generation (MW) | 310 | 143
2 Diversification | 2022 | 60 | Variable Generation (MW) | 320 | 134
2 Diversification | 2022 | 60 | Variable Generation (MW) | 330 | 122
2 Diversification | 2022 | 60 | Variable Generation (MW) | 340 | 93
2 Diversification | 2022 | 60 | Variable Generation (MW) | 350 | 73
2 Diversification | 2022 | 60 | Variable Generation (MW) | 360 | 77
2 Diversification | 2022 | 60 | Variable Generation (MW) | 370 | 73
2 Diversification | 2022 | 60 | Variable Generation (MW) | 380 | 62
2 Diversification | 2022 | 60 | Variable Generation (MW) | 390 | 64
2 Diversification | 2022 | 60 | Variable Generation (MW) | 400 | 54
2 Diversification | 2022 | 60 | Variable Generation (MW) | 410 | 44
2 Diversification | 2022 | 60 | Variable Generation (MW) | 420 | 34
2 Diversification | 2022 | 60 | Variable Generation (MW) | 430 | 37
2 Diversification | 2022 | 60 | Variable Generation (MW) | 440 | 36
2 Diversification | 2022 | 60 | Variable Generation (MW) | 450 | 37
2 Diversification | 2022 | 60 | Variable Generation (MW) | 460 | 45
2 Diversification | 2022 | 60 | Variable Generation (MW) | 470 | 29
2 Diversification | 2022 | 60 | Variable Generation (MW) | 480 | 36
2 Diversification | 2022 | 60 | Variable Generation (MW) | 490 | 28
2 Diversification | 2022 | 60 | Variable Generation (MW) | 500 | 23
2 Diversification | 2022 | 60 | Variable Generation (MW) | 510 | 26
2 Diversification | 2022 | 60 | Variable Generation (MW) | 520 | 20
2 Diversification | 2022 | 60 | Variable Generation (MW) | 530 | 23
2 Diversification | 2022 | 60 | Variable Generation (MW) | 540 | 14
2 Diversification | 2022 | 60 | Variable Generation (MW) | 550 | 18
2 Diversification | 2022 | 60 | Variable Generation (MW) | 560 | 14
2 Diversification | 2022 | 60 | Variable Generation (MW) | 570 | 11
2 Diversification | 2022 | 60 | Variable Generation (MW) | 580 | 8
2 Diversification | 2022 | 60 | Variable Generation (MW) | 590 | 9
2 Diversification | 2022 | 60 | Variable Generation (MW) | 600 | 10
2 Diversification | 2022 | 60 | Variable Generation (MW) | 610 | 15
2 Diversification | 2022 | 60 | Variable Generation (MW) | 620 | 5
2 Diversification | 2022 | 60 | Variable Generation (MW) | 630 | 9
2 Diversification | 2022 | 60 | Variable Generation (MW) | 640 | 4
2 Diversification | 2022 | 60 | Variable Generation (MW) | 650 | 9
2 Diversification | 2022 | 60 | Variable Generation (MW) | 660 | 9
2 Diversification | 2022 | 60 | Variable Generation (MW) | 670 | 4
2 Diversification | 2022 | 60 | Variable Generation (MW) | 680 | 2
2 Diversification | 2022 | 60 | Variable Generation (MW) | 690 | 2
2 Diversification | 2022 | 60 | Variable Generation (MW) | 700 | 5
2 Diversification | 2022 | 60 | Variable Generation (MW) | 710 | 1
2 Diversification | 2022 | 60 | Variable Generation (MW) | 720 | 3
2 Diversification | 2022 | 60 | Variable Generation (MW) | 730 | 4
2 Diversification | 2022 | 60 | Variable Generation (MW) | 740 | 0
2 Diversification | 2022 | 60 | Variable Generation (MW) | 750 | 1
2 Diversification | 2022 | 60 | Variable Generation (MW) | 760 | 3
2 Diversification | 2022 | 60 | Variable Generation (MW) | 770 | 1
2 Diversification | 2022 | 60 | Variable Generation (MW) | 780 | 2
2 Diversification | 2022 | 60 | Variable Generation (MW) | 790 | 1
2 Diversification | 2022 | 60 | Variable Generation (MW) | 800 | 0
2 Diversification | 2022 | 60 | Variable Generation (MW) | 810 | 2
2 Diversification | 2022 | 60 | Variable Generation (MW) | 820 | 2
2 Diversification | 2022 | 60 | Variable Generation (MW) | 830 | 0
2 Diversification | 2022 | 60 | Variable Generation (MW) | 840 | 3
2 Diversification | 2022 | 60 | Variable Generation (MW) | 850 | 3
2 Diversification | 2022 | 60 | Variable Generation (MW) | 860 | 0
2 Diversification | 2022 | 60 | Variable Generation (MW) | 870 | 2
2 Diversification | 2022 | 60 | Variable Generation (MW) | 880 | 1
2 Diversification | 2022 | 60 | Variable Generation (MW) | 890 | 1
2 Diversification | 2022 | 60 | Variable Generation (MW) | 900 | 0
2 Diversification | 2022 | 60 | Variable Generation (MW) | 910 | 1
2 Diversification | 2022 | 60 | Variable Generation (MW) | 920 | 2
2 Diversification | 2022 | 60 | Variable Generation (MW) | 930 | 0
2 Diversification | 2022 | 60 | Variable Generation (MW) | 940 | 1
2 Diversification | 2022 | 60 | Variable Generation (MW) | 950 | 1
2 Diversification | 2022 | 60 | Variable Generation (MW) | 960 | 0
2 Diversification | 2022 | 60 | Variable Generation (MW) | 970 | 1
2 Diversification | 2022 | 60 | Variable Generation (MW) | 980 | 2
2 Diversification | 2022 | 60 | Variable Generation (MW) | 990 | 0
2 Diversification | 2022 | 60 | Variable Generation (MW) | 1000 | 1
2 Diversification | 2022 | 60 | Variable Generation (MW) | 1010 | 0
2 Diversification | 2022 | 60 | Variable Generation (MW) | 1020 | 2
2 Diversification | 2022 | 10 | Net Demand (MW) | -440 | 1
2 Diversification | 2022 | 10 | Net Demand (MW) | -430 | 0
2 Diversification | 2022 | 10 | Net Demand (MW) | -420 | 0
2 Diversification | 2022 | 10 | Net Demand (MW) | -410 | 0
2 Diversification | 2022 | 10 | Net Demand (MW) | -400 | 0
2 Diversification | 2022 | 10 | Net Demand (MW) | -390 | 0
2 Diversification | 2022 | 10 | Net Demand (MW) | -380 | 0
2 Diversification | 2022 | 10 | Net Demand (MW) | -370 | 0
2 Diversification | 2022 | 10 | Net Demand (MW) | -360 | 0
2 Diversification | 2022 | 10 | Net Demand (MW) | -350 | 0
2 Diversification | 2022 | 10 | Net Demand (MW) | -340 | 1
2 Diversification | 2022 | 10 | Net Demand (MW) | -330 | 0
2 Diversification | 2022 | 10 | Net Demand (MW) | -320 | 0
2 Diversification | 2022 | 10 | Net Demand (MW) | -310 | 1
2 Diversification | 2022 | 10 | Net Demand (MW) | -300 | 0
2 Diversification | 2022 | 10 | Net Demand (MW) | -290 | 1
2 Diversification | 2022 | 10 | Net Demand (MW) | -280 | 1
2 Diversification | 2022 | 10 | Net Demand (MW) | -270 | 3
2 Diversification | 2022 | 10 | Net Demand (MW) | -260 | 1
2 Diversification | 2022 | 10 | Net Demand (MW) | -250 | 2
2 Diversification | 2022 | 10 | Net Demand (MW) | -240 | 5
2 Diversification | 2022 | 10 | Net Demand (MW) | -230 | 5
2 Diversification | 2022 | 10 | Net Demand (MW) | -220 | 7
2 Diversification | 2022 | 10 | Net Demand (MW) | -210 | 6
2 Diversification | 2022 | 10 | Net Demand (MW) | -200 | 11
2 Diversification | 2022 | 10 | Net Demand (MW) | -190 | 13
2 Diversification | 2022 | 10 | Net Demand (MW) | -180 | 12
2 Diversification | 2022 | 10 | Net Demand (MW) | -170 | 38
2 Diversification | 2022 | 10 | Net Demand (MW) | -160 | 34
2 Diversification | 2022 | 10 | Net Demand (MW) | -150 | 59
2 Diversification | 2022 | 10 | Net Demand (MW) | -140 | 108
2 Diversification | 2022 | 10 | Net Demand (MW) | -130 | 143
2 Diversification | 2022 | 10 | Net Demand (MW) | -120 | 234
2 Diversification | 2022 | 10 | Net Demand (MW) | -110 | 344
2 Diversification | 2022 | 10 | Net Demand (MW) | -100 | 483
2 Diversification | 2022 | 10 | Net Demand (MW) | -90 | 695
2 Diversification | 2022 | 10 | Net Demand (MW) | -80 | 989
2 Diversification | 2022 | 10 | Net Demand (MW) | -70 | 1351
2 Diversification | 2022 | 10 | Net Demand (MW) | -60 | 1749
2 Diversification | 2022 | 10 | Net Demand (MW) | -50 | 2359
2 Diversification | 2022 | 10 | Net Demand (MW) | -40 | 2897
2 Diversification | 2022 | 10 | Net Demand (MW) | -30 | 3584
2 Diversification | 2022 | 10 | Net Demand (MW) | -20 | 4148
2 Diversification | 2022 | 10 | Net Demand (MW) | -10 | 4879
2 Diversification | 2022 | 10 | Net Demand (MW) | 0 | 5088
2 Diversification | 2022 | 10 | Net Demand (MW) | 10 | 4667
2 Diversification | 2022 | 10 | Net Demand (MW) | 20 | 4183
2 Diversification | 2022 | 10 | Net Demand (MW) | 30 | 3392
2 Diversification | 2022 | 10 | Net Demand (MW) | 40 | 2807
2 Diversification | 2022 | 10 | Net Demand (MW) | 50 | 2002
2 Diversification | 2022 | 10 | Net Demand (MW) | 60 | 1564
2 Diversification | 2022 | 10 | Net Demand (MW) | 70 | 1200
2 Diversification | 2022 | 10 | Net Demand (MW) | 80 | 864
2 Diversification | 2022 | 10 | Net Demand (MW) | 90 | 708
2 Diversification | 2022 | 10 | Net Demand (MW) | 100 | 464
2 Diversification | 2022 | 10 | Net Demand (MW) | 110 | 384
2 Diversification | 2022 | 10 | Net Demand (MW) | 120 | 306
2 Diversification | 2022 | 10 | Net Demand (MW) | 130 | 217
2 Diversification | 2022 | 10 | Net Demand (MW) | 140 | 176
2 Diversification | 2022 | 10 | Net Demand (MW) | 150 | 109
2 Diversification | 2022 | 10 | Net Demand (MW) | 160 | 96
2 Diversification | 2022 | 10 | Net Demand (MW) | 170 | 55
2 Diversification | 2022 | 10 | Net Demand (MW) | 180 | 38
2 Diversification | 2022 | 10 | Net Demand (MW) | 190 | 19
2 Diversification | 2022 | 10 | Net Demand (MW) | 200 | 13
2 Diversification | 2022 | 10 | Net Demand (MW) | 210 | 13
2 Diversification | 2022 | 10 | Net Demand (MW) | 220 | 11
2 Diversification | 2022 | 10 | Net Demand (MW) | 230 | 5
2 Diversification | 2022 | 10 | Net Demand (MW) | 240 | 5
2 Diversification | 2022 | 10 | Net Demand (MW) | 250 | 1
2 Diversification | 2022 | 10 | Net Demand (MW) | 260 | 2
2 Diversification | 2022 | 10 | Net Demand (MW) | 270 | 2
2 Diversification | 2022 | 10 | Net Demand (MW) | 280 | 2
2 Diversification | 2022 | 10 | Net Demand (MW) | 290 | 1
2 Diversification | 2022 | 10 | Net Demand (MW) | 300 | 1
2 Diversification | 2022 | 60 | Net Demand (MW) | -1270 | 1
2 Diversification | 2022 | 60 | Net Demand (MW) | -1260 | 0
2 Diversification | 2022 | 60 | Net Demand (MW) | -1250 | 1
2 Diversification | 2022 | 60 | Net Demand (MW) | -1240 | 0
2 Diversification | 2022 | 60 | Net Demand (MW) | -1230 | 0
2 Diversification | 2022 | 60 | Net Demand (MW) | -1220 | 0
2 Diversification | 2022 | 60 | Net Demand (MW) | -1210 | 0
2 Diversification | 2022 | 60 | Net Demand (MW) | -1200 | 0
2 Diversification | 2022 | 60 | Net Demand (MW) | -1190 | 0
2 Diversification | 2022 | 60 | Net Demand (MW) | -1180 | 0
2 Diversification | 2022 | 60 | Net Demand (MW) | -1170 | 0
2 Diversification | 2022 | 60 | Net Demand (MW) | -1160 | 1
2 Diversification | 2022 | 60 | Net Demand (MW) | -1150 | 0
2 Diversification | 2022 | 60 | Net Demand (MW) | -1140 | 0
2 Diversification | 2022 | 60 | Net Demand (MW) | -1130 | 0
2 Diversification | 2022 | 60 | Net Demand (MW) | -1120 | 1
2 Diversification | 2022 | 60 | Net Demand (MW) | -1110 | 2
2 Diversification | 2022 | 60 | Net Demand (MW) | -1100 | 1
2 Diversification | 2022 | 60 | Net Demand (MW) | -1090 | 0
2 Diversification | 2022 | 60 | Net Demand (MW) | -1080 | 3
2 Diversification | 2022 | 60 | Net Demand (MW) | -1070 | 1
2 Diversification | 2022 | 60 | Net Demand (MW) | -1060 | 0
2 Diversification | 2022 | 60 | Net Demand (MW) | -1050 | 1
2 Diversification | 2022 | 60 | Net Demand (MW) | -1040 | 0
2 Diversification | 2022 | 60 | Net Demand (MW) | -1030 | 0
2 Diversification | 2022 | 60 | Net Demand (MW) | -1020 | 1
2 Diversification | 2022 | 60 | Net Demand (MW) | -1010 | 1
2 Diversification | 2022 | 60 | Net Demand (MW) | -1000 | 0
2 Diversification | 2022 | 60 | Net Demand (MW) | -990 | 2
2 Diversification | 2022 | 60 | Net Demand (MW) | -980 | 1
2 Diversification | 2022 | 60 | Net Demand (MW) | -970 | 2
2 Diversification | 2022 | 60 | Net Demand (MW) | -960 | 0
2 Diversification | 2022 | 60 | Net Demand (MW) | -950 | 4
2 Diversification | 2022 | 60 | Net Demand (MW) | -940 | 0
2 Diversification | 2022 | 60 | Net Demand (MW) | -930 | 1
2 Diversification | 2022 | 60 | Net Demand (MW) | -920 | 1
2 Diversification | 2022 | 60 | Net Demand (MW) | -910 | 3
2 Diversification | 2022 | 60 | Net Demand (MW) | -900 | 2
2 Diversification | 2022 | 60 | Net Demand (MW) | -890 | 1
2 Diversification | 2022 | 60 | Net Demand (MW) | -880 | 1
2 Diversification | 2022 | 60 | Net Demand (MW) | -870 | 2
2 Diversification | 2022 | 60 | Net Demand (MW) | -860 | 2
2 Diversification | 2022 | 60 | Net Demand (MW) | -850 | 5
2 Diversification | 2022 | 60 | Net Demand (MW) | -840 | 5
2 Diversification | 2022 | 60 | Net Demand (MW) | -830 | 2
2 Diversification | 2022 | 60 | Net Demand (MW) | -820 | 2
2 Diversification | 2022 | 60 | Net Demand (MW) | -810 | 10
2 Diversification | 2022 | 60 | Net Demand (MW) | -800 | 5
2 Diversification | 2022 | 60 | Net Demand (MW) | -790 | 4
2 Diversification | 2022 | 60 | Net Demand (MW) | -780 | 13
2 Diversification | 2022 | 60 | Net Demand (MW) | -770 | 6
2 Diversification | 2022 | 60 | Net Demand (MW) | -760 | 13
2 Diversification | 2022 | 60 | Net Demand (MW) | -750 | 7
2 Diversification | 2022 | 60 | Net Demand (MW) | -740 | 8
2 Diversification | 2022 | 60 | Net Demand (MW) | -730 | 8
2 Diversification | 2022 | 60 | Net Demand (MW) | -720 | 9
2 Diversification | 2022 | 60 | Net Demand (MW) | -710 | 15
2 Diversification | 2022 | 60 | Net Demand (MW) | -700 | 17
2 Diversification | 2022 | 60 | Net Demand (MW) | -690 | 15
2 Diversification | 2022 | 60 | Net Demand (MW) | -680 | 20
2 Diversification | 2022 | 60 | Net Demand (MW) | -670 | 23
2 Diversification | 2022 | 60 | Net Demand (MW) | -660 | 21
2 Diversification | 2022 | 60 | Net Demand (MW) | -650 | 23
2 Diversification | 2022 | 60 | Net Demand (MW) | -640 | 32
2 Diversification | 2022 | 60 | Net Demand (MW) | -630 | 33
2 Diversification | 2022 | 60 | Net Demand (MW) | -620 | 36
2 Diversification | 2022 | 60 | Net Demand (MW) | -610 | 42
2 Diversification | 2022 | 60 | Net Demand (MW) | -600 | 56
2 Diversification | 2022 | 60 | Net Demand (MW) | -590 | 59
2 Diversification | 2022 | 60 | Net Demand (MW) | -580 | 45
2 Diversification | 2022 | 60 | Net Demand (MW) | -570 | 58
2 Diversification | 2022 | 60 | Net Demand (MW) | -560 | 50
2 Diversification | 2022 | 60 | Net Demand (MW) | -550 | 81
2 Diversification | 2022 | 60 | Net Demand (MW) | -540 | 73
2 Diversification | 2022 | 60 | Net Demand (MW) | -530 | 94
2 Diversification | 2022 | 60 | Net Demand (MW) | -520 | 83
2 Diversification | 2022 | 60 | Net Demand (MW) | -510 | 85
2 Diversification | 2022 | 60 | Net Demand (MW) | -500 | 114
2 Diversification | 2022 | 60 | Net Demand (MW) | -490 | 119
2 Diversification | 2022 | 60 | Net Demand (MW) | -480 | 87
2 Diversification | 2022 | 60 | Net Demand (MW) | -470 | 110
2 Diversification | 2022 | 60 | Net Demand (MW) | -460 | 157
2 Diversification | 2022 | 60 | Net Demand (MW) | -450 | 149
2 Diversification | 2022 | 60 | Net Demand (MW) | -440 | 161
2 Diversification | 2022 | 60 | Net Demand (MW) | -430 | 166
2 Diversification | 2022 | 60 | Net Demand (MW) | -420 | 151
2 Diversification | 2022 | 60 | Net Demand (MW) | -410 | 186
2 Diversification | 2022 | 60 | Net Demand (MW) | -400 | 212
2 Diversification | 2022 | 60 | Net Demand (MW) | -390 | 220
2 Diversification | 2022 | 60 | Net Demand (MW) | -380 | 246
2 Diversification | 2022 | 60 | Net Demand (MW) | -370 | 249
2 Diversification | 2022 | 60 | Net Demand (MW) | -360 | 270
2 Diversification | 2022 | 60 | Net Demand (MW) | -350 | 270
2 Diversification | 2022 | 60 | Net Demand (MW) | -340 | 302
2 Diversification | 2022 | 60 | Net Demand (MW) | -330 | 337
2 Diversification | 2022 | 60 | Net Demand (MW) | -320 | 311
2 Diversification | 2022 | 60 | Net Demand (MW) | -310 | 355
2 Diversification | 2022 | 60 | Net Demand (MW) | -300 | 366
2 Diversification | 2022 | 60 | Net Demand (MW) | -290 | 347
2 Diversification | 2022 | 60 | Net Demand (MW) | -280 | 369
2 Diversification | 2022 | 60 | Net Demand (MW) | -270 | 377
2 Diversification | 2022 | 60 | Net Demand (MW) | -260 | 419
2 Diversification | 2022 | 60 | Net Demand (MW) | -250 | 424
2 Diversification | 2022 | 60 | Net Demand (MW) | -240 | 438
2 Diversification | 2022 | 60 | Net Demand (MW) | -230 | 460
2 Diversification | 2022 | 60 | Net Demand (MW) | -220 | 510
2 Diversification | 2022 | 60 | Net Demand (MW) | -210 | 501
2 Diversification | 2022 | 60 | Net Demand (MW) | -200 | 526
2 Diversification | 2022 | 60 | Net Demand (MW) | -190 | 606
2 Diversification | 2022 | 60 | Net Demand (MW) | -180 | 640
2 Diversification | 2022 | 60 | Net Demand (MW) | -170 | 638
2 Diversification | 2022 | 60 | Net Demand (MW) | -160 | 694
2 Diversification | 2022 | 60 | Net Demand (MW) | -150 | 770
2 Diversification | 2022 | 60 | Net Demand (MW) | -140 | 810
2 Diversification | 2022 | 60 | Net Demand (MW) | -130 | 751
2 Diversification | 2022 | 60 | Net Demand (MW) | -120 | 759
2 Diversification | 2022 | 60 | Net Demand (MW) | -110 | 776
2 Diversification | 2022 | 60 | Net Demand (MW) | -100 | 829
2 Diversification | 2022 | 60 | Net Demand (MW) | -90 | 891
2 Diversification | 2022 | 60 | Net Demand (MW) | -80 | 961
2 Diversification | 2022 | 60 | Net Demand (MW) | -70 | 965
2 Diversification | 2022 | 60 | Net Demand (MW) | -60 | 981
2 Diversification | 2022 | 60 | Net Demand (MW) | -50 | 1015
2 Diversification | 2022 | 60 | Net Demand (MW) | -40 | 1007
2 Diversification | 2022 | 60 | Net Demand (MW) | -30 | 979
2 Diversification | 2022 | 60 | Net Demand (MW) | -20 | 1027
2 Diversification | 2022 | 60 | Net Demand (MW) | -10 | 1017
2 Diversification | 2022 | 60 | Net Demand (MW) | 0 | 1044
2 Diversification | 2022 | 60 | Net Demand (MW) | 10 | 1043
2 Diversification | 2022 | 60 | Net Demand (MW) | 20 | 1098
2 Diversification | 2022 | 60 | Net Demand (MW) | 30 | 1006
2 Diversification | 2022 | 60 | Net Demand (MW) | 40 | 1022
2 Diversification | 2022 | 60 | Net Demand (MW) | 50 | 1020
2 Diversification | 2022 | 60 | Net Demand (MW) | 60 | 992
2 Diversification | 2022 | 60 | Net Demand (MW) | 70 | 964
2 Diversification | 2022 | 60 | Net Demand (MW) | 80 | 909
2 Diversification | 2022 | 60 | Net Demand (MW) | 90 | 895
2 Diversification | 2022 | 60 | Net Demand (MW) | 100 | 864
2 Diversification | 2022 | 60 | Net Demand (MW) | 110 | 840
2 Diversification | 2022 | 60 | Net Demand (MW) | 120 | 795
2 Diversification | 2022 | 60 | Net Demand (MW) | 130 | 735
2 Diversification | 2022 | 60 | Net Demand (MW) | 140 | 697
2 Diversification | 2022 | 60 | Net Demand (MW) | 150 | 703
2 Diversification | 2022 | 60 | Net Demand (MW) | 160 | 632
2 Diversification | 2022 | 60 | Net Demand (MW) | 170 | 605
2 Diversification | 2022 | 60 | Net Demand (MW) | 180 | 609
2 Diversification | 2022 | 60 | Net Demand (MW) | 190 | 550
2 Diversification | 2022 | 60 | Net Demand (MW) | 200 | 510
2 Diversification | 2022 | 60 | Net Demand (MW) | 210 | 503
2 Diversification | 2022 | 60 | Net Demand (MW) | 220 | 444
2 Diversification | 2022 | 60 | Net Demand (MW) | 230 | 394
2 Diversification | 2022 | 60 | Net Demand (MW) | 240 | 396
2 Diversification | 2022 | 60 | Net Demand (MW) | 250 | 414
2 Diversification | 2022 | 60 | Net Demand (MW) | 260 | 321
2 Diversification | 2022 | 60 | Net Demand (MW) | 270 | 356
2 Diversification | 2022 | 60 | Net Demand (MW) | 280 | 326
2 Diversification | 2022 | 60 | Net Demand (MW) | 290 | 279
2 Diversification | 2022 | 60 | Net Demand (MW) | 300 | 293
2 Diversification | 2022 | 60 | Net Demand (MW) | 310 | 263
2 Diversification | 2022 | 60 | Net Demand (MW) | 320 | 283
2 Diversification | 2022 | 60 | Net Demand (MW) | 330 | 269
2 Diversification | 2022 | 60 | Net Demand (MW) | 340 | 233
2 Diversification | 2022 | 60 | Net Demand (MW) | 350 | 233
2 Diversification | 2022 | 60 | Net Demand (MW) | 360 | 187
2 Diversification | 2022 | 60 | Net Demand (MW) | 370 | 200
2 Diversification | 2022 | 60 | Net Demand (MW) | 380 | 184
2 Diversification | 2022 | 60 | Net Demand (MW) | 390 | 166
2 Diversification | 2022 | 60 | Net Demand (MW) | 400 | 168
2 Diversification | 2022 | 60 | Net Demand (MW) | 410 | 141
2 Diversification | 2022 | 60 | Net Demand (MW) | 420 | 166
2 Diversification | 2022 | 60 | Net Demand (MW) | 430 | 155
2 Diversification | 2022 | 60 | Net Demand (MW) | 440 | 146
2 Diversification | 2022 | 60 | Net Demand (MW) | 450 | 132
2 Diversification | 2022 | 60 | Net Demand (MW) | 460 | 95
2 Diversification | 2022 | 60 | Net Demand (MW) | 470 | 123
2 Diversification | 2022 | 60 | Net Demand (MW) | 480 | 95
2 Diversification | 2022 | 60 | Net Demand (MW) | 490 | 110
2 Diversification | 2022 | 60 | Net Demand (MW) | 500 | 104
2 Diversification | 2022 | 60 | Net Demand (MW) | 510 | 118
2 Diversification | 2022 | 60 | Net Demand (MW) | 520 | 97
2 Diversification | 2022 | 60 | Net Demand (MW) | 530 | 85
2 Diversification | 2022 | 60 | Net Demand (MW) | 540 | 92
2 Diversification | 2022 | 60 | Net Demand (MW) | 550 | 72
2 Diversification | 2022 | 60 | Net Demand (MW) | 560 | 80
2 Diversification | 2022 | 60 | Net Demand (MW) | 570 | 77
2 Diversification | 2022 | 60 | Net Demand (MW) | 580 | 64
2 Diversification | 2022 | 60 | Net Demand (MW) | 590 | 62
2 Diversification | 2022 | 60 | Net Demand (MW) | 600 | 73
2 Diversification | 2022 | 60 | Net Demand (MW) | 610 | 60
2 Diversification | 2022 | 60 | Net Demand (MW) | 620 | 55
2 Diversification | 2022 | 60 | Net Demand (MW) | 630 | 53
2 Diversification | 2022 | 60 | Net Demand (MW) | 640 | 53
2 Diversification | 2022 | 60 | Net Demand (MW) | 650 | 49
2 Diversification | 2022 | 60 | Net Demand (MW) | 660 | 48
2 Diversification | 2022 | 60 | Net Demand (MW) | 670 | 51
2 Diversification | 2022 | 60 | Net Demand (MW) | 680 | 32
2 Diversification | 2022 | 60 | Net Demand (MW) | 690 | 40
2 Diversification | 2022 | 60 | Net Demand (MW) | 700 | 36
2 Diversification | 2022 | 60 | Net Demand (MW) | 710 | 36
2 Diversification | 2022 | 60 | Net Demand (MW) | 720 | 22
2 Diversification | 2022 | 60 | Net Demand (MW) | 730 | 34
2 Diversification | 2022 | 60 | Net Demand (MW) | 740 | 27
2 Diversification | 2022 | 60 | Net Demand (MW) | 750 | 36
2 Diversification | 2022 | 60 | Net Demand (MW) | 760 | 22
2 Diversification | 2022 | 60 | Net Demand (MW) | 770 | 25
2 Diversification | 2022 | 60 | Net Demand (MW) | 780 | 21
2 Diversification | 2022 | 60 | Net Demand (MW) | 790 | 18
2 Diversification | 2022 | 60 | Net Demand (MW) | 800 | 18
2 Diversification | 2022 | 60 | Net Demand (MW) | 810 | 18
2 Diversification | 2022 | 60 | Net Demand (MW) | 820 | 12
2 Diversification | 2022 | 60 | Net Demand (MW) | 830 | 10
2 Diversification | 2022 | 60 | Net Demand (MW) | 840 | 15
2 Diversification | 2022 | 60 | Net Demand (MW) | 850 | 14
2 Diversification | 2022 | 60 | Net Demand (MW) | 860 | 9
2 Diversification | 2022 | 60 | Net Demand (MW) | 870 | 5
2 Diversification | 2022 | 60 | Net Demand (MW) | 880 | 7
2 Diversification | 2022 | 60 | Net Demand (MW) | 890 | 7
2 Diversification | 2022 | 60 | Net Demand (MW) | 900 | 9
2 Diversification | 2022 | 60 | Net Demand (MW) | 910 | 7
2 Diversification | 2022 | 60 | Net Demand (MW) | 920 | 6
2 Diversification | 2022 | 60 | Net Demand (MW) | 930 | 3
2 Diversification | 2022 | 60 | Net Demand (MW) | 940 | 2
2 Diversification | 2022 | 60 | Net Demand (MW) | 950 | 4
2 Diversification | 2022 | 60 | Net Demand (MW) | 960 | 5
2 Diversification | 2022 | 60 | Net Demand (MW) | 970 | 3
2 Diversification | 2022 | 60 | Net Demand (MW) | 980 | 1
2 Diversification | 2022 | 60 | Net Demand (MW) | 990 | 3
2 Diversification | 2022 | 60 | Net Demand (MW) | 1000 | 2
2 Diversification | 2022 | 60 | Net Demand (MW) | 1010 | 1
2 Diversification | 2022 | 60 | Net Demand (MW) | 1020 | 2
2 Diversification | 2022 | 60 | Net Demand (MW) | 1030 | 0
2 Diversification | 2022 | 60 | Net Demand (MW) | 1040 | 1
2 Diversification | 2022 | 60 | Net Demand (MW) | 1050 | 4
2 Diversification | 2022 | 60 | Net Demand (MW) | 1060 | 2
2 Diversification | 2022 | 60 | Net Demand (MW) | 1070 | 1
2 Diversification | 2022 | 60 | Net Demand (MW) | 1080 | 1
2 Diversification | 2022 | 60 | Net Demand (MW) | 1090 | 1
2 Diversification | 2022 | 60 | Net Demand (MW) | 1100 | 2
2 Diversification | 2022 | 60 | Net Demand (MW) | 1110 | 0
2 Diversification | 2022 | 60 | Net Demand (MW) | 1120 | 0
2 Diversification | 2022 | 60 | Net Demand (MW) | 1130 | 2
2 Diversification | 2022 | 60 | Net Demand (MW) | 1140 | 0
2 Diversification | 2022 | 60 | Net Demand (MW) | 1150 | 0
2 Diversification | 2022 | 60 | Net Demand (MW) | 1160 | 1
2 Diversification | 2022 | 60 | Net Demand (MW) | 1170 | 0
2 Diversification | 2022 | 60 | Net Demand (MW) | 1180 | 1
2 Diversification | 2022 | 60 | Net Demand (MW) | 1190 | 0
2 Diversification | 2022 | 60 | Net Demand (MW) | 1200 | 0
2 Diversification | 2022 | 60 | Net Demand (MW) | 1210 | 1
2 Diversification | 2022 | 60 | Net Demand (MW) | 1220 | 1
2 Diversification | 2022 | 60 | Net Demand (MW) | 1230 | 1
2 Diversification | 2022 | 60 | Net Demand (MW) | 1240 | 1
2 Diversification | 2022 | 60 | Net Demand (MW) | 1250 | 0
2 Diversification | 2022 | 60 | Net Demand (MW) | 1260 | 2
2 Diversification | 2023 | 10 | Alberta Internal Load (MW) | -380 | 1
2 Diversification | 2023 | 10 | Alberta Internal Load (MW) | -370 | 0
2 Diversification | 2023 | 10 | Alberta Internal Load (MW) | -360 | 0
2 Diversification | 2023 | 10 | Alberta Internal Load (MW) | -350 | 0
2 Diversification | 2023 | 10 | Alberta Internal Load (MW) | -340 | 0
2 Diversification | 2023 | 10 | Alberta Internal Load (MW) | -330 | 0
2 Diversification | 2023 | 10 | Alberta Internal Load (MW) | -320 | 0
2 Diversification | 2023 | 10 | Alberta Internal Load (MW) | -310 | 0
2 Diversification | 2023 | 10 | Alberta Internal Load (MW) | -300 | 0
2 Diversification | 2023 | 10 | Alberta Internal Load (MW) | -290 | 0
2 Diversification | 2023 | 10 | Alberta Internal Load (MW) | -280 | 0
2 Diversification | 2023 | 10 | Alberta Internal Load (MW) | -270 | 0
2 Diversification | 2023 | 10 | Alberta Internal Load (MW) | -260 | 0
2 Diversification | 2023 | 10 | Alberta Internal Load (MW) | -250 | 0
2 Diversification | 2023 | 10 | Alberta Internal Load (MW) | -240 | 1
2 Diversification | 2023 | 10 | Alberta Internal Load (MW) | -230 | 2
2 Diversification | 2023 | 10 | Alberta Internal Load (MW) | -220 | 1
2 Diversification | 2023 | 10 | Alberta Internal Load (MW) | -210 | 0
2 Diversification | 2023 | 10 | Alberta Internal Load (MW) | -200 | 0
2 Diversification | 2023 | 10 | Alberta Internal Load (MW) | -190 | 0
2 Diversification | 2023 | 10 | Alberta Internal Load (MW) | -180 | 1
2 Diversification | 2023 | 10 | Alberta Internal Load (MW) | -170 | 2
2 Diversification | 2023 | 10 | Alberta Internal Load (MW) | -160 | 3
2 Diversification | 2023 | 10 | Alberta Internal Load (MW) | -150 | 13
2 Diversification | 2023 | 10 | Alberta Internal Load (MW) | -140 | 17
2 Diversification | 2023 | 10 | Alberta Internal Load (MW) | -130 | 39
2 Diversification | 2023 | 10 | Alberta Internal Load (MW) | -120 | 65
2 Diversification | 2023 | 10 | Alberta Internal Load (MW) | -110 | 119
2 Diversification | 2023 | 10 | Alberta Internal Load (MW) | -100 | 192
2 Diversification | 2023 | 10 | Alberta Internal Load (MW) | -90 | 356
2 Diversification | 2023 | 10 | Alberta Internal Load (MW) | -80 | 552
2 Diversification | 2023 | 10 | Alberta Internal Load (MW) | -70 | 849
2 Diversification | 2023 | 10 | Alberta Internal Load (MW) | -60 | 1399
2 Diversification | 2023 | 10 | Alberta Internal Load (MW) | -50 | 2051
2 Diversification | 2023 | 10 | Alberta Internal Load (MW) | -40 | 2916
2 Diversification | 2023 | 10 | Alberta Internal Load (MW) | -30 | 3959
2 Diversification | 2023 | 10 | Alberta Internal Load (MW) | -20 | 5293
2 Diversification | 2023 | 10 | Alberta Internal Load (MW) | -10 | 6202
2 Diversification | 2023 | 10 | Alberta Internal Load (MW) | 0 | 6679
2 Diversification | 2023 | 10 | Alberta Internal Load (MW) | 10 | 5896
2 Diversification | 2023 | 10 | Alberta Internal Load (MW) | 20 | 4527
2 Diversification | 2023 | 10 | Alberta Internal Load (MW) | 30 | 3276
2 Diversification | 2023 | 10 | Alberta Internal Load (MW) | 40 | 2332
2 Diversification | 2023 | 10 | Alberta Internal Load (MW) | 50 | 1605
2 Diversification | 2023 | 10 | Alberta Internal Load (MW) | 60 | 1171
2 Diversification | 2023 | 10 | Alberta Internal Load (MW) | 70 | 822
2 Diversification | 2023 | 10 | Alberta Internal Load (MW) | 80 | 565
2 Diversification | 2023 | 10 | Alberta Internal Load (MW) | 90 | 458
2 Diversification | 2023 | 10 | Alberta Internal Load (MW) | 100 | 356
2 Diversification | 2023 | 10 | Alberta Internal Load (MW) | 110 | 251
2 Diversification | 2023 | 10 | Alberta Internal Load (MW) | 120 | 220
2 Diversification | 2023 | 10 | Alberta Internal Load (MW) | 130 | 138
2 Diversification | 2023 | 10 | Alberta Internal Load (MW) | 140 | 106
2 Diversification | 2023 | 10 | Alberta Internal Load (MW) | 150 | 61
2 Diversification | 2023 | 10 | Alberta Internal Load (MW) | 160 | 31
2 Diversification | 2023 | 10 | Alberta Internal Load (MW) | 170 | 10
2 Diversification | 2023 | 10 | Alberta Internal Load (MW) | 180 | 8
2 Diversification | 2023 | 10 | Alberta Internal Load (MW) | 190 | 3
2 Diversification | 2023 | 10 | Alberta Internal Load (MW) | 200 | 4
2 Diversification | 2023 | 10 | Alberta Internal Load (MW) | 210 | 2
2 Diversification | 2023 | 10 | Alberta Internal Load (MW) | 220 | 1
2 Diversification | 2023 | 10 | Alberta Internal Load (MW) | 230 | 0
2 Diversification | 2023 | 10 | Alberta Internal Load (MW) | 240 | 1
2 Diversification | 2023 | 10 | Alberta Internal Load (MW) | 250 | 1
2 Diversification | 2023 | 10 | Alberta Internal Load (MW) | 260 | 0
2 Diversification | 2023 | 10 | Alberta Internal Load (MW) | 270 | 0
2 Diversification | 2023 | 10 | Alberta Internal Load (MW) | 280 | 1
2 Diversification | 2023 | 10 | Alberta Internal Load (MW) | 290 | 1
2 Diversification | 2023 | 60 | Alberta Internal Load (MW) | -640 | 2
2 Diversification | 2023 | 60 | Alberta Internal Load (MW) | -630 | 1
2 Diversification | 2023 | 60 | Alberta Internal Load (MW) | -620 | 1
2 Diversification | 2023 | 60 | Alberta Internal Load (MW) | -610 | 2
2 Diversification | 2023 | 60 | Alberta Internal Load (MW) | -600 | 4
2 Diversification | 2023 | 60 | Alberta Internal Load (MW) | -590 | 7
2 Diversification | 2023 | 60 | Alberta Internal Load (MW) | -580 | 9
2 Diversification | 2023 | 60 | Alberta Internal Load (MW) | -570 | 9
2 Diversification | 2023 | 60 | Alberta Internal Load (MW) | -560 | 14
2 Diversification | 2023 | 60 | Alberta Internal Load (MW) | -550 | 20
2 Diversification | 2023 | 60 | Alberta Internal Load (MW) | -540 | 26
2 Diversification | 2023 | 60 | Alberta Internal Load (MW) | -530 | 39
2 Diversification | 2023 | 60 | Alberta Internal Load (MW) | -520 | 44
2 Diversification | 2023 | 60 | Alberta Internal Load (MW) | -510 | 45
2 Diversification | 2023 | 60 | Alberta Internal Load (MW) | -500 | 73
2 Diversification | 2023 | 60 | Alberta Internal Load (MW) | -490 | 76
2 Diversification | 2023 | 60 | Alberta Internal Load (MW) | -480 | 74
2 Diversification | 2023 | 60 | Alberta Internal Load (MW) | -470 | 89
2 Diversification | 2023 | 60 | Alberta Internal Load (MW) | -460 | 85
2 Diversification | 2023 | 60 | Alberta Internal Load (MW) | -450 | 79
2 Diversification | 2023 | 60 | Alberta Internal Load (MW) | -440 | 94
2 Diversification | 2023 | 60 | Alberta Internal Load (MW) | -430 | 125
2 Diversification | 2023 | 60 | Alberta Internal Load (MW) | -420 | 91
2 Diversification | 2023 | 60 | Alberta Internal Load (MW) | -410 | 118
2 Diversification | 2023 | 60 | Alberta Internal Load (MW) | -400 | 107
2 Diversification | 2023 | 60 | Alberta Internal Load (MW) | -390 | 118
2 Diversification | 2023 | 60 | Alberta Internal Load (MW) | -380 | 160
2 Diversification | 2023 | 60 | Alberta Internal Load (MW) | -370 | 151
2 Diversification | 2023 | 60 | Alberta Internal Load (MW) | -360 | 200
2 Diversification | 2023 | 60 | Alberta Internal Load (MW) | -350 | 216
2 Diversification | 2023 | 60 | Alberta Internal Load (MW) | -340 | 239
2 Diversification | 2023 | 60 | Alberta Internal Load (MW) | -330 | 256
2 Diversification | 2023 | 60 | Alberta Internal Load (MW) | -320 | 272
2 Diversification | 2023 | 60 | Alberta Internal Load (MW) | -310 | 297
2 Diversification | 2023 | 60 | Alberta Internal Load (MW) | -300 | 308
2 Diversification | 2023 | 60 | Alberta Internal Load (MW) | -290 | 288
2 Diversification | 2023 | 60 | Alberta Internal Load (MW) | -280 | 302
2 Diversification | 2023 | 60 | Alberta Internal Load (MW) | -270 | 352
2 Diversification | 2023 | 60 | Alberta Internal Load (MW) | -260 | 370
2 Diversification | 2023 | 60 | Alberta Internal Load (MW) | -250 | 382
2 Diversification | 2023 | 60 | Alberta Internal Load (MW) | -240 | 380
2 Diversification | 2023 | 60 | Alberta Internal Load (MW) | -230 | 414
2 Diversification | 2023 | 60 | Alberta Internal Load (MW) | -220 | 480
2 Diversification | 2023 | 60 | Alberta Internal Load (MW) | -210 | 505
2 Diversification | 2023 | 60 | Alberta Internal Load (MW) | -200 | 510
2 Diversification | 2023 | 60 | Alberta Internal Load (MW) | -190 | 539
2 Diversification | 2023 | 60 | Alberta Internal Load (MW) | -180 | 562
2 Diversification | 2023 | 60 | Alberta Internal Load (MW) | -170 | 573
2 Diversification | 2023 | 60 | Alberta Internal Load (MW) | -160 | 666
2 Diversification | 2023 | 60 | Alberta Internal Load (MW) | -150 | 701
2 Diversification | 2023 | 60 | Alberta Internal Load (MW) | -140 | 778
2 Diversification | 2023 | 60 | Alberta Internal Load (MW) | -130 | 772
2 Diversification | 2023 | 60 | Alberta Internal Load (MW) | -120 | 783
2 Diversification | 2023 | 60 | Alberta Internal Load (MW) | -110 | 869
2 Diversification | 2023 | 60 | Alberta Internal Load (MW) | -100 | 1020
2 Diversification | 2023 | 60 | Alberta Internal Load (MW) | -90 | 1003
2 Diversification | 2023 | 60 | Alberta Internal Load (MW) | -80 | 1141
2 Diversification | 2023 | 60 | Alberta Internal Load (MW) | -70 | 1242
2 Diversification | 2023 | 60 | Alberta Internal Load (MW) | -60 | 1296
2 Diversification | 2023 | 60 | Alberta Internal Load (MW) | -50 | 1416
2 Diversification | 2023 | 60 | Alberta Internal Load (MW) | -40 | 1534
2 Diversification | 2023 | 60 | Alberta Internal Load (MW) | -30 | 1527
2 Diversification | 2023 | 60 | Alberta Internal Load (MW) | -20 | 1613
2 Diversification | 2023 | 60 | Alberta Internal Load (MW) | -10 | 1654
2 Diversification | 2023 | 60 | Alberta Internal Load (MW) | 0 | 1547
2 Diversification | 2023 | 60 | Alberta Internal Load (MW) | 10 | 1581
2 Diversification | 2023 | 60 | Alberta Internal Load (MW) | 20 | 1507
2 Diversification | 2023 | 60 | Alberta Internal Load (MW) | 30 | 1367
2 Diversification | 2023 | 60 | Alberta Internal Load (MW) | 40 | 1338
2 Diversification | 2023 | 60 | Alberta Internal Load (MW) | 50 | 1243
2 Diversification | 2023 | 60 | Alberta Internal Load (MW) | 60 | 1067
2 Diversification | 2023 | 60 | Alberta Internal Load (MW) | 70 | 1030
2 Diversification | 2023 | 60 | Alberta Internal Load (MW) | 80 | 899
2 Diversification | 2023 | 60 | Alberta Internal Load (MW) | 90 | 770
2 Diversification | 2023 | 60 | Alberta Internal Load (MW) | 100 | 791
2 Diversification | 2023 | 60 | Alberta Internal Load (MW) | 110 | 707
2 Diversification | 2023 | 60 | Alberta Internal Load (MW) | 120 | 635
2 Diversification | 2023 | 60 | Alberta Internal Load (MW) | 130 | 624
2 Diversification | 2023 | 60 | Alberta Internal Load (MW) | 140 | 606
2 Diversification | 2023 | 60 | Alberta Internal Load (MW) | 150 | 519
2 Diversification | 2023 | 60 | Alberta Internal Load (MW) | 160 | 508
2 Diversification | 2023 | 60 | Alberta Internal Load (MW) | 170 | 444
2 Diversification | 2023 | 60 | Alberta Internal Load (MW) | 180 | 443
2 Diversification | 2023 | 60 | Alberta Internal Load (MW) | 190 | 455
2 Diversification | 2023 | 60 | Alberta Internal Load (MW) | 200 | 436
2 Diversification | 2023 | 60 | Alberta Internal Load (MW) | 210 | 387
2 Diversification | 2023 | 60 | Alberta Internal Load (MW) | 220 | 381
2 Diversification | 2023 | 60 | Alberta Internal Load (MW) | 230 | 339
2 Diversification | 2023 | 60 | Alberta Internal Load (MW) | 240 | 298
2 Diversification | 2023 | 60 | Alberta Internal Load (MW) | 250 | 334
2 Diversification | 2023 | 60 | Alberta Internal Load (MW) | 260 | 295
2 Diversification | 2023 | 60 | Alberta Internal Load (MW) | 270 | 291
2 Diversification | 2023 | 60 | Alberta Internal Load (MW) | 280 | 268
2 Diversification | 2023 | 60 | Alberta Internal Load (MW) | 290 | 253
2 Diversification | 2023 | 60 | Alberta Internal Load (MW) | 300 | 229
2 Diversification | 2023 | 60 | Alberta Internal Load (MW) | 310 | 238
2 Diversification | 2023 | 60 | Alberta Internal Load (MW) | 320 | 216
2 Diversification | 2023 | 60 | Alberta Internal Load (MW) | 330 | 184
2 Diversification | 2023 | 60 | Alberta Internal Load (MW) | 340 | 192
2 Diversification | 2023 | 60 | Alberta Internal Load (MW) | 350 | 196
2 Diversification | 2023 | 60 | Alberta Internal Load (MW) | 360 | 154
2 Diversification | 2023 | 60 | Alberta Internal Load (MW) | 370 | 163
2 Diversification | 2023 | 60 | Alberta Internal Load (MW) | 380 | 163
2 Diversification | 2023 | 60 | Alberta Internal Load (MW) | 390 | 165
2 Diversification | 2023 | 60 | Alberta Internal Load (MW) | 400 | 157
2 Diversification | 2023 | 60 | Alberta Internal Load (MW) | 410 | 121
2 Diversification | 2023 | 60 | Alberta Internal Load (MW) | 420 | 114
2 Diversification | 2023 | 60 | Alberta Internal Load (MW) | 430 | 109
2 Diversification | 2023 | 60 | Alberta Internal Load (MW) | 440 | 110
2 Diversification | 2023 | 60 | Alberta Internal Load (MW) | 450 | 106
2 Diversification | 2023 | 60 | Alberta Internal Load (MW) | 460 | 90
2 Diversification | 2023 | 60 | Alberta Internal Load (MW) | 470 | 83
2 Diversification | 2023 | 60 | Alberta Internal Load (MW) | 480 | 68
2 Diversification | 2023 | 60 | Alberta Internal Load (MW) | 490 | 70
2 Diversification | 2023 | 60 | Alberta Internal Load (MW) | 500 | 61
2 Diversification | 2023 | 60 | Alberta Internal Load (MW) | 510 | 63
2 Diversification | 2023 | 60 | Alberta Internal Load (MW) | 520 | 72
2 Diversification | 2023 | 60 | Alberta Internal Load (MW) | 530 | 54
2 Diversification | 2023 | 60 | Alberta Internal Load (MW) | 540 | 57
2 Diversification | 2023 | 60 | Alberta Internal Load (MW) | 550 | 46
2 Diversification | 2023 | 60 | Alberta Internal Load (MW) | 560 | 53
2 Diversification | 2023 | 60 | Alberta Internal Load (MW) | 570 | 54
2 Diversification | 2023 | 60 | Alberta Internal Load (MW) | 580 | 43
2 Diversification | 2023 | 60 | Alberta Internal Load (MW) | 590 | 32
2 Diversification | 2023 | 60 | Alberta Internal Load (MW) | 600 | 43
2 Diversification | 2023 | 60 | Alberta Internal Load (MW) | 610 | 61
2 Diversification | 2023 | 60 | Alberta Internal Load (MW) | 620 | 50
2 Diversification | 2023 | 60 | Alberta Internal Load (MW) | 630 | 49
2 Diversification | 2023 | 60 | Alberta Internal Load (MW) | 640 | 48
2 Diversification | 2023 | 60 | Alberta Internal Load (MW) | 650 | 32
2 Diversification | 2023 | 60 | Alberta Internal Load (MW) | 660 | 39
2 Diversification | 2023 | 60 | Alberta Internal Load (MW) | 670 | 46
2 Diversification | 2023 | 60 | Alberta Internal Load (MW) | 680 | 35
2 Diversification | 2023 | 60 | Alberta Internal Load (MW) | 690 | 32
2 Diversification | 2023 | 60 | Alberta Internal Load (MW) | 700 | 40
2 Diversification | 2023 | 60 | Alberta Internal Load (MW) | 710 | 20
2 Diversification | 2023 | 60 | Alberta Internal Load (MW) | 720 | 25
2 Diversification | 2023 | 60 | Alberta Internal Load (MW) | 730 | 23
2 Diversification | 2023 | 60 | Alberta Internal Load (MW) | 740 | 15
2 Diversification | 2023 | 60 | Alberta Internal Load (MW) | 750 | 15
2 Diversification | 2023 | 60 | Alberta Internal Load (MW) | 760 | 8
2 Diversification | 2023 | 60 | Alberta Internal Load (MW) | 770 | 9
2 Diversification | 2023 | 60 | Alberta Internal Load (MW) | 780 | 8
2 Diversification | 2023 | 60 | Alberta Internal Load (MW) | 790 | 4
2 Diversification | 2023 | 60 | Alberta Internal Load (MW) | 800 | 1
2 Diversification | 2023 | 60 | Alberta Internal Load (MW) | 810 | 2
2 Diversification | 2023 | 10 | Variable Generation (MW) | -270 | 1
2 Diversification | 2023 | 10 | Variable Generation (MW) | -260 | 0
2 Diversification | 2023 | 10 | Variable Generation (MW) | -250 | 0
2 Diversification | 2023 | 10 | Variable Generation (MW) | -240 | 1
2 Diversification | 2023 | 10 | Variable Generation (MW) | -230 | 2
2 Diversification | 2023 | 10 | Variable Generation (MW) | -220 | 1
2 Diversification | 2023 | 10 | Variable Generation (MW) | -210 | 1
2 Diversification | 2023 | 10 | Variable Generation (MW) | -200 | 2
2 Diversification | 2023 | 10 | Variable Generation (MW) | -190 | 4
2 Diversification | 2023 | 10 | Variable Generation (MW) | -180 | 6
2 Diversification | 2023 | 10 | Variable Generation (MW) | -170 | 5
2 Diversification | 2023 | 10 | Variable Generation (MW) | -160 | 4
2 Diversification | 2023 | 10 | Variable Generation (MW) | -150 | 13
2 Diversification | 2023 | 10 | Variable Generation (MW) | -140 | 30
2 Diversification | 2023 | 10 | Variable Generation (MW) | -130 | 38
2 Diversification | 2023 | 10 | Variable Generation (MW) | -120 | 42
2 Diversification | 2023 | 10 | Variable Generation (MW) | -110 | 72
2 Diversification | 2023 | 10 | Variable Generation (MW) | -100 | 133
2 Diversification | 2023 | 10 | Variable Generation (MW) | -90 | 188
2 Diversification | 2023 | 10 | Variable Generation (MW) | -80 | 340
2 Diversification | 2023 | 10 | Variable Generation (MW) | -70 | 489
2 Diversification | 2023 | 10 | Variable Generation (MW) | -60 | 777
2 Diversification | 2023 | 10 | Variable Generation (MW) | -50 | 1205
2 Diversification | 2023 | 10 | Variable Generation (MW) | -40 | 1979
2 Diversification | 2023 | 10 | Variable Generation (MW) | -30 | 3325
2 Diversification | 2023 | 10 | Variable Generation (MW) | -20 | 5289
2 Diversification | 2023 | 10 | Variable Generation (MW) | -10 | 7713
2 Diversification | 2023 | 10 | Variable Generation (MW) | 0 | 9555
2 Diversification | 2023 | 10 | Variable Generation (MW) | 10 | 7617
2 Diversification | 2023 | 10 | Variable Generation (MW) | 20 | 5225
2 Diversification | 2023 | 10 | Variable Generation (MW) | 30 | 3159
2 Diversification | 2023 | 10 | Variable Generation (MW) | 40 | 1844
2 Diversification | 2023 | 10 | Variable Generation (MW) | 50 | 1269
2 Diversification | 2023 | 10 | Variable Generation (MW) | 60 | 789
2 Diversification | 2023 | 10 | Variable Generation (MW) | 70 | 510
2 Diversification | 2023 | 10 | Variable Generation (MW) | 80 | 327
2 Diversification | 2023 | 10 | Variable Generation (MW) | 90 | 176
2 Diversification | 2023 | 10 | Variable Generation (MW) | 100 | 144
2 Diversification | 2023 | 10 | Variable Generation (MW) | 110 | 90
2 Diversification | 2023 | 10 | Variable Generation (MW) | 120 | 48
2 Diversification | 2023 | 10 | Variable Generation (MW) | 130 | 49
2 Diversification | 2023 | 10 | Variable Generation (MW) | 140 | 27
2 Diversification | 2023 | 10 | Variable Generation (MW) | 150 | 19
2 Diversification | 2023 | 10 | Variable Generation (MW) | 160 | 12
2 Diversification | 2023 | 10 | Variable Generation (MW) | 170 | 12
2 Diversification | 2023 | 10 | Variable Generation (MW) | 180 | 7
2 Diversification | 2023 | 10 | Variable Generation (MW) | 190 | 5
2 Diversification | 2023 | 10 | Variable Generation (MW) | 200 | 4
2 Diversification | 2023 | 10 | Variable Generation (MW) | 210 | 2
2 Diversification | 2023 | 10 | Variable Generation (MW) | 220 | 1
2 Diversification | 2023 | 10 | Variable Generation (MW) | 230 | 4
2 Diversification | 2023 | 10 | Variable Generation (MW) | 240 | 0
2 Diversification | 2023 | 10 | Variable Generation (MW) | 250 | 1
2 Diversification | 2023 | 10 | Variable Generation (MW) | 260 | 1
2 Diversification | 2023 | 10 | Variable Generation (MW) | 270 | 0
2 Diversification | 2023 | 10 | Variable Generation (MW) | 280 | 0
2 Diversification | 2023 | 10 | Variable Generation (MW) | 290 | 0
2 Diversification | 2023 | 10 | Variable Generation (MW) | 300 | 1
2 Diversification | 2023 | 10 | Variable Generation (MW) | 310 | 0
2 Diversification | 2023 | 10 | Variable Generation (MW) | 320 | 0
2 Diversification | 2023 | 10 | Variable Generation (MW) | 330 | 1
2 Diversification | 2023 | 60 | Variable Generation (MW) | -1030 | 1
2 Diversification | 2023 | 60 | Variable Generation (MW) | -1020 | 0
2 Diversification | 2023 | 60 | Variable Generation (MW) | -1010 | 1
2 Diversification | 2023 | 60 | Variable Generation (MW) | -1000 | 0
2 Diversification | 2023 | 60 | Variable Generation (MW) | -990 | 0
2 Diversification | 2023 | 60 | Variable Generation (MW) | -980 | 0
2 Diversification | 2023 | 60 | Variable Generation (MW) | -970 | 1
2 Diversification | 2023 | 60 | Variable Generation (MW) | -960 | 2
2 Diversification | 2023 | 60 | Variable Generation (MW) | -950 | 0
2 Diversification | 2023 | 60 | Variable Generation (MW) | -940 | 0
2 Diversification | 2023 | 60 | Variable Generation (MW) | -930 | 1
2 Diversification | 2023 | 60 | Variable Generation (MW) | -920 | 0
2 Diversification | 2023 | 60 | Variable Generation (MW) | -910 | 0
2 Diversification | 2023 | 60 | Variable Generation (MW) | -900 | 0
2 Diversification | 2023 | 60 | Variable Generation (MW) | -890 | 0
2 Diversification | 2023 | 60 | Variable Generation (MW) | -880 | 0
2 Diversification | 2023 | 60 | Variable Generation (MW) | -870 | 0
2 Diversification | 2023 | 60 | Variable Generation (MW) | -860 | 1
2 Diversification | 2023 | 60 | Variable Generation (MW) | -850 | 0
2 Diversification | 2023 | 60 | Variable Generation (MW) | -840 | 2
2 Diversification | 2023 | 60 | Variable Generation (MW) | -830 | 1
2 Diversification | 2023 | 60 | Variable Generation (MW) | -820 | 0
2 Diversification | 2023 | 60 | Variable Generation (MW) | -810 | 0
2 Diversification | 2023 | 60 | Variable Generation (MW) | -800 | 2
2 Diversification | 2023 | 60 | Variable Generation (MW) | -790 | 0
2 Diversification | 2023 | 60 | Variable Generation (MW) | -780 | 0
2 Diversification | 2023 | 60 | Variable Generation (MW) | -770 | 0
2 Diversification | 2023 | 60 | Variable Generation (MW) | -760 | 1
2 Diversification | 2023 | 60 | Variable Generation (MW) | -750 | 0
2 Diversification | 2023 | 60 | Variable Generation (MW) | -740 | 1
2 Diversification | 2023 | 60 | Variable Generation (MW) | -730 | 1
2 Diversification | 2023 | 60 | Variable Generation (MW) | -720 | 1
2 Diversification | 2023 | 60 | Variable Generation (MW) | -710 | 3
2 Diversification | 2023 | 60 | Variable Generation (MW) | -700 | 2
2 Diversification | 2023 | 60 | Variable Generation (MW) | -690 | 3
2 Diversification | 2023 | 60 | Variable Generation (MW) | -680 | 4
2 Diversification | 2023 | 60 | Variable Generation (MW) | -670 | 4
2 Diversification | 2023 | 60 | Variable Generation (MW) | -660 | 8
2 Diversification | 2023 | 60 | Variable Generation (MW) | -650 | 7
2 Diversification | 2023 | 60 | Variable Generation (MW) | -640 | 3
2 Diversification | 2023 | 60 | Variable Generation (MW) | -630 | 3
2 Diversification | 2023 | 60 | Variable Generation (MW) | -620 | 6
2 Diversification | 2023 | 60 | Variable Generation (MW) | -610 | 8
2 Diversification | 2023 | 60 | Variable Generation (MW) | -600 | 6
2 Diversification | 2023 | 60 | Variable Generation (MW) | -590 | 5
2 Diversification | 2023 | 60 | Variable Generation (MW) | -580 | 6
2 Diversification | 2023 | 60 | Variable Generation (MW) | -570 | 4
2 Diversification | 2023 | 60 | Variable Generation (MW) | -560 | 9
2 Diversification | 2023 | 60 | Variable Generation (MW) | -550 | 9
2 Diversification | 2023 | 60 | Variable Generation (MW) | -540 | 14
2 Diversification | 2023 | 60 | Variable Generation (MW) | -530 | 11
2 Diversification | 2023 | 60 | Variable Generation (MW) | -520 | 20
2 Diversification | 2023 | 60 | Variable Generation (MW) | -510 | 20
2 Diversification | 2023 | 60 | Variable Generation (MW) | -500 | 14
2 Diversification | 2023 | 60 | Variable Generation (MW) | -490 | 24
2 Diversification | 2023 | 60 | Variable Generation (MW) | -480 | 22
2 Diversification | 2023 | 60 | Variable Generation (MW) | -470 | 30
2 Diversification | 2023 | 60 | Variable Generation (MW) | -460 | 39
2 Diversification | 2023 | 60 | Variable Generation (MW) | -450 | 30
2 Diversification | 2023 | 60 | Variable Generation (MW) | -440 | 55
2 Diversification | 2023 | 60 | Variable Generation (MW) | -430 | 40
2 Diversification | 2023 | 60 | Variable Generation (MW) | -420 | 53
2 Diversification | 2023 | 60 | Variable Generation (MW) | -410 | 61
2 Diversification | 2023 | 60 | Variable Generation (MW) | -400 | 59
2 Diversification | 2023 | 60 | Variable Generation (MW) | -390 | 56
2 Diversification | 2023 | 60 | Variable Generation (MW) | -380 | 72
2 Diversification | 2023 | 60 | Variable Generation (MW) | -370 | 91
2 Diversification | 2023 | 60 | Variable Generation (MW) | -360 | 82
2 Diversification | 2023 | 60 | Variable Generation (MW) | -350 | 85
2 Diversification | 2023 | 60 | Variable Generation (MW) | -340 | 116
2 Diversification | 2023 | 60 | Variable Generation (MW) | -330 | 104
2 Diversification | 2023 | 60 | Variable Generation (MW) | -320 | 152
2 Diversification | 2023 | 60 | Variable Generation (MW) | -310 | 122
2 Diversification | 2023 | 60 | Variable Generation (MW) | -300 | 160
2 Diversification | 2023 | 60 | Variable Generation (MW) | -290 | 143
2 Diversification | 2023 | 60 | Variable Generation (MW) | -280 | 193
2 Diversification | 2023 | 60 | Variable Generation (MW) | -270 | 191
2 Diversification | 2023 | 60 | Variable Generation (MW) | -260 | 212
2 Diversification | 2023 | 60 | Variable Generation (MW) | -250 | 257
2 Diversification | 2023 | 60 | Variable Generation (MW) | -240 | 269
2 Diversification | 2023 | 60 | Variable Generation (MW) | -230 | 268
2 Diversification | 2023 | 60 | Variable Generation (MW) | -220 | 344
2 Diversification | 2023 | 60 | Variable Generation (MW) | -210 | 377
2 Diversification | 2023 | 60 | Variable Generation (MW) | -200 | 380
2 Diversification | 2023 | 60 | Variable Generation (MW) | -190 | 442
2 Diversification | 2023 | 60 | Variable Generation (MW) | -180 | 497
2 Diversification | 2023 | 60 | Variable Generation (MW) | -170 | 541
2 Diversification | 2023 | 60 | Variable Generation (MW) | -160 | 579
2 Diversification | 2023 | 60 | Variable Generation (MW) | -150 | 632
2 Diversification | 2023 | 60 | Variable Generation (MW) | -140 | 655
2 Diversification | 2023 | 60 | Variable Generation (MW) | -130 | 788
2 Diversification | 2023 | 60 | Variable Generation (MW) | -120 | 910
2 Diversification | 2023 | 60 | Variable Generation (MW) | -110 | 1040
2 Diversification | 2023 | 60 | Variable Generation (MW) | -100 | 1107
2 Diversification | 2023 | 60 | Variable Generation (MW) | -90 | 1205
2 Diversification | 2023 | 60 | Variable Generation (MW) | -80 | 1269
2 Diversification | 2023 | 60 | Variable Generation (MW) | -70 | 1316
2 Diversification | 2023 | 60 | Variable Generation (MW) | -60 | 1503
2 Diversification | 2023 | 60 | Variable Generation (MW) | -50 | 1586
2 Diversification | 2023 | 60 | Variable Generation (MW) | -40 | 1641
2 Diversification | 2023 | 60 | Variable Generation (MW) | -30 | 1701
2 Diversification | 2023 | 60 | Variable Generation (MW) | -20 | 1749
2 Diversification | 2023 | 60 | Variable Generation (MW) | -10 | 1962
2 Diversification | 2023 | 60 | Variable Generation (MW) | 0 | 2040
2 Diversification | 2023 | 60 | Variable Generation (MW) | 10 | 1970
2 Diversification | 2023 | 60 | Variable Generation (MW) | 20 | 1859
2 Diversification | 2023 | 60 | Variable Generation (MW) | 30 | 1724
2 Diversification | 2023 | 60 | Variable Generation (MW) | 40 | 1593
2 Diversification | 2023 | 60 | Variable Generation (MW) | 50 | 1488
2 Diversification | 2023 | 60 | Variable Generation (MW) | 60 | 1415
2 Diversification | 2023 | 60 | Variable Generation (MW) | 70 | 1312
2 Diversification | 2023 | 60 | Variable Generation (MW) | 80 | 1252
2 Diversification | 2023 | 60 | Variable Generation (MW) | 90 | 1109
2 Diversification | 2023 | 60 | Variable Generation (MW) | 100 | 1015
2 Diversification | 2023 | 60 | Variable Generation (MW) | 110 | 989
2 Diversification | 2023 | 60 | Variable Generation (MW) | 120 | 928
2 Diversification | 2023 | 60 | Variable Generation (MW) | 130 | 760
2 Diversification | 2023 | 60 | Variable Generation (MW) | 140 | 720
2 Diversification | 2023 | 60 | Variable Generation (MW) | 150 | 657
2 Diversification | 2023 | 60 | Variable Generation (MW) | 160 | 632
2 Diversification | 2023 | 60 | Variable Generation (MW) | 170 | 545
2 Diversification | 2023 | 60 | Variable Generation (MW) | 180 | 502
2 Diversification | 2023 | 60 | Variable Generation (MW) | 190 | 429
2 Diversification | 2023 | 60 | Variable Generation (MW) | 200 | 376
2 Diversification | 2023 | 60 | Variable Generation (MW) | 210 | 345
2 Diversification | 2023 | 60 | Variable Generation (MW) | 220 | 323
2 Diversification | 2023 | 60 | Variable Generation (MW) | 230 | 292
2 Diversification | 2023 | 60 | Variable Generation (MW) | 240 | 259
2 Diversification | 2023 | 60 | Variable Generation (MW) | 250 | 218
2 Diversification | 2023 | 60 | Variable Generation (MW) | 260 | 221
2 Diversification | 2023 | 60 | Variable Generation (MW) | 270 | 210
2 Diversification | 2023 | 60 | Variable Generation (MW) | 280 | 171
2 Diversification | 2023 | 60 | Variable Generation (MW) | 290 | 150
2 Diversification | 2023 | 60 | Variable Generation (MW) | 300 | 143
2 Diversification | 2023 | 60 | Variable Generation (MW) | 310 | 149
2 Diversification | 2023 | 60 | Variable Generation (MW) | 320 | 123
2 Diversification | 2023 | 60 | Variable Generation (MW) | 330 | 131
2 Diversification | 2023 | 60 | Variable Generation (MW) | 340 | 93
2 Diversification | 2023 | 60 | Variable Generation (MW) | 350 | 76
2 Diversification | 2023 | 60 | Variable Generation (MW) | 360 | 70
2 Diversification | 2023 | 60 | Variable Generation (MW) | 370 | 83
2 Diversification | 2023 | 60 | Variable Generation (MW) | 380 | 54
2 Diversification | 2023 | 60 | Variable Generation (MW) | 390 | 67
2 Diversification | 2023 | 60 | Variable Generation (MW) | 400 | 53
2 Diversification | 2023 | 60 | Variable Generation (MW) | 410 | 48
2 Diversification | 2023 | 60 | Variable Generation (MW) | 420 | 35
2 Diversification | 2023 | 60 | Variable Generation (MW) | 430 | 35
2 Diversification | 2023 | 60 | Variable Generation (MW) | 440 | 37
2 Diversification | 2023 | 60 | Variable Generation (MW) | 450 | 32
2 Diversification | 2023 | 60 | Variable Generation (MW) | 460 | 48
2 Diversification | 2023 | 60 | Variable Generation (MW) | 470 | 33
2 Diversification | 2023 | 60 | Variable Generation (MW) | 480 | 35
2 Diversification | 2023 | 60 | Variable Generation (MW) | 490 | 25
2 Diversification | 2023 | 60 | Variable Generation (MW) | 500 | 29
2 Diversification | 2023 | 60 | Variable Generation (MW) | 510 | 24
2 Diversification | 2023 | 60 | Variable Generation (MW) | 520 | 19
2 Diversification | 2023 | 60 | Variable Generation (MW) | 530 | 24
2 Diversification | 2023 | 60 | Variable Generation (MW) | 540 | 16
2 Diversification | 2023 | 60 | Variable Generation (MW) | 550 | 15
2 Diversification | 2023 | 60 | Variable Generation (MW) | 560 | 15
2 Diversification | 2023 | 60 | Variable Generation (MW) | 570 | 11
2 Diversification | 2023 | 60 | Variable Generation (MW) | 580 | 8
2 Diversification | 2023 | 60 | Variable Generation (MW) | 590 | 8
2 Diversification | 2023 | 60 | Variable Generation (MW) | 600 | 12
2 Diversification | 2023 | 60 | Variable Generation (MW) | 610 | 15
2 Diversification | 2023 | 60 | Variable Generation (MW) | 620 | 3
2 Diversification | 2023 | 60 | Variable Generation (MW) | 630 | 10
2 Diversification | 2023 | 60 | Variable Generation (MW) | 640 | 4
2 Diversification | 2023 | 60 | Variable Generation (MW) | 650 | 6
2 Diversification | 2023 | 60 | Variable Generation (MW) | 660 | 13
2 Diversification | 2023 | 60 | Variable Generation (MW) | 670 | 3
2 Diversification | 2023 | 60 | Variable Generation (MW) | 680 | 3
2 Diversification | 2023 | 60 | Variable Generation (MW) | 690 | 1
2 Diversification | 2023 | 60 | Variable Generation (MW) | 700 | 4
2 Diversification | 2023 | 60 | Variable Generation (MW) | 710 | 2
2 Diversification | 2023 | 60 | Variable Generation (MW) | 720 | 4
2 Diversification | 2023 | 60 | Variable Generation (MW) | 730 | 3
2 Diversification | 2023 | 60 | Variable Generation (MW) | 740 | 0
2 Diversification | 2023 | 60 | Variable Generation (MW) | 750 | 1
2 Diversification | 2023 | 60 | Variable Generation (MW) | 760 | 3
2 Diversification | 2023 | 60 | Variable Generation (MW) | 770 | 1
2 Diversification | 2023 | 60 | Variable Generation (MW) | 780 | 0
2 Diversification | 2023 | 60 | Variable Generation (MW) | 790 | 3
2 Diversification | 2023 | 60 | Variable Generation (MW) | 800 | 0
2 Diversification | 2023 | 60 | Variable Generation (MW) | 810 | 2
2 Diversification | 2023 | 60 | Variable Generation (MW) | 820 | 2
2 Diversification | 2023 | 60 | Variable Generation (MW) | 830 | 0
2 Diversification | 2023 | 60 | Variable Generation (MW) | 840 | 3
2 Diversification | 2023 | 60 | Variable Generation (MW) | 850 | 3
2 Diversification | 2023 | 60 | Variable Generation (MW) | 860 | 0
2 Diversification | 2023 | 60 | Variable Generation (MW) | 870 | 2
2 Diversification | 2023 | 60 | Variable Generation (MW) | 880 | 1
2 Diversification | 2023 | 60 | Variable Generation (MW) | 890 | 1
2 Diversification | 2023 | 60 | Variable Generation (MW) | 900 | 0
2 Diversification | 2023 | 60 | Variable Generation (MW) | 910 | 1
2 Diversification | 2023 | 60 | Variable Generation (MW) | 920 | 2
2 Diversification | 2023 | 60 | Variable Generation (MW) | 930 | 0
2 Diversification | 2023 | 60 | Variable Generation (MW) | 940 | 1
2 Diversification | 2023 | 60 | Variable Generation (MW) | 950 | 1
2 Diversification | 2023 | 60 | Variable Generation (MW) | 960 | 0
2 Diversification | 2023 | 60 | Variable Generation (MW) | 970 | 1
2 Diversification | 2023 | 60 | Variable Generation (MW) | 980 | 2
2 Diversification | 2023 | 60 | Variable Generation (MW) | 990 | 0
2 Diversification | 2023 | 60 | Variable Generation (MW) | 1000 | 1
2 Diversification | 2023 | 60 | Variable Generation (MW) | 1010 | 0
2 Diversification | 2023 | 60 | Variable Generation (MW) | 1020 | 2
2 Diversification | 2023 | 10 | Net Demand (MW) | -430 | 1
2 Diversification | 2023 | 10 | Net Demand (MW) | -420 | 0
2 Diversification | 2023 | 10 | Net Demand (MW) | -410 | 0
2 Diversification | 2023 | 10 | Net Demand (MW) | -400 | 0
2 Diversification | 2023 | 10 | Net Demand (MW) | -390 | 0
2 Diversification | 2023 | 10 | Net Demand (MW) | -380 | 0
2 Diversification | 2023 | 10 | Net Demand (MW) | -370 | 0
2 Diversification | 2023 | 10 | Net Demand (MW) | -360 | 0
2 Diversification | 2023 | 10 | Net Demand (MW) | -350 | 0
2 Diversification | 2023 | 10 | Net Demand (MW) | -340 | 1
2 Diversification | 2023 | 10 | Net Demand (MW) | -330 | 0
2 Diversification | 2023 | 10 | Net Demand (MW) | -320 | 1
2 Diversification | 2023 | 10 | Net Demand (MW) | -310 | 0
2 Diversification | 2023 | 10 | Net Demand (MW) | -300 | 0
2 Diversification | 2023 | 10 | Net Demand (MW) | -290 | 1
2 Diversification | 2023 | 10 | Net Demand (MW) | -280 | 1
2 Diversification | 2023 | 10 | Net Demand (MW) | -270 | 3
2 Diversification | 2023 | 10 | Net Demand (MW) | -260 | 1
2 Diversification | 2023 | 10 | Net Demand (MW) | -250 | 3
2 Diversification | 2023 | 10 | Net Demand (MW) | -240 | 5
2 Diversification | 2023 | 10 | Net Demand (MW) | -230 | 4
2 Diversification | 2023 | 10 | Net Demand (MW) | -220 | 7
2 Diversification | 2023 | 10 | Net Demand (MW) | -210 | 5
2 Diversification | 2023 | 10 | Net Demand (MW) | -200 | 12
2 Diversification | 2023 | 10 | Net Demand (MW) | -190 | 12
2 Diversification | 2023 | 10 | Net Demand (MW) | -180 | 11
2 Diversification | 2023 | 10 | Net Demand (MW) | -170 | 37
2 Diversification | 2023 | 10 | Net Demand (MW) | -160 | 36
2 Diversification | 2023 | 10 | Net Demand (MW) | -150 | 60
2 Diversification | 2023 | 10 | Net Demand (MW) | -140 | 110
2 Diversification | 2023 | 10 | Net Demand (MW) | -130 | 140
2 Diversification | 2023 | 10 | Net Demand (MW) | -120 | 239
2 Diversification | 2023 | 10 | Net Demand (MW) | -110 | 330
2 Diversification | 2023 | 10 | Net Demand (MW) | -100 | 502
2 Diversification | 2023 | 10 | Net Demand (MW) | -90 | 696
2 Diversification | 2023 | 10 | Net Demand (MW) | -80 | 991
2 Diversification | 2023 | 10 | Net Demand (MW) | -70 | 1365
2 Diversification | 2023 | 10 | Net Demand (MW) | -60 | 1784
2 Diversification | 2023 | 10 | Net Demand (MW) | -50 | 2359
2 Diversification | 2023 | 10 | Net Demand (MW) | -40 | 2905
2 Diversification | 2023 | 10 | Net Demand (MW) | -30 | 3570
2 Diversification | 2023 | 10 | Net Demand (MW) | -20 | 4144
2 Diversification | 2023 | 10 | Net Demand (MW) | -10 | 4851
2 Diversification | 2023 | 10 | Net Demand (MW) | 0 | 5043
2 Diversification | 2023 | 10 | Net Demand (MW) | 10 | 4658
2 Diversification | 2023 | 10 | Net Demand (MW) | 20 | 4137
2 Diversification | 2023 | 10 | Net Demand (MW) | 30 | 3413
2 Diversification | 2023 | 10 | Net Demand (MW) | 40 | 2798
2 Diversification | 2023 | 10 | Net Demand (MW) | 50 | 2027
2 Diversification | 2023 | 10 | Net Demand (MW) | 60 | 1562
2 Diversification | 2023 | 10 | Net Demand (MW) | 70 | 1198
2 Diversification | 2023 | 10 | Net Demand (MW) | 80 | 883
2 Diversification | 2023 | 10 | Net Demand (MW) | 90 | 715
2 Diversification | 2023 | 10 | Net Demand (MW) | 100 | 466
2 Diversification | 2023 | 10 | Net Demand (MW) | 110 | 396
2 Diversification | 2023 | 10 | Net Demand (MW) | 120 | 307
2 Diversification | 2023 | 10 | Net Demand (MW) | 130 | 229
2 Diversification | 2023 | 10 | Net Demand (MW) | 140 | 174
2 Diversification | 2023 | 10 | Net Demand (MW) | 150 | 97
2 Diversification | 2023 | 10 | Net Demand (MW) | 160 | 102
2 Diversification | 2023 | 10 | Net Demand (MW) | 170 | 56
2 Diversification | 2023 | 10 | Net Demand (MW) | 180 | 36
2 Diversification | 2023 | 10 | Net Demand (MW) | 190 | 19
2 Diversification | 2023 | 10 | Net Demand (MW) | 200 | 13
2 Diversification | 2023 | 10 | Net Demand (MW) | 210 | 13
2 Diversification | 2023 | 10 | Net Demand (MW) | 220 | 12
2 Diversification | 2023 | 10 | Net Demand (MW) | 230 | 4
2 Diversification | 2023 | 10 | Net Demand (MW) | 240 | 5
2 Diversification | 2023 | 10 | Net Demand (MW) | 250 | 1
2 Diversification | 2023 | 10 | Net Demand (MW) | 260 | 2
2 Diversification | 2023 | 10 | Net Demand (MW) | 270 | 3
2 Diversification | 2023 | 10 | Net Demand (MW) | 280 | 2
2 Diversification | 2023 | 10 | Net Demand (MW) | 290 | 0
2 Diversification | 2023 | 10 | Net Demand (MW) | 300 | 1
2 Diversification | 2023 | 60 | Net Demand (MW) | -1280 | 1
2 Diversification | 2023 | 60 | Net Demand (MW) | -1270 | 0
2 Diversification | 2023 | 60 | Net Demand (MW) | -1260 | 1
2 Diversification | 2023 | 60 | Net Demand (MW) | -1250 | 0
2 Diversification | 2023 | 60 | Net Demand (MW) | -1240 | 0
2 Diversification | 2023 | 60 | Net Demand (MW) | -1230 | 0
2 Diversification | 2023 | 60 | Net Demand (MW) | -1220 | 0
2 Diversification | 2023 | 60 | Net Demand (MW) | -1210 | 0
2 Diversification | 2023 | 60 | Net Demand (MW) | -1200 | 0
2 Diversification | 2023 | 60 | Net Demand (MW) | -1190 | 0
2 Diversification | 2023 | 60 | Net Demand (MW) | -1180 | 0
2 Diversification | 2023 | 60 | Net Demand (MW) | -1170 | 1
2 Diversification | 2023 | 60 | Net Demand (MW) | -1160 | 0
2 Diversification | 2023 | 60 | Net Demand (MW) | -1150 | 0
2 Diversification | 2023 | 60 | Net Demand (MW) | -1140 | 0
2 Diversification | 2023 | 60 | Net Demand (MW) | -1130 | 0
2 Diversification | 2023 | 60 | Net Demand (MW) | -1120 | 2
2 Diversification | 2023 | 60 | Net Demand (MW) | -1110 | 2
2 Diversification | 2023 | 60 | Net Demand (MW) | -1100 | 0
2 Diversification | 2023 | 60 | Net Demand (MW) | -1090 | 0
2 Diversification | 2023 | 60 | Net Demand (MW) | -1080 | 4
2 Diversification | 2023 | 60 | Net Demand (MW) | -1070 | 0
2 Diversification | 2023 | 60 | Net Demand (MW) | -1060 | 0
2 Diversification | 2023 | 60 | Net Demand (MW) | -1050 | 1
2 Diversification | 2023 | 60 | Net Demand (MW) | -1040 | 0
2 Diversification | 2023 | 60 | Net Demand (MW) | -1030 | 0
2 Diversification | 2023 | 60 | Net Demand (MW) | -1020 | 0
2 Diversification | 2023 | 60 | Net Demand (MW) | -1010 | 2
2 Diversification | 2023 | 60 | Net Demand (MW) | -1000 | 0
2 Diversification | 2023 | 60 | Net Demand (MW) | -990 | 1
2 Diversification | 2023 | 60 | Net Demand (MW) | -980 | 2
2 Diversification | 2023 | 60 | Net Demand (MW) | -970 | 2
2 Diversification | 2023 | 60 | Net Demand (MW) | -960 | 0
2 Diversification | 2023 | 60 | Net Demand (MW) | -950 | 4
2 Diversification | 2023 | 60 | Net Demand (MW) | -940 | 1
2 Diversification | 2023 | 60 | Net Demand (MW) | -930 | 1
2 Diversification | 2023 | 60 | Net Demand (MW) | -920 | 1
2 Diversification | 2023 | 60 | Net Demand (MW) | -910 | 2
2 Diversification | 2023 | 60 | Net Demand (MW) | -900 | 2
2 Diversification | 2023 | 60 | Net Demand (MW) | -890 | 1
2 Diversification | 2023 | 60 | Net Demand (MW) | -880 | 1
2 Diversification | 2023 | 60 | Net Demand (MW) | -870 | 3
2 Diversification | 2023 | 60 | Net Demand (MW) | -860 | 2
2 Diversification | 2023 | 60 | Net Demand (MW) | -850 | 4
2 Diversification | 2023 | 60 | Net Demand (MW) | -840 | 6
2 Diversification | 2023 | 60 | Net Demand (MW) | -830 | 0
2 Diversification | 2023 | 60 | Net Demand (MW) | -820 | 6
2 Diversification | 2023 | 60 | Net Demand (MW) | -810 | 8
2 Diversification | 2023 | 60 | Net Demand (MW) | -800 | 4
2 Diversification | 2023 | 60 | Net Demand (MW) | -790 | 4
2 Diversification | 2023 | 60 | Net Demand (MW) | -780 | 12
2 Diversification | 2023 | 60 | Net Demand (MW) | -770 | 9
2 Diversification | 2023 | 60 | Net Demand (MW) | -760 | 10
2 Diversification | 2023 | 60 | Net Demand (MW) | -750 | 7
2 Diversification | 2023 | 60 | Net Demand (MW) | -740 | 7
2 Diversification | 2023 | 60 | Net Demand (MW) | -730 | 9
2 Diversification | 2023 | 60 | Net Demand (MW) | -720 | 8
2 Diversification | 2023 | 60 | Net Demand (MW) | -710 | 14
2 Diversification | 2023 | 60 | Net Demand (MW) | -700 | 17
2 Diversification | 2023 | 60 | Net Demand (MW) | -690 | 19
2 Diversification | 2023 | 60 | Net Demand (MW) | -680 | 17
2 Diversification | 2023 | 60 | Net Demand (MW) | -670 | 26
2 Diversification | 2023 | 60 | Net Demand (MW) | -660 | 22
2 Diversification | 2023 | 60 | Net Demand (MW) | -650 | 19
2 Diversification | 2023 | 60 | Net Demand (MW) | -640 | 41
2 Diversification | 2023 | 60 | Net Demand (MW) | -630 | 35
2 Diversification | 2023 | 60 | Net Demand (MW) | -620 | 34
2 Diversification | 2023 | 60 | Net Demand (MW) | -610 | 42
2 Diversification | 2023 | 60 | Net Demand (MW) | -600 | 50
2 Diversification | 2023 | 60 | Net Demand (MW) | -590 | 57
2 Diversification | 2023 | 60 | Net Demand (MW) | -580 | 49
2 Diversification | 2023 | 60 | Net Demand (MW) | -570 | 62
2 Diversification | 2023 | 60 | Net Demand (MW) | -560 | 44
2 Diversification | 2023 | 60 | Net Demand (MW) | -550 | 73
2 Diversification | 2023 | 60 | Net Demand (MW) | -540 | 83
2 Diversification | 2023 | 60 | Net Demand (MW) | -530 | 88
2 Diversification | 2023 | 60 | Net Demand (MW) | -520 | 82
2 Diversification | 2023 | 60 | Net Demand (MW) | -510 | 105
2 Diversification | 2023 | 60 | Net Demand (MW) | -500 | 104
2 Diversification | 2023 | 60 | Net Demand (MW) | -490 | 117
2 Diversification | 2023 | 60 | Net Demand (MW) | -480 | 103
2 Diversification | 2023 | 60 | Net Demand (MW) | -470 | 105
2 Diversification | 2023 | 60 | Net Demand (MW) | -460 | 151
2 Diversification | 2023 | 60 | Net Demand (MW) | -450 | 142
2 Diversification | 2023 | 60 | Net Demand (MW) | -440 | 174
2 Diversification | 2023 | 60 | Net Demand (MW) | -430 | 167
2 Diversification | 2023 | 60 | Net Demand (MW) | -420 | 168
2 Diversification | 2023 | 60 | Net Demand (MW) | -410 | 188
2 Diversification | 2023 | 60 | Net Demand (MW) | -400 | 220
2 Diversification | 2023 | 60 | Net Demand (MW) | -390 | 215
2 Diversification | 2023 | 60 | Net Demand (MW) | -380 | 260
2 Diversification | 2023 | 60 | Net Demand (MW) | -370 | 267
2 Diversification | 2023 | 60 | Net Demand (MW) | -360 | 258
2 Diversification | 2023 | 60 | Net Demand (MW) | -350 | 272
2 Diversification | 2023 | 60 | Net Demand (MW) | -340 | 305
2 Diversification | 2023 | 60 | Net Demand (MW) | -330 | 329
2 Diversification | 2023 | 60 | Net Demand (MW) | -320 | 328
2 Diversification | 2023 | 60 | Net Demand (MW) | -310 | 347
2 Diversification | 2023 | 60 | Net Demand (MW) | -300 | 357
2 Diversification | 2023 | 60 | Net Demand (MW) | -290 | 360
2 Diversification | 2023 | 60 | Net Demand (MW) | -280 | 374
2 Diversification | 2023 | 60 | Net Demand (MW) | -270 | 368
2 Diversification | 2023 | 60 | Net Demand (MW) | -260 | 420
2 Diversification | 2023 | 60 | Net Demand (MW) | -250 | 409
2 Diversification | 2023 | 60 | Net Demand (MW) | -240 | 438
2 Diversification | 2023 | 60 | Net Demand (MW) | -230 | 488
2 Diversification | 2023 | 60 | Net Demand (MW) | -220 | 495
2 Diversification | 2023 | 60 | Net Demand (MW) | -210 | 496
2 Diversification | 2023 | 60 | Net Demand (MW) | -200 | 515
2 Diversification | 2023 | 60 | Net Demand (MW) | -190 | 623
2 Diversification | 2023 | 60 | Net Demand (MW) | -180 | 624
2 Diversification | 2023 | 60 | Net Demand (MW) | -170 | 668
2 Diversification | 2023 | 60 | Net Demand (MW) | -160 | 672
2 Diversification | 2023 | 60 | Net Demand (MW) | -150 | 807
2 Diversification | 2023 | 60 | Net Demand (MW) | -140 | 785
2 Diversification | 2023 | 60 | Net Demand (MW) | -130 | 721
2 Diversification | 2023 | 60 | Net Demand (MW) | -120 | 773
2 Diversification | 2023 | 60 | Net Demand (MW) | -110 | 801
2 Diversification | 2023 | 60 | Net Demand (MW) | -100 | 820
2 Diversification | 2023 | 60 | Net Demand (MW) | -90 | 914
2 Diversification | 2023 | 60 | Net Demand (MW) | -80 | 929
2 Diversification | 2023 | 60 | Net Demand (MW) | -70 | 947
2 Diversification | 2023 | 60 | Net Demand (MW) | -60 | 983
2 Diversification | 2023 | 60 | Net Demand (MW) | -50 | 1009
2 Diversification | 2023 | 60 | Net Demand (MW) | -40 | 1023
2 Diversification | 2023 | 60 | Net Demand (MW) | -30 | 963
2 Diversification | 2023 | 60 | Net Demand (MW) | -20 | 1017
2 Diversification | 2023 | 60 | Net Demand (MW) | -10 | 1020
2 Diversification | 2023 | 60 | Net Demand (MW) | 0 | 1010
2 Diversification | 2023 | 60 | Net Demand (MW) | 10 | 1030
2 Diversification | 2023 | 60 | Net Demand (MW) | 20 | 1109
2 Diversification | 2023 | 60 | Net Demand (MW) | 30 | 1009
2 Diversification | 2023 | 60 | Net Demand (MW) | 40 | 1017
2 Diversification | 2023 | 60 | Net Demand (MW) | 50 | 988
2 Diversification | 2023 | 60 | Net Demand (MW) | 60 | 1002
2 Diversification | 2023 | 60 | Net Demand (MW) | 70 | 950
2 Diversification | 2023 | 60 | Net Demand (MW) | 80 | 899
2 Diversification | 2023 | 60 | Net Demand (MW) | 90 | 892
2 Diversification | 2023 | 60 | Net Demand (MW) | 100 | 870
2 Diversification | 2023 | 60 | Net Demand (MW) | 110 | 823
2 Diversification | 2023 | 60 | Net Demand (MW) | 120 | 791
2 Diversification | 2023 | 60 | Net Demand (MW) | 130 | 731
2 Diversification | 2023 | 60 | Net Demand (MW) | 140 | 707
2 Diversification | 2023 | 60 | Net Demand (MW) | 150 | 714
2 Diversification | 2023 | 60 | Net Demand (MW) | 160 | 633
2 Diversification | 2023 | 60 | Net Demand (MW) | 170 | 603
2 Diversification | 2023 | 60 | Net Demand (MW) | 180 | 599
2 Diversification | 2023 | 60 | Net Demand (MW) | 190 | 544
2 Diversification | 2023 | 60 | Net Demand (MW) | 200 | 521
2 Diversification | 2023 | 60 | Net Demand (MW) | 210 | 518
2 Diversification | 2023 | 60 | Net Demand (MW) | 220 | 428
2 Diversification | 2023 | 60 | Net Demand (MW) | 230 | 397
2 Diversification | 2023 | 60 | Net Demand (MW) | 240 | 404
2 Diversification | 2023 | 60 | Net Demand (MW) | 250 | 392
2 Diversification | 2023 | 60 | Net Demand (MW) | 260 | 347
2 Diversification | 2023 | 60 | Net Demand (MW) | 270 | 339
2 Diversification | 2023 | 60 | Net Demand (MW) | 280 | 327
2 Diversification | 2023 | 60 | Net Demand (MW) | 290 | 291
2 Diversification | 2023 | 60 | Net Demand (MW) | 300 | 292
2 Diversification | 2023 | 60 | Net Demand (MW) | 310 | 275
2 Diversification | 2023 | 60 | Net Demand (MW) | 320 | 268
2 Diversification | 2023 | 60 | Net Demand (MW) | 330 | 262
2 Diversification | 2023 | 60 | Net Demand (MW) | 340 | 262
2 Diversification | 2023 | 60 | Net Demand (MW) | 350 | 218
2 Diversification | 2023 | 60 | Net Demand (MW) | 360 | 195
2 Diversification | 2023 | 60 | Net Demand (MW) | 370 | 197
2 Diversification | 2023 | 60 | Net Demand (MW) | 380 | 178
2 Diversification | 2023 | 60 | Net Demand (MW) | 390 | 170
2 Diversification | 2023 | 60 | Net Demand (MW) | 400 | 168
2 Diversification | 2023 | 60 | Net Demand (MW) | 410 | 149
2 Diversification | 2023 | 60 | Net Demand (MW) | 420 | 166
2 Diversification | 2023 | 60 | Net Demand (MW) | 430 | 164
2 Diversification | 2023 | 60 | Net Demand (MW) | 440 | 130
2 Diversification | 2023 | 60 | Net Demand (MW) | 450 | 136
2 Diversification | 2023 | 60 | Net Demand (MW) | 460 | 113
2 Diversification | 2023 | 60 | Net Demand (MW) | 470 | 111
2 Diversification | 2023 | 60 | Net Demand (MW) | 480 | 104
2 Diversification | 2023 | 60 | Net Demand (MW) | 490 | 112
2 Diversification | 2023 | 60 | Net Demand (MW) | 500 | 110
2 Diversification | 2023 | 60 | Net Demand (MW) | 510 | 109
2 Diversification | 2023 | 60 | Net Demand (MW) | 520 | 107
2 Diversification | 2023 | 60 | Net Demand (MW) | 530 | 92
2 Diversification | 2023 | 60 | Net Demand (MW) | 540 | 83
2 Diversification | 2023 | 60 | Net Demand (MW) | 550 | 76
2 Diversification | 2023 | 60 | Net Demand (MW) | 560 | 73
2 Diversification | 2023 | 60 | Net Demand (MW) | 570 | 84
2 Diversification | 2023 | 60 | Net Demand (MW) | 580 | 63
2 Diversification | 2023 | 60 | Net Demand (MW) | 590 | 78
2 Diversification | 2023 | 60 | Net Demand (MW) | 600 | 65
2 Diversification | 2023 | 60 | Net Demand (MW) | 610 | 61
2 Diversification | 2023 | 60 | Net Demand (MW) | 620 | 55
2 Diversification | 2023 | 60 | Net Demand (MW) | 630 | 54
2 Diversification | 2023 | 60 | Net Demand (MW) | 640 | 56
2 Diversification | 2023 | 60 | Net Demand (MW) | 650 | 47
2 Diversification | 2023 | 60 | Net Demand (MW) | 660 | 54
2 Diversification | 2023 | 60 | Net Demand (MW) | 670 | 45
2 Diversification | 2023 | 60 | Net Demand (MW) | 680 | 42
2 Diversification | 2023 | 60 | Net Demand (MW) | 690 | 32
2 Diversification | 2023 | 60 | Net Demand (MW) | 700 | 43
2 Diversification | 2023 | 60 | Net Demand (MW) | 710 | 34
2 Diversification | 2023 | 60 | Net Demand (MW) | 720 | 24
2 Diversification | 2023 | 60 | Net Demand (MW) | 730 | 37
2 Diversification | 2023 | 60 | Net Demand (MW) | 740 | 29
2 Diversification | 2023 | 60 | Net Demand (MW) | 750 | 31
2 Diversification | 2023 | 60 | Net Demand (MW) | 760 | 24
2 Diversification | 2023 | 60 | Net Demand (MW) | 770 | 22
2 Diversification | 2023 | 60 | Net Demand (MW) | 780 | 18
2 Diversification | 2023 | 60 | Net Demand (MW) | 790 | 23
2 Diversification | 2023 | 60 | Net Demand (MW) | 800 | 16
2 Diversification | 2023 | 60 | Net Demand (MW) | 810 | 13
2 Diversification | 2023 | 60 | Net Demand (MW) | 820 | 12
2 Diversification | 2023 | 60 | Net Demand (MW) | 830 | 14
2 Diversification | 2023 | 60 | Net Demand (MW) | 840 | 12
2 Diversification | 2023 | 60 | Net Demand (MW) | 850 | 11
2 Diversification | 2023 | 60 | Net Demand (MW) | 860 | 11
2 Diversification | 2023 | 60 | Net Demand (MW) | 870 | 6
2 Diversification | 2023 | 60 | Net Demand (MW) | 880 | 8
2 Diversification | 2023 | 60 | Net Demand (MW) | 890 | 7
2 Diversification | 2023 | 60 | Net Demand (MW) | 900 | 9
2 Diversification | 2023 | 60 | Net Demand (MW) | 910 | 8
2 Diversification | 2023 | 60 | Net Demand (MW) | 920 | 5
2 Diversification | 2023 | 60 | Net Demand (MW) | 930 | 4
2 Diversification | 2023 | 60 | Net Demand (MW) | 940 | 1
2 Diversification | 2023 | 60 | Net Demand (MW) | 950 | 5
2 Diversification | 2023 | 60 | Net Demand (MW) | 960 | 3
2 Diversification | 2023 | 60 | Net Demand (MW) | 970 | 3
2 Diversification | 2023 | 60 | Net Demand (MW) | 980 | 2
2 Diversification | 2023 | 60 | Net Demand (MW) | 990 | 1
2 Diversification | 2023 | 60 | Net Demand (MW) | 1000 | 3
2 Diversification | 2023 | 60 | Net Demand (MW) | 1010 | 2
2 Diversification | 2023 | 60 | Net Demand (MW) | 1020 | 1
2 Diversification | 2023 | 60 | Net Demand (MW) | 1030 | 1
2 Diversification | 2023 | 60 | Net Demand (MW) | 1040 | 3
2 Diversification | 2023 | 60 | Net Demand (MW) | 1050 | 2
2 Diversification | 2023 | 60 | Net Demand (MW) | 1060 | 2
2 Diversification | 2023 | 60 | Net Demand (MW) | 1070 | 0
2 Diversification | 2023 | 60 | Net Demand (MW) | 1080 | 2
2 Diversification | 2023 | 60 | Net Demand (MW) | 1090 | 1
2 Diversification | 2023 | 60 | Net Demand (MW) | 1100 | 1
2 Diversification | 2023 | 60 | Net Demand (MW) | 1110 | 0
2 Diversification | 2023 | 60 | Net Demand (MW) | 1120 | 1
2 Diversification | 2023 | 60 | Net Demand (MW) | 1130 | 1
2 Diversification | 2023 | 60 | Net Demand (MW) | 1140 | 0
2 Diversification | 2023 | 60 | Net Demand (MW) | 1150 | 0
2 Diversification | 2023 | 60 | Net Demand (MW) | 1160 | 1
2 Diversification | 2023 | 60 | Net Demand (MW) | 1170 | 0
2 Diversification | 2023 | 60 | Net Demand (MW) | 1180 | 1
2 Diversification | 2023 | 60 | Net Demand (MW) | 1190 | 0
2 Diversification | 2023 | 60 | Net Demand (MW) | 1200 | 0
2 Diversification | 2023 | 60 | Net Demand (MW) | 1210 | 2
2 Diversification | 2023 | 60 | Net Demand (MW) | 1220 | 0
2 Diversification | 2023 | 60 | Net Demand (MW) | 1230 | 1
2 Diversification | 2023 | 60 | Net Demand (MW) | 1240 | 1
2 Diversification | 2023 | 60 | Net Demand (MW) | 1250 | 1
2 Diversification | 2023 | 60 | Net Demand (MW) | 1260 | 1
2 Diversification | 2024 | 10 | Alberta Internal Load (MW) | -380 | 1
2 Diversification | 2024 | 10 | Alberta Internal Load (MW) | -370 | 0
2 Diversification | 2024 | 10 | Alberta Internal Load (MW) | -360 | 0
2 Diversification | 2024 | 10 | Alberta Internal Load (MW) | -350 | 0
2 Diversification | 2024 | 10 | Alberta Internal Load (MW) | -340 | 0
2 Diversification | 2024 | 10 | Alberta Internal Load (MW) | -330 | 0
2 Diversification | 2024 | 10 | Alberta Internal Load (MW) | -320 | 0
2 Diversification | 2024 | 10 | Alberta Internal Load (MW) | -310 | 0
2 Diversification | 2024 | 10 | Alberta Internal Load (MW) | -300 | 0
2 Diversification | 2024 | 10 | Alberta Internal Load (MW) | -290 | 0
2 Diversification | 2024 | 10 | Alberta Internal Load (MW) | -280 | 0
2 Diversification | 2024 | 10 | Alberta Internal Load (MW) | -270 | 0
2 Diversification | 2024 | 10 | Alberta Internal Load (MW) | -260 | 0
2 Diversification | 2024 | 10 | Alberta Internal Load (MW) | -250 | 0
2 Diversification | 2024 | 10 | Alberta Internal Load (MW) | -240 | 1
2 Diversification | 2024 | 10 | Alberta Internal Load (MW) | -230 | 2
2 Diversification | 2024 | 10 | Alberta Internal Load (MW) | -220 | 1
2 Diversification | 2024 | 10 | Alberta Internal Load (MW) | -210 | 0
2 Diversification | 2024 | 10 | Alberta Internal Load (MW) | -200 | 0
2 Diversification | 2024 | 10 | Alberta Internal Load (MW) | -190 | 0
2 Diversification | 2024 | 10 | Alberta Internal Load (MW) | -180 | 1
2 Diversification | 2024 | 10 | Alberta Internal Load (MW) | -170 | 3
2 Diversification | 2024 | 10 | Alberta Internal Load (MW) | -160 | 7
2 Diversification | 2024 | 10 | Alberta Internal Load (MW) | -150 | 11
2 Diversification | 2024 | 10 | Alberta Internal Load (MW) | -140 | 19
2 Diversification | 2024 | 10 | Alberta Internal Load (MW) | -130 | 46
2 Diversification | 2024 | 10 | Alberta Internal Load (MW) | -120 | 65
2 Diversification | 2024 | 10 | Alberta Internal Load (MW) | -110 | 126
2 Diversification | 2024 | 10 | Alberta Internal Load (MW) | -100 | 195
2 Diversification | 2024 | 10 | Alberta Internal Load (MW) | -90 | 348
2 Diversification | 2024 | 10 | Alberta Internal Load (MW) | -80 | 496
2 Diversification | 2024 | 10 | Alberta Internal Load (MW) | -70 | 741
2 Diversification | 2024 | 10 | Alberta Internal Load (MW) | -60 | 1222
2 Diversification | 2024 | 10 | Alberta Internal Load (MW) | -50 | 2016
2 Diversification | 2024 | 10 | Alberta Internal Load (MW) | -40 | 2813
2 Diversification | 2024 | 10 | Alberta Internal Load (MW) | -30 | 4003
2 Diversification | 2024 | 10 | Alberta Internal Load (MW) | -20 | 5249
2 Diversification | 2024 | 10 | Alberta Internal Load (MW) | -10 | 6509
2 Diversification | 2024 | 10 | Alberta Internal Load (MW) | 0 | 6997
2 Diversification | 2024 | 10 | Alberta Internal Load (MW) | 10 | 6071
2 Diversification | 2024 | 10 | Alberta Internal Load (MW) | 20 | 4625
2 Diversification | 2024 | 10 | Alberta Internal Load (MW) | 30 | 3263
2 Diversification | 2024 | 10 | Alberta Internal Load (MW) | 40 | 2239
2 Diversification | 2024 | 10 | Alberta Internal Load (MW) | 50 | 1552
2 Diversification | 2024 | 10 | Alberta Internal Load (MW) | 60 | 1109
2 Diversification | 2024 | 10 | Alberta Internal Load (MW) | 70 | 751
2 Diversification | 2024 | 10 | Alberta Internal Load (MW) | 80 | 544
2 Diversification | 2024 | 10 | Alberta Internal Load (MW) | 90 | 396
2 Diversification | 2024 | 10 | Alberta Internal Load (MW) | 100 | 309
2 Diversification | 2024 | 10 | Alberta Internal Load (MW) | 110 | 226
2 Diversification | 2024 | 10 | Alberta Internal Load (MW) | 120 | 204
2 Diversification | 2024 | 10 | Alberta Internal Load (MW) | 130 | 148
2 Diversification | 2024 | 10 | Alberta Internal Load (MW) | 140 | 107
2 Diversification | 2024 | 10 | Alberta Internal Load (MW) | 150 | 69
2 Diversification | 2024 | 10 | Alberta Internal Load (MW) | 160 | 38
2 Diversification | 2024 | 10 | Alberta Internal Load (MW) | 170 | 11
2 Diversification | 2024 | 10 | Alberta Internal Load (MW) | 180 | 11
2 Diversification | 2024 | 10 | Alberta Internal Load (MW) | 190 | 5
2 Diversification | 2024 | 10 | Alberta Internal Load (MW) | 200 | 3
2 Diversification | 2024 | 10 | Alberta Internal Load (MW) | 210 | 1
2 Diversification | 2024 | 10 | Alberta Internal Load (MW) | 220 | 1
2 Diversification | 2024 | 10 | Alberta Internal Load (MW) | 230 | 0
2 Diversification | 2024 | 10 | Alberta Internal Load (MW) | 240 | 1
2 Diversification | 2024 | 10 | Alberta Internal Load (MW) | 250 | 1
2 Diversification | 2024 | 10 | Alberta Internal Load (MW) | 260 | 0
2 Diversification | 2024 | 10 | Alberta Internal Load (MW) | 270 | 0
2 Diversification | 2024 | 10 | Alberta Internal Load (MW) | 280 | 0
2 Diversification | 2024 | 10 | Alberta Internal Load (MW) | 290 | 1
2 Diversification | 2024 | 10 | Alberta Internal Load (MW) | 300 | 1
2 Diversification | 2024 | 60 | Alberta Internal Load (MW) | -650 | 2
2 Diversification | 2024 | 60 | Alberta Internal Load (MW) | -640 | 1
2 Diversification | 2024 | 60 | Alberta Internal Load (MW) | -630 | 1
2 Diversification | 2024 | 60 | Alberta Internal Load (MW) | -620 | 1
2 Diversification | 2024 | 60 | Alberta Internal Load (MW) | -610 | 5
2 Diversification | 2024 | 60 | Alberta Internal Load (MW) | -600 | 6
2 Diversification | 2024 | 60 | Alberta Internal Load (MW) | -590 | 8
2 Diversification | 2024 | 60 | Alberta Internal Load (MW) | -580 | 7
2 Diversification | 2024 | 60 | Alberta Internal Load (MW) | -570 | 16
2 Diversification | 2024 | 60 | Alberta Internal Load (MW) | -560 | 18
2 Diversification | 2024 | 60 | Alberta Internal Load (MW) | -550 | 14
2 Diversification | 2024 | 60 | Alberta Internal Load (MW) | -540 | 40
2 Diversification | 2024 | 60 | Alberta Internal Load (MW) | -530 | 49
2 Diversification | 2024 | 60 | Alberta Internal Load (MW) | -520 | 36
2 Diversification | 2024 | 60 | Alberta Internal Load (MW) | -510 | 55
2 Diversification | 2024 | 60 | Alberta Internal Load (MW) | -500 | 70
2 Diversification | 2024 | 60 | Alberta Internal Load (MW) | -490 | 91
2 Diversification | 2024 | 60 | Alberta Internal Load (MW) | -480 | 72
2 Diversification | 2024 | 60 | Alberta Internal Load (MW) | -470 | 75
2 Diversification | 2024 | 60 | Alberta Internal Load (MW) | -460 | 83
2 Diversification | 2024 | 60 | Alberta Internal Load (MW) | -450 | 76
2 Diversification | 2024 | 60 | Alberta Internal Load (MW) | -440 | 105
2 Diversification | 2024 | 60 | Alberta Internal Load (MW) | -430 | 98
2 Diversification | 2024 | 60 | Alberta Internal Load (MW) | -420 | 95
2 Diversification | 2024 | 60 | Alberta Internal Load (MW) | -410 | 89
2 Diversification | 2024 | 60 | Alberta Internal Load (MW) | -400 | 110
2 Diversification | 2024 | 60 | Alberta Internal Load (MW) | -390 | 125
2 Diversification | 2024 | 60 | Alberta Internal Load (MW) | -380 | 106
2 Diversification | 2024 | 60 | Alberta Internal Load (MW) | -370 | 123
2 Diversification | 2024 | 60 | Alberta Internal Load (MW) | -360 | 121
2 Diversification | 2024 | 60 | Alberta Internal Load (MW) | -350 | 162
2 Diversification | 2024 | 60 | Alberta Internal Load (MW) | -340 | 171
2 Diversification | 2024 | 60 | Alberta Internal Load (MW) | -330 | 208
2 Diversification | 2024 | 60 | Alberta Internal Load (MW) | -320 | 222
2 Diversification | 2024 | 60 | Alberta Internal Load (MW) | -310 | 264
2 Diversification | 2024 | 60 | Alberta Internal Load (MW) | -300 | 305
2 Diversification | 2024 | 60 | Alberta Internal Load (MW) | -290 | 284
2 Diversification | 2024 | 60 | Alberta Internal Load (MW) | -280 | 340
2 Diversification | 2024 | 60 | Alberta Internal Load (MW) | -270 | 334
2 Diversification | 2024 | 60 | Alberta Internal Load (MW) | -260 | 327
2 Diversification | 2024 | 60 | Alberta Internal Load (MW) | -250 | 380
2 Diversification | 2024 | 60 | Alberta Internal Load (MW) | -240 | 436
2 Diversification | 2024 | 60 | Alberta Internal Load (MW) | -230 | 404
2 Diversification | 2024 | 60 | Alberta Internal Load (MW) | -220 | 437
2 Diversification | 2024 | 60 | Alberta Internal Load (MW) | -210 | 477
2 Diversification | 2024 | 60 | Alberta Internal Load (MW) | -200 | 540
2 Diversification | 2024 | 60 | Alberta Internal Load (MW) | -190 | 548
2 Diversification | 2024 | 60 | Alberta Internal Load (MW) | -180 | 624
2 Diversification | 2024 | 60 | Alberta Internal Load (MW) | -170 | 575
2 Diversification | 2024 | 60 | Alberta Internal Load (MW) | -160 | 664
2 Diversification | 2024 | 60 | Alberta Internal Load (MW) | -150 | 690
2 Diversification | 2024 | 60 | Alberta Internal Load (MW) | -140 | 747
2 Diversification | 2024 | 60 | Alberta Internal Load (MW) | -130 | 803
2 Diversification | 2024 | 60 | Alberta Internal Load (MW) | -120 | 787
2 Diversification | 2024 | 60 | Alberta Internal Load (MW) | -110 | 883
2 Diversification | 2024 | 60 | Alberta Internal Load (MW) | -100 | 957
2 Diversification | 2024 | 60 | Alberta Internal Load (MW) | -90 | 1066
2 Diversification | 2024 | 60 | Alberta Internal Load (MW) | -80 | 1098
2 Diversification | 2024 | 60 | Alberta Internal Load (MW) | -70 | 1295
2 Diversification | 2024 | 60 | Alberta Internal Load (MW) | -60 | 1325
2 Diversification | 2024 | 60 | Alberta Internal Load (MW) | -50 | 1491
2 Diversification | 2024 | 60 | Alberta Internal Load (MW) | -40 | 1531
2 Diversification | 2024 | 60 | Alberta Internal Load (MW) | -30 | 1569
2 Diversification | 2024 | 60 | Alberta Internal Load (MW) | -20 | 1722
2 Diversification | 2024 | 60 | Alberta Internal Load (MW) | -10 | 1720
2 Diversification | 2024 | 60 | Alberta Internal Load (MW) | 0 | 1615
2 Diversification | 2024 | 60 | Alberta Internal Load (MW) | 10 | 1652
2 Diversification | 2024 | 60 | Alberta Internal Load (MW) | 20 | 1522
2 Diversification | 2024 | 60 | Alberta Internal Load (MW) | 30 | 1475
2 Diversification | 2024 | 60 | Alberta Internal Load (MW) | 40 | 1361
2 Diversification | 2024 | 60 | Alberta Internal Load (MW) | 50 | 1245
2 Diversification | 2024 | 60 | Alberta Internal Load (MW) | 60 | 1102
2 Diversification | 2024 | 60 | Alberta Internal Load (MW) | 70 | 1001
2 Diversification | 2024 | 60 | Alberta Internal Load (MW) | 80 | 919
2 Diversification | 2024 | 60 | Alberta Internal Load (MW) | 90 | 830
2 Diversification | 2024 | 60 | Alberta Internal Load (MW) | 100 | 805
2 Diversification | 2024 | 60 | Alberta Internal Load (MW) | 110 | 697
2 Diversification | 2024 | 60 | Alberta Internal Load (MW) | 120 | 682
2 Diversification | 2024 | 60 | Alberta Internal Load (MW) | 130 | 605
2 Diversification | 2024 | 60 | Alberta Internal Load (MW) | 140 | 584
2 Diversification | 2024 | 60 | Alberta Internal Load (MW) | 150 | 512
2 Diversification | 2024 | 60 | Alberta Internal Load (MW) | 160 | 501
2 Diversification | 2024 | 60 | Alberta Internal Load (MW) | 170 | 495
2 Diversification | 2024 | 60 | Alberta Internal Load (MW) | 180 | 479
2 Diversification | 2024 | 60 | Alberta Internal Load (MW) | 190 | 425
2 Diversification | 2024 | 60 | Alberta Internal Load (MW) | 200 | 449
2 Diversification | 2024 | 60 | Alberta Internal Load (MW) | 210 | 342
2 Diversification | 2024 | 60 | Alberta Internal Load (MW) | 220 | 357
2 Diversification | 2024 | 60 | Alberta Internal Load (MW) | 230 | 337
2 Diversification | 2024 | 60 | Alberta Internal Load (MW) | 240 | 315
2 Diversification | 2024 | 60 | Alberta Internal Load (MW) | 250 | 300
2 Diversification | 2024 | 60 | Alberta Internal Load (MW) | 260 | 290
2 Diversification | 2024 | 60 | Alberta Internal Load (MW) | 270 | 284
2 Diversification | 2024 | 60 | Alberta Internal Load (MW) | 280 | 277
2 Diversification | 2024 | 60 | Alberta Internal Load (MW) | 290 | 238
2 Diversification | 2024 | 60 | Alberta Internal Load (MW) | 300 | 226
2 Diversification | 2024 | 60 | Alberta Internal Load (MW) | 310 | 198
2 Diversification | 2024 | 60 | Alberta Internal Load (MW) | 320 | 228
2 Diversification | 2024 | 60 | Alberta Internal Load (MW) | 330 | 179
2 Diversification | 2024 | 60 | Alberta Internal Load (MW) | 340 | 155
2 Diversification | 2024 | 60 | Alberta Internal Load (MW) | 350 | 179
2 Diversification | 2024 | 60 | Alberta Internal Load (MW) | 360 | 169
2 Diversification | 2024 | 60 | Alberta Internal Load (MW) | 370 | 181
2 Diversification | 2024 | 60 | Alberta Internal Load (MW) | 380 | 139
2 Diversification | 2024 | 60 | Alberta Internal Load (MW) | 390 | 140
2 Diversification | 2024 | 60 | Alberta Internal Load (MW) | 400 | 128
2 Diversification | 2024 | 60 | Alberta Internal Load (MW) | 410 | 110
2 Diversification | 2024 | 60 | Alberta Internal Load (MW) | 420 | 115
2 Diversification | 2024 | 60 | Alberta Internal Load (MW) | 430 | 99
2 Diversification | 2024 | 60 | Alberta Internal Load (MW) | 440 | 92
2 Diversification | 2024 | 60 | Alberta Internal Load (MW) | 450 | 93
2 Diversification | 2024 | 60 | Alberta Internal Load (MW) | 460 | 76
2 Diversification | 2024 | 60 | Alberta Internal Load (MW) | 470 | 67
2 Diversification | 2024 | 60 | Alberta Internal Load (MW) | 480 | 79
2 Diversification | 2024 | 60 | Alberta Internal Load (MW) | 490 | 59
2 Diversification | 2024 | 60 | Alberta Internal Load (MW) | 500 | 54
2 Diversification | 2024 | 60 | Alberta Internal Load (MW) | 510 | 45
2 Diversification | 2024 | 60 | Alberta Internal Load (MW) | 520 | 38
2 Diversification | 2024 | 60 | Alberta Internal Load (MW) | 530 | 57
2 Diversification | 2024 | 60 | Alberta Internal Load (MW) | 540 | 54
2 Diversification | 2024 | 60 | Alberta Internal Load (MW) | 550 | 46
2 Diversification | 2024 | 60 | Alberta Internal Load (MW) | 560 | 33
2 Diversification | 2024 | 60 | Alberta Internal Load (MW) | 570 | 48
2 Diversification | 2024 | 60 | Alberta Internal Load (MW) | 580 | 45
2 Diversification | 2024 | 60 | Alberta Internal Load (MW) | 590 | 41
2 Diversification | 2024 | 60 | Alberta Internal Load (MW) | 600 | 30
2 Diversification | 2024 | 60 | Alberta Internal Load (MW) | 610 | 46
2 Diversification | 2024 | 60 | Alberta Internal Load (MW) | 620 | 52
2 Diversification | 2024 | 60 | Alberta Internal Load (MW) | 630 | 49
2 Diversification | 2024 | 60 | Alberta Internal Load (MW) | 640 | 49
2 Diversification | 2024 | 60 | Alberta Internal Load (MW) | 650 | 34
2 Diversification | 2024 | 60 | Alberta Internal Load (MW) | 660 | 33
2 Diversification | 2024 | 60 | Alberta Internal Load (MW) | 670 | 31
2 Diversification | 2024 | 60 | Alberta Internal Load (MW) | 680 | 42
2 Diversification | 2024 | 60 | Alberta Internal Load (MW) | 690 | 37
2 Diversification | 2024 | 60 | Alberta Internal Load (MW) | 700 | 32
2 Diversification | 2024 | 60 | Alberta Internal Load (MW) | 710 | 37
2 Diversification | 2024 | 60 | Alberta Internal Load (MW) | 720 | 20
2 Diversification | 2024 | 60 | Alberta Internal Load (MW) | 730 | 25
2 Diversification | 2024 | 60 | Alberta Internal Load (MW) | 740 | 22
2 Diversification | 2024 | 60 | Alberta Internal Load (MW) | 750 | 13
2 Diversification | 2024 | 60 | Alberta Internal Load (MW) | 760 | 14
2 Diversification | 2024 | 60 | Alberta Internal Load (MW) | 770 | 11
2 Diversification | 2024 | 60 | Alberta Internal Load (MW) | 780 | 9
2 Diversification | 2024 | 60 | Alberta Internal Load (MW) | 790 | 7
2 Diversification | 2024 | 60 | Alberta Internal Load (MW) | 800 | 4
2 Diversification | 2024 | 60 | Alberta Internal Load (MW) | 810 | 1
2 Diversification | 2024 | 60 | Alberta Internal Load (MW) | 820 | 3
2 Diversification | 2024 | 10 | Variable Generation (MW) | -270 | 1
2 Diversification | 2024 | 10 | Variable Generation (MW) | -260 | 0
2 Diversification | 2024 | 10 | Variable Generation (MW) | -250 | 0
2 Diversification | 2024 | 10 | Variable Generation (MW) | -240 | 1
2 Diversification | 2024 | 10 | Variable Generation (MW) | -230 | 2
2 Diversification | 2024 | 10 | Variable Generation (MW) | -220 | 1
2 Diversification | 2024 | 10 | Variable Generation (MW) | -210 | 1
2 Diversification | 2024 | 10 | Variable Generation (MW) | -200 | 2
2 Diversification | 2024 | 10 | Variable Generation (MW) | -190 | 4
2 Diversification | 2024 | 10 | Variable Generation (MW) | -180 | 6
2 Diversification | 2024 | 10 | Variable Generation (MW) | -170 | 5
2 Diversification | 2024 | 10 | Variable Generation (MW) | -160 | 4
2 Diversification | 2024 | 10 | Variable Generation (MW) | -150 | 13
2 Diversification | 2024 | 10 | Variable Generation (MW) | -140 | 30
2 Diversification | 2024 | 10 | Variable Generation (MW) | -130 | 38
2 Diversification | 2024 | 10 | Variable Generation (MW) | -120 | 42
2 Diversification | 2024 | 10 | Variable Generation (MW) | -110 | 72
2 Diversification | 2024 | 10 | Variable Generation (MW) | -100 | 133
2 Diversification | 2024 | 10 | Variable Generation (MW) | -90 | 188
2 Diversification | 2024 | 10 | Variable Generation (MW) | -80 | 340
2 Diversification | 2024 | 10 | Variable Generation (MW) | -70 | 489
2 Diversification | 2024 | 10 | Variable Generation (MW) | -60 | 777
2 Diversification | 2024 | 10 | Variable Generation (MW) | -50 | 1205
2 Diversification | 2024 | 10 | Variable Generation (MW) | -40 | 1979
2 Diversification | 2024 | 10 | Variable Generation (MW) | -30 | 3325
2 Diversification | 2024 | 10 | Variable Generation (MW) | -20 | 5289
2 Diversification | 2024 | 10 | Variable Generation (MW) | -10 | 7713
2 Diversification | 2024 | 10 | Variable Generation (MW) | 0 | 9555
2 Diversification | 2024 | 10 | Variable Generation (MW) | 10 | 7617
2 Diversification | 2024 | 10 | Variable Generation (MW) | 20 | 5225
2 Diversification | 2024 | 10 | Variable Generation (MW) | 30 | 3159
2 Diversification | 2024 | 10 | Variable Generation (MW) | 40 | 1844
2 Diversification | 2024 | 10 | Variable Generation (MW) | 50 | 1269
2 Diversification | 2024 | 10 | Variable Generation (MW) | 60 | 789
2 Diversification | 2024 | 10 | Variable Generation (MW) | 70 | 510
2 Diversification | 2024 | 10 | Variable Generation (MW) | 80 | 327
2 Diversification | 2024 | 10 | Variable Generation (MW) | 90 | 176
2 Diversification | 2024 | 10 | Variable Generation (MW) | 100 | 144
2 Diversification | 2024 | 10 | Variable Generation (MW) | 110 | 90
2 Diversification | 2024 | 10 | Variable Generation (MW) | 120 | 48
2 Diversification | 2024 | 10 | Variable Generation (MW) | 130 | 49
2 Diversification | 2024 | 10 | Variable Generation (MW) | 140 | 27
2 Diversification | 2024 | 10 | Variable Generation (MW) | 150 | 19
2 Diversification | 2024 | 10 | Variable Generation (MW) | 160 | 12
2 Diversification | 2024 | 10 | Variable Generation (MW) | 170 | 12
2 Diversification | 2024 | 10 | Variable Generation (MW) | 180 | 7
2 Diversification | 2024 | 10 | Variable Generation (MW) | 190 | 5
2 Diversification | 2024 | 10 | Variable Generation (MW) | 200 | 4
2 Diversification | 2024 | 10 | Variable Generation (MW) | 210 | 2
2 Diversification | 2024 | 10 | Variable Generation (MW) | 220 | 1
2 Diversification | 2024 | 10 | Variable Generation (MW) | 230 | 4
2 Diversification | 2024 | 10 | Variable Generation (MW) | 240 | 0
2 Diversification | 2024 | 10 | Variable Generation (MW) | 250 | 1
2 Diversification | 2024 | 10 | Variable Generation (MW) | 260 | 1
2 Diversification | 2024 | 10 | Variable Generation (MW) | 270 | 0
2 Diversification | 2024 | 10 | Variable Generation (MW) | 280 | 0
2 Diversification | 2024 | 10 | Variable Generation (MW) | 290 | 0
2 Diversification | 2024 | 10 | Variable Generation (MW) | 300 | 1
2 Diversification | 2024 | 10 | Variable Generation (MW) | 310 | 0
2 Diversification | 2024 | 10 | Variable Generation (MW) | 320 | 0
2 Diversification | 2024 | 10 | Variable Generation (MW) | 330 | 1
2 Diversification | 2024 | 60 | Variable Generation (MW) | -1030 | 1
2 Diversification | 2024 | 60 | Variable Generation (MW) | -1020 | 0
2 Diversification | 2024 | 60 | Variable Generation (MW) | -1010 | 1
2 Diversification | 2024 | 60 | Variable Generation (MW) | -1000 | 0
2 Diversification | 2024 | 60 | Variable Generation (MW) | -990 | 0
2 Diversification | 2024 | 60 | Variable Generation (MW) | -980 | 0
2 Diversification | 2024 | 60 | Variable Generation (MW) | -970 | 1
2 Diversification | 2024 | 60 | Variable Generation (MW) | -960 | 2
2 Diversification | 2024 | 60 | Variable Generation (MW) | -950 | 0
2 Diversification | 2024 | 60 | Variable Generation (MW) | -940 | 0
2 Diversification | 2024 | 60 | Variable Generation (MW) | -930 | 1
2 Diversification | 2024 | 60 | Variable Generation (MW) | -920 | 0
2 Diversification | 2024 | 60 | Variable Generation (MW) | -910 | 0
2 Diversification | 2024 | 60 | Variable Generation (MW) | -900 | 0
2 Diversification | 2024 | 60 | Variable Generation (MW) | -890 | 0
2 Diversification | 2024 | 60 | Variable Generation (MW) | -880 | 0
2 Diversification | 2024 | 60 | Variable Generation (MW) | -870 | 0
2 Diversification | 2024 | 60 | Variable Generation (MW) | -860 | 1
2 Diversification | 2024 | 60 | Variable Generation (MW) | -850 | 0
2 Diversification | 2024 | 60 | Variable Generation (MW) | -840 | 2
2 Diversification | 2024 | 60 | Variable Generation (MW) | -830 | 1
2 Diversification | 2024 | 60 | Variable Generation (MW) | -820 | 0
2 Diversification | 2024 | 60 | Variable Generation (MW) | -810 | 0
2 Diversification | 2024 | 60 | Variable Generation (MW) | -800 | 2
2 Diversification | 2024 | 60 | Variable Generation (MW) | -790 | 0
2 Diversification | 2024 | 60 | Variable Generation (MW) | -780 | 0
2 Diversification | 2024 | 60 | Variable Generation (MW) | -770 | 0
2 Diversification | 2024 | 60 | Variable Generation (MW) | -760 | 1
2 Diversification | 2024 | 60 | Variable Generation (MW) | -750 | 0
2 Diversification | 2024 | 60 | Variable Generation (MW) | -740 | 1
2 Diversification | 2024 | 60 | Variable Generation (MW) | -730 | 1
2 Diversification | 2024 | 60 | Variable Generation (MW) | -720 | 1
2 Diversification | 2024 | 60 | Variable Generation (MW) | -710 | 3
2 Diversification | 2024 | 60 | Variable Generation (MW) | -700 | 2
2 Diversification | 2024 | 60 | Variable Generation (MW) | -690 | 3
2 Diversification | 2024 | 60 | Variable Generation (MW) | -680 | 4
2 Diversification | 2024 | 60 | Variable Generation (MW) | -670 | 4
2 Diversification | 2024 | 60 | Variable Generation (MW) | -660 | 8
2 Diversification | 2024 | 60 | Variable Generation (MW) | -650 | 7
2 Diversification | 2024 | 60 | Variable Generation (MW) | -640 | 3
2 Diversification | 2024 | 60 | Variable Generation (MW) | -630 | 3
2 Diversification | 2024 | 60 | Variable Generation (MW) | -620 | 6
2 Diversification | 2024 | 60 | Variable Generation (MW) | -610 | 8
2 Diversification | 2024 | 60 | Variable Generation (MW) | -600 | 6
2 Diversification | 2024 | 60 | Variable Generation (MW) | -590 | 5
2 Diversification | 2024 | 60 | Variable Generation (MW) | -580 | 6
2 Diversification | 2024 | 60 | Variable Generation (MW) | -570 | 4
2 Diversification | 2024 | 60 | Variable Generation (MW) | -560 | 9
2 Diversification | 2024 | 60 | Variable Generation (MW) | -550 | 9
2 Diversification | 2024 | 60 | Variable Generation (MW) | -540 | 14
2 Diversification | 2024 | 60 | Variable Generation (MW) | -530 | 11
2 Diversification | 2024 | 60 | Variable Generation (MW) | -520 | 20
2 Diversification | 2024 | 60 | Variable Generation (MW) | -510 | 20
2 Diversification | 2024 | 60 | Variable Generation (MW) | -500 | 14
2 Diversification | 2024 | 60 | Variable Generation (MW) | -490 | 24
2 Diversification | 2024 | 60 | Variable Generation (MW) | -480 | 22
2 Diversification | 2024 | 60 | Variable Generation (MW) | -470 | 30
2 Diversification | 2024 | 60 | Variable Generation (MW) | -460 | 39
2 Diversification | 2024 | 60 | Variable Generation (MW) | -450 | 30
2 Diversification | 2024 | 60 | Variable Generation (MW) | -440 | 55
2 Diversification | 2024 | 60 | Variable Generation (MW) | -430 | 40
2 Diversification | 2024 | 60 | Variable Generation (MW) | -420 | 53
2 Diversification | 2024 | 60 | Variable Generation (MW) | -410 | 61
2 Diversification | 2024 | 60 | Variable Generation (MW) | -400 | 59
2 Diversification | 2024 | 60 | Variable Generation (MW) | -390 | 56
2 Diversification | 2024 | 60 | Variable Generation (MW) | -380 | 72
2 Diversification | 2024 | 60 | Variable Generation (MW) | -370 | 91
2 Diversification | 2024 | 60 | Variable Generation (MW) | -360 | 82
2 Diversification | 2024 | 60 | Variable Generation (MW) | -350 | 85
2 Diversification | 2024 | 60 | Variable Generation (MW) | -340 | 116
2 Diversification | 2024 | 60 | Variable Generation (MW) | -330 | 104
2 Diversification | 2024 | 60 | Variable Generation (MW) | -320 | 152
2 Diversification | 2024 | 60 | Variable Generation (MW) | -310 | 122
2 Diversification | 2024 | 60 | Variable Generation (MW) | -300 | 160
2 Diversification | 2024 | 60 | Variable Generation (MW) | -290 | 143
2 Diversification | 2024 | 60 | Variable Generation (MW) | -280 | 193
2 Diversification | 2024 | 60 | Variable Generation (MW) | -270 | 191
2 Diversification | 2024 | 60 | Variable Generation (MW) | -260 | 212
2 Diversification | 2024 | 60 | Variable Generation (MW) | -250 | 257
2 Diversification | 2024 | 60 | Variable Generation (MW) | -240 | 269
2 Diversification | 2024 | 60 | Variable Generation (MW) | -230 | 268
2 Diversification | 2024 | 60 | Variable Generation (MW) | -220 | 344
2 Diversification | 2024 | 60 | Variable Generation (MW) | -210 | 377
2 Diversification | 2024 | 60 | Variable Generation (MW) | -200 | 380
2 Diversification | 2024 | 60 | Variable Generation (MW) | -190 | 442
2 Diversification | 2024 | 60 | Variable Generation (MW) | -180 | 497
2 Diversification | 2024 | 60 | Variable Generation (MW) | -170 | 541
2 Diversification | 2024 | 60 | Variable Generation (MW) | -160 | 579
2 Diversification | 2024 | 60 | Variable Generation (MW) | -150 | 632
2 Diversification | 2024 | 60 | Variable Generation (MW) | -140 | 655
2 Diversification | 2024 | 60 | Variable Generation (MW) | -130 | 788
2 Diversification | 2024 | 60 | Variable Generation (MW) | -120 | 910
2 Diversification | 2024 | 60 | Variable Generation (MW) | -110 | 1040
2 Diversification | 2024 | 60 | Variable Generation (MW) | -100 | 1107
2 Diversification | 2024 | 60 | Variable Generation (MW) | -90 | 1205
2 Diversification | 2024 | 60 | Variable Generation (MW) | -80 | 1269
2 Diversification | 2024 | 60 | Variable Generation (MW) | -70 | 1316
2 Diversification | 2024 | 60 | Variable Generation (MW) | -60 | 1503
2 Diversification | 2024 | 60 | Variable Generation (MW) | -50 | 1586
2 Diversification | 2024 | 60 | Variable Generation (MW) | -40 | 1641
2 Diversification | 2024 | 60 | Variable Generation (MW) | -30 | 1701
2 Diversification | 2024 | 60 | Variable Generation (MW) | -20 | 1749
2 Diversification | 2024 | 60 | Variable Generation (MW) | -10 | 1962
2 Diversification | 2024 | 60 | Variable Generation (MW) | 0 | 2040
2 Diversification | 2024 | 60 | Variable Generation (MW) | 10 | 1970
2 Diversification | 2024 | 60 | Variable Generation (MW) | 20 | 1859
2 Diversification | 2024 | 60 | Variable Generation (MW) | 30 | 1724
2 Diversification | 2024 | 60 | Variable Generation (MW) | 40 | 1593
2 Diversification | 2024 | 60 | Variable Generation (MW) | 50 | 1488
2 Diversification | 2024 | 60 | Variable Generation (MW) | 60 | 1415
2 Diversification | 2024 | 60 | Variable Generation (MW) | 70 | 1312
2 Diversification | 2024 | 60 | Variable Generation (MW) | 80 | 1252
2 Diversification | 2024 | 60 | Variable Generation (MW) | 90 | 1109
2 Diversification | 2024 | 60 | Variable Generation (MW) | 100 | 1015
2 Diversification | 2024 | 60 | Variable Generation (MW) | 110 | 989
2 Diversification | 2024 | 60 | Variable Generation (MW) | 120 | 928
2 Diversification | 2024 | 60 | Variable Generation (MW) | 130 | 760
2 Diversification | 2024 | 60 | Variable Generation (MW) | 140 | 720
2 Diversification | 2024 | 60 | Variable Generation (MW) | 150 | 657
2 Diversification | 2024 | 60 | Variable Generation (MW) | 160 | 632
2 Diversification | 2024 | 60 | Variable Generation (MW) | 170 | 545
2 Diversification | 2024 | 60 | Variable Generation (MW) | 180 | 502
2 Diversification | 2024 | 60 | Variable Generation (MW) | 190 | 429
2 Diversification | 2024 | 60 | Variable Generation (MW) | 200 | 376
2 Diversification | 2024 | 60 | Variable Generation (MW) | 210 | 345
2 Diversification | 2024 | 60 | Variable Generation (MW) | 220 | 323
2 Diversification | 2024 | 60 | Variable Generation (MW) | 230 | 292
2 Diversification | 2024 | 60 | Variable Generation (MW) | 240 | 259
2 Diversification | 2024 | 60 | Variable Generation (MW) | 250 | 218
2 Diversification | 2024 | 60 | Variable Generation (MW) | 260 | 221
2 Diversification | 2024 | 60 | Variable Generation (MW) | 270 | 210
2 Diversification | 2024 | 60 | Variable Generation (MW) | 280 | 171
2 Diversification | 2024 | 60 | Variable Generation (MW) | 290 | 150
2 Diversification | 2024 | 60 | Variable Generation (MW) | 300 | 143
2 Diversification | 2024 | 60 | Variable Generation (MW) | 310 | 149
2 Diversification | 2024 | 60 | Variable Generation (MW) | 320 | 123
2 Diversification | 2024 | 60 | Variable Generation (MW) | 330 | 131
2 Diversification | 2024 | 60 | Variable Generation (MW) | 340 | 93
2 Diversification | 2024 | 60 | Variable Generation (MW) | 350 | 76
2 Diversification | 2024 | 60 | Variable Generation (MW) | 360 | 70
2 Diversification | 2024 | 60 | Variable Generation (MW) | 370 | 83
2 Diversification | 2024 | 60 | Variable Generation (MW) | 380 | 54
2 Diversification | 2024 | 60 | Variable Generation (MW) | 390 | 67
2 Diversification | 2024 | 60 | Variable Generation (MW) | 400 | 53
2 Diversification | 2024 | 60 | Variable Generation (MW) | 410 | 48
2 Diversification | 2024 | 60 | Variable Generation (MW) | 420 | 35
2 Diversification | 2024 | 60 | Variable Generation (MW) | 430 | 35
2 Diversification | 2024 | 60 | Variable Generation (MW) | 440 | 37
2 Diversification | 2024 | 60 | Variable Generation (MW) | 450 | 32
2 Diversification | 2024 | 60 | Variable Generation (MW) | 460 | 48
2 Diversification | 2024 | 60 | Variable Generation (MW) | 470 | 33
2 Diversification | 2024 | 60 | Variable Generation (MW) | 480 | 35
2 Diversification | 2024 | 60 | Variable Generation (MW) | 490 | 25
2 Diversification | 2024 | 60 | Variable Generation (MW) | 500 | 29
2 Diversification | 2024 | 60 | Variable Generation (MW) | 510 | 24
2 Diversification | 2024 | 60 | Variable Generation (MW) | 520 | 19
2 Diversification | 2024 | 60 | Variable Generation (MW) | 530 | 24
2 Diversification | 2024 | 60 | Variable Generation (MW) | 540 | 16
2 Diversification | 2024 | 60 | Variable Generation (MW) | 550 | 15
2 Diversification | 2024 | 60 | Variable Generation (MW) | 560 | 15
2 Diversification | 2024 | 60 | Variable Generation (MW) | 570 | 11
2 Diversification | 2024 | 60 | Variable Generation (MW) | 580 | 8
2 Diversification | 2024 | 60 | Variable Generation (MW) | 590 | 8
2 Diversification | 2024 | 60 | Variable Generation (MW) | 600 | 12
2 Diversification | 2024 | 60 | Variable Generation (MW) | 610 | 15
2 Diversification | 2024 | 60 | Variable Generation (MW) | 620 | 3
2 Diversification | 2024 | 60 | Variable Generation (MW) | 630 | 10
2 Diversification | 2024 | 60 | Variable Generation (MW) | 640 | 4
2 Diversification | 2024 | 60 | Variable Generation (MW) | 650 | 6
2 Diversification | 2024 | 60 | Variable Generation (MW) | 660 | 13
2 Diversification | 2024 | 60 | Variable Generation (MW) | 670 | 3
2 Diversification | 2024 | 60 | Variable Generation (MW) | 680 | 3
2 Diversification | 2024 | 60 | Variable Generation (MW) | 690 | 1
2 Diversification | 2024 | 60 | Variable Generation (MW) | 700 | 4
2 Diversification | 2024 | 60 | Variable Generation (MW) | 710 | 2
2 Diversification | 2024 | 60 | Variable Generation (MW) | 720 | 4
2 Diversification | 2024 | 60 | Variable Generation (MW) | 730 | 3
2 Diversification | 2024 | 60 | Variable Generation (MW) | 740 | 0
2 Diversification | 2024 | 60 | Variable Generation (MW) | 750 | 1
2 Diversification | 2024 | 60 | Variable Generation (MW) | 760 | 3
2 Diversification | 2024 | 60 | Variable Generation (MW) | 770 | 1
2 Diversification | 2024 | 60 | Variable Generation (MW) | 780 | 0
2 Diversification | 2024 | 60 | Variable Generation (MW) | 790 | 3
2 Diversification | 2024 | 60 | Variable Generation (MW) | 800 | 0
2 Diversification | 2024 | 60 | Variable Generation (MW) | 810 | 2
2 Diversification | 2024 | 60 | Variable Generation (MW) | 820 | 2
2 Diversification | 2024 | 60 | Variable Generation (MW) | 830 | 0
2 Diversification | 2024 | 60 | Variable Generation (MW) | 840 | 3
2 Diversification | 2024 | 60 | Variable Generation (MW) | 850 | 3
2 Diversification | 2024 | 60 | Variable Generation (MW) | 860 | 0
2 Diversification | 2024 | 60 | Variable Generation (MW) | 870 | 2
2 Diversification | 2024 | 60 | Variable Generation (MW) | 880 | 1
2 Diversification | 2024 | 60 | Variable Generation (MW) | 890 | 1
2 Diversification | 2024 | 60 | Variable Generation (MW) | 900 | 0
2 Diversification | 2024 | 60 | Variable Generation (MW) | 910 | 1
2 Diversification | 2024 | 60 | Variable Generation (MW) | 920 | 2
2 Diversification | 2024 | 60 | Variable Generation (MW) | 930 | 0
2 Diversification | 2024 | 60 | Variable Generation (MW) | 940 | 1
2 Diversification | 2024 | 60 | Variable Generation (MW) | 950 | 1
2 Diversification | 2024 | 60 | Variable Generation (MW) | 960 | 0
2 Diversification | 2024 | 60 | Variable Generation (MW) | 970 | 1
2 Diversification | 2024 | 60 | Variable Generation (MW) | 980 | 2
2 Diversification | 2024 | 60 | Variable Generation (MW) | 990 | 0
2 Diversification | 2024 | 60 | Variable Generation (MW) | 1000 | 1
2 Diversification | 2024 | 60 | Variable Generation (MW) | 1010 | 0
2 Diversification | 2024 | 60 | Variable Generation (MW) | 1020 | 2
2 Diversification | 2024 | 10 | Net Demand (MW) | -440 | 1
2 Diversification | 2024 | 10 | Net Demand (MW) | -430 | 0
2 Diversification | 2024 | 10 | Net Demand (MW) | -420 | 0
2 Diversification | 2024 | 10 | Net Demand (MW) | -410 | 0
2 Diversification | 2024 | 10 | Net Demand (MW) | -400 | 0
2 Diversification | 2024 | 10 | Net Demand (MW) | -390 | 0
2 Diversification | 2024 | 10 | Net Demand (MW) | -380 | 0
2 Diversification | 2024 | 10 | Net Demand (MW) | -370 | 0
2 Diversification | 2024 | 10 | Net Demand (MW) | -360 | 0
2 Diversification | 2024 | 10 | Net Demand (MW) | -350 | 0
2 Diversification | 2024 | 10 | Net Demand (MW) | -340 | 0
2 Diversification | 2024 | 10 | Net Demand (MW) | -330 | 1
2 Diversification | 2024 | 10 | Net Demand (MW) | -320 | 0
2 Diversification | 2024 | 10 | Net Demand (MW) | -310 | 1
2 Diversification | 2024 | 10 | Net Demand (MW) | -300 | 0
2 Diversification | 2024 | 10 | Net Demand (MW) | -290 | 1
2 Diversification | 2024 | 10 | Net Demand (MW) | -280 | 1
2 Diversification | 2024 | 10 | Net Demand (MW) | -270 | 3
2 Diversification | 2024 | 10 | Net Demand (MW) | -260 | 1
2 Diversification | 2024 | 10 | Net Demand (MW) | -250 | 1
2 Diversification | 2024 | 10 | Net Demand (MW) | -240 | 6
2 Diversification | 2024 | 10 | Net Demand (MW) | -230 | 4
2 Diversification | 2024 | 10 | Net Demand (MW) | -220 | 7
2 Diversification | 2024 | 10 | Net Demand (MW) | -210 | 7
2 Diversification | 2024 | 10 | Net Demand (MW) | -200 | 10
2 Diversification | 2024 | 10 | Net Demand (MW) | -190 | 12
2 Diversification | 2024 | 10 | Net Demand (MW) | -180 | 15
2 Diversification | 2024 | 10 | Net Demand (MW) | -170 | 34
2 Diversification | 2024 | 10 | Net Demand (MW) | -160 | 34
2 Diversification | 2024 | 10 | Net Demand (MW) | -150 | 70
2 Diversification | 2024 | 10 | Net Demand (MW) | -140 | 96
2 Diversification | 2024 | 10 | Net Demand (MW) | -130 | 145
2 Diversification | 2024 | 10 | Net Demand (MW) | -120 | 227
2 Diversification | 2024 | 10 | Net Demand (MW) | -110 | 338
2 Diversification | 2024 | 10 | Net Demand (MW) | -100 | 465
2 Diversification | 2024 | 10 | Net Demand (MW) | -90 | 668
2 Diversification | 2024 | 10 | Net Demand (MW) | -80 | 953
2 Diversification | 2024 | 10 | Net Demand (MW) | -70 | 1307
2 Diversification | 2024 | 10 | Net Demand (MW) | -60 | 1719
2 Diversification | 2024 | 10 | Net Demand (MW) | -50 | 2363
2 Diversification | 2024 | 10 | Net Demand (MW) | -40 | 2895
2 Diversification | 2024 | 10 | Net Demand (MW) | -30 | 3588
2 Diversification | 2024 | 10 | Net Demand (MW) | -20 | 4172
2 Diversification | 2024 | 10 | Net Demand (MW) | -10 | 4938
2 Diversification | 2024 | 10 | Net Demand (MW) | 0 | 5236
2 Diversification | 2024 | 10 | Net Demand (MW) | 10 | 4721
2 Diversification | 2024 | 10 | Net Demand (MW) | 20 | 4183
2 Diversification | 2024 | 10 | Net Demand (MW) | 30 | 3424
2 Diversification | 2024 | 10 | Net Demand (MW) | 40 | 2839
2 Diversification | 2024 | 10 | Net Demand (MW) | 50 | 1976
2 Diversification | 2024 | 10 | Net Demand (MW) | 60 | 1542
2 Diversification | 2024 | 10 | Net Demand (MW) | 70 | 1174
2 Diversification | 2024 | 10 | Net Demand (MW) | 80 | 823
2 Diversification | 2024 | 10 | Net Demand (MW) | 90 | 694
2 Diversification | 2024 | 10 | Net Demand (MW) | 100 | 444
2 Diversification | 2024 | 10 | Net Demand (MW) | 110 | 389
2 Diversification | 2024 | 10 | Net Demand (MW) | 120 | 275
2 Diversification | 2024 | 10 | Net Demand (MW) | 130 | 219
2 Diversification | 2024 | 10 | Net Demand (MW) | 140 | 172
2 Diversification | 2024 | 10 | Net Demand (MW) | 150 | 99
2 Diversification | 2024 | 10 | Net Demand (MW) | 160 | 96
2 Diversification | 2024 | 10 | Net Demand (MW) | 170 | 51
2 Diversification | 2024 | 10 | Net Demand (MW) | 180 | 41
2 Diversification | 2024 | 10 | Net Demand (MW) | 190 | 21
2 Diversification | 2024 | 10 | Net Demand (MW) | 200 | 14
2 Diversification | 2024 | 10 | Net Demand (MW) | 210 | 12
2 Diversification | 2024 | 10 | Net Demand (MW) | 220 | 13
2 Diversification | 2024 | 10 | Net Demand (MW) | 230 | 5
2 Diversification | 2024 | 10 | Net Demand (MW) | 240 | 3
2 Diversification | 2024 | 10 | Net Demand (MW) | 250 | 2
2 Diversification | 2024 | 10 | Net Demand (MW) | 260 | 2
2 Diversification | 2024 | 10 | Net Demand (MW) | 270 | 2
2 Diversification | 2024 | 10 | Net Demand (MW) | 280 | 2
2 Diversification | 2024 | 10 | Net Demand (MW) | 290 | 1
2 Diversification | 2024 | 10 | Net Demand (MW) | 300 | 1
2 Diversification | 2024 | 60 | Net Demand (MW) | -1260 | 1
2 Diversification | 2024 | 60 | Net Demand (MW) | -1250 | 0
2 Diversification | 2024 | 60 | Net Demand (MW) | -1240 | 1
2 Diversification | 2024 | 60 | Net Demand (MW) | -1230 | 0
2 Diversification | 2024 | 60 | Net Demand (MW) | -1220 | 0
2 Diversification | 2024 | 60 | Net Demand (MW) | -1210 | 0
2 Diversification | 2024 | 60 | Net Demand (MW) | -1200 | 0
2 Diversification | 2024 | 60 | Net Demand (MW) | -1190 | 0
2 Diversification | 2024 | 60 | Net Demand (MW) | -1180 | 0
2 Diversification | 2024 | 60 | Net Demand (MW) | -1170 | 0
2 Diversification | 2024 | 60 | Net Demand (MW) | -1160 | 0
2 Diversification | 2024 | 60 | Net Demand (MW) | -1150 | 0
2 Diversification | 2024 | 60 | Net Demand (MW) | -1140 | 1
2 Diversification | 2024 | 60 | Net Demand (MW) | -1130 | 0
2 Diversification | 2024 | 60 | Net Demand (MW) | -1120 | 1
2 Diversification | 2024 | 60 | Net Demand (MW) | -1110 | 1
2 Diversification | 2024 | 60 | Net Demand (MW) | -1100 | 1
2 Diversification | 2024 | 60 | Net Demand (MW) | -1090 | 2
2 Diversification | 2024 | 60 | Net Demand (MW) | -1080 | 2
2 Diversification | 2024 | 60 | Net Demand (MW) | -1070 | 0
2 Diversification | 2024 | 60 | Net Demand (MW) | -1060 | 0
2 Diversification | 2024 | 60 | Net Demand (MW) | -1050 | 2
2 Diversification | 2024 | 60 | Net Demand (MW) | -1040 | 0
2 Diversification | 2024 | 60 | Net Demand (MW) | -1030 | 0
2 Diversification | 2024 | 60 | Net Demand (MW) | -1020 | 1
2 Diversification | 2024 | 60 | Net Demand (MW) | -1010 | 0
2 Diversification | 2024 | 60 | Net Demand (MW) | -1000 | 0
2 Diversification | 2024 | 60 | Net Demand (MW) | -990 | 2
2 Diversification | 2024 | 60 | Net Demand (MW) | -980 | 1
2 Diversification | 2024 | 60 | Net Demand (MW) | -970 | 3
2 Diversification | 2024 | 60 | Net Demand (MW) | -960 | 1
2 Diversification | 2024 | 60 | Net Demand (MW) | -950 | 3
2 Diversification | 2024 | 60 | Net Demand (MW) | -940 | 0
2 Diversification | 2024 | 60 | Net Demand (MW) | -930 | 0
2 Diversification | 2024 | 60 | Net Demand (MW) | -920 | 1
2 Diversification | 2024 | 60 | Net Demand (MW) | -910 | 2
2 Diversification | 2024 | 60 | Net Demand (MW) | -900 | 1
2 Diversification | 2024 | 60 | Net Demand (MW) | -890 | 4
2 Diversification | 2024 | 60 | Net Demand (MW) | -880 | 0
2 Diversification | 2024 | 60 | Net Demand (MW) | -870 | 2
2 Diversification | 2024 | 60 | Net Demand (MW) | -860 | 1
2 Diversification | 2024 | 60 | Net Demand (MW) | -850 | 6
2 Diversification | 2024 | 60 | Net Demand (MW) | -840 | 3
2 Diversification | 2024 | 60 | Net Demand (MW) | -830 | 4
2 Diversification | 2024 | 60 | Net Demand (MW) | -820 | 2
2 Diversification | 2024 | 60 | Net Demand (MW) | -810 | 6
2 Diversification | 2024 | 60 | Net Demand (MW) | -800 | 10
2 Diversification | 2024 | 60 | Net Demand (MW) | -790 | 5
2 Diversification | 2024 | 60 | Net Demand (MW) | -780 | 10
2 Diversification | 2024 | 60 | Net Demand (MW) | -770 | 6
2 Diversification | 2024 | 60 | Net Demand (MW) | -760 | 12
2 Diversification | 2024 | 60 | Net Demand (MW) | -750 | 8
2 Diversification | 2024 | 60 | Net Demand (MW) | -740 | 10
2 Diversification | 2024 | 60 | Net Demand (MW) | -730 | 7
2 Diversification | 2024 | 60 | Net Demand (MW) | -720 | 13
2 Diversification | 2024 | 60 | Net Demand (MW) | -710 | 11
2 Diversification | 2024 | 60 | Net Demand (MW) | -700 | 15
2 Diversification | 2024 | 60 | Net Demand (MW) | -690 | 18
2 Diversification | 2024 | 60 | Net Demand (MW) | -680 | 18
2 Diversification | 2024 | 60 | Net Demand (MW) | -670 | 26
2 Diversification | 2024 | 60 | Net Demand (MW) | -660 | 17
2 Diversification | 2024 | 60 | Net Demand (MW) | -650 | 18
2 Diversification | 2024 | 60 | Net Demand (MW) | -640 | 34
2 Diversification | 2024 | 60 | Net Demand (MW) | -630 | 25
2 Diversification | 2024 | 60 | Net Demand (MW) | -620 | 32
2 Diversification | 2024 | 60 | Net Demand (MW) | -610 | 43
2 Diversification | 2024 | 60 | Net Demand (MW) | -600 | 61
2 Diversification | 2024 | 60 | Net Demand (MW) | -590 | 55
2 Diversification | 2024 | 60 | Net Demand (MW) | -580 | 48
2 Diversification | 2024 | 60 | Net Demand (MW) | -570 | 49
2 Diversification | 2024 | 60 | Net Demand (MW) | -560 | 53
2 Diversification | 2024 | 60 | Net Demand (MW) | -550 | 78
2 Diversification | 2024 | 60 | Net Demand (MW) | -540 | 75
2 Diversification | 2024 | 60 | Net Demand (MW) | -530 | 82
2 Diversification | 2024 | 60 | Net Demand (MW) | -520 | 86
2 Diversification | 2024 | 60 | Net Demand (MW) | -510 | 83
2 Diversification | 2024 | 60 | Net Demand (MW) | -500 | 93
2 Diversification | 2024 | 60 | Net Demand (MW) | -490 | 117
2 Diversification | 2024 | 60 | Net Demand (MW) | -480 | 107
2 Diversification | 2024 | 60 | Net Demand (MW) | -470 | 107
2 Diversification | 2024 | 60 | Net Demand (MW) | -460 | 133
2 Diversification | 2024 | 60 | Net Demand (MW) | -450 | 142
2 Diversification | 2024 | 60 | Net Demand (MW) | -440 | 176
2 Diversification | 2024 | 60 | Net Demand (MW) | -430 | 141
2 Diversification | 2024 | 60 | Net Demand (MW) | -420 | 165
2 Diversification | 2024 | 60 | Net Demand (MW) | -410 | 173
2 Diversification | 2024 | 60 | Net Demand (MW) | -400 | 179
2 Diversification | 2024 | 60 | Net Demand (MW) | -390 | 219
2 Diversification | 2024 | 60 | Net Demand (MW) | -380 | 233
2 Diversification | 2024 | 60 | Net Demand (MW) | -370 | 247
2 Diversification | 2024 | 60 | Net Demand (MW) | -360 | 245
2 Diversification | 2024 | 60 | Net Demand (MW) | -350 | 263
2 Diversification | 2024 | 60 | Net Demand (MW) | -340 | 299
2 Diversification | 2024 | 60 | Net Demand (MW) | -330 | 337
2 Diversification | 2024 | 60 | Net Demand (MW) | -320 | 313
2 Diversification | 2024 | 60 | Net Demand (MW) | -310 | 333
2 Diversification | 2024 | 60 | Net Demand (MW) | -300 | 361
2 Diversification | 2024 | 60 | Net Demand (MW) | -290 | 394
2 Diversification | 2024 | 60 | Net Demand (MW) | -280 | 337
2 Diversification | 2024 | 60 | Net Demand (MW) | -270 | 398
2 Diversification | 2024 | 60 | Net Demand (MW) | -260 | 425
2 Diversification | 2024 | 60 | Net Demand (MW) | -250 | 417
2 Diversification | 2024 | 60 | Net Demand (MW) | -240 | 438
2 Diversification | 2024 | 60 | Net Demand (MW) | -230 | 439
2 Diversification | 2024 | 60 | Net Demand (MW) | -220 | 485
2 Diversification | 2024 | 60 | Net Demand (MW) | -210 | 517
2 Diversification | 2024 | 60 | Net Demand (MW) | -200 | 543
2 Diversification | 2024 | 60 | Net Demand (MW) | -190 | 607
2 Diversification | 2024 | 60 | Net Demand (MW) | -180 | 592
2 Diversification | 2024 | 60 | Net Demand (MW) | -170 | 674
2 Diversification | 2024 | 60 | Net Demand (MW) | -160 | 708
2 Diversification | 2024 | 60 | Net Demand (MW) | -150 | 779
2 Diversification | 2024 | 60 | Net Demand (MW) | -140 | 765
2 Diversification | 2024 | 60 | Net Demand (MW) | -130 | 766
2 Diversification | 2024 | 60 | Net Demand (MW) | -120 | 810
2 Diversification | 2024 | 60 | Net Demand (MW) | -110 | 789
2 Diversification | 2024 | 60 | Net Demand (MW) | -100 | 799
2 Diversification | 2024 | 60 | Net Demand (MW) | -90 | 917
2 Diversification | 2024 | 60 | Net Demand (MW) | -80 | 973
2 Diversification | 2024 | 60 | Net Demand (MW) | -70 | 950
2 Diversification | 2024 | 60 | Net Demand (MW) | -60 | 998
2 Diversification | 2024 | 60 | Net Demand (MW) | -50 | 1027
2 Diversification | 2024 | 60 | Net Demand (MW) | -40 | 1016
2 Diversification | 2024 | 60 | Net Demand (MW) | -30 | 1021
2 Diversification | 2024 | 60 | Net Demand (MW) | -20 | 1042
2 Diversification | 2024 | 60 | Net Demand (MW) | -10 | 1009
2 Diversification | 2024 | 60 | Net Demand (MW) | 0 | 1076
2 Diversification | 2024 | 60 | Net Demand (MW) | 10 | 1031
2 Diversification | 2024 | 60 | Net Demand (MW) | 20 | 1110
2 Diversification | 2024 | 60 | Net Demand (MW) | 30 | 1043
2 Diversification | 2024 | 60 | Net Demand (MW) | 40 | 1026
2 Diversification | 2024 | 60 | Net Demand (MW) | 50 | 1050
2 Diversification | 2024 | 60 | Net Demand (MW) | 60 | 972
2 Diversification | 2024 | 60 | Net Demand (MW) | 70 | 1018
2 Diversification | 2024 | 60 | Net Demand (MW) | 80 | 921
2 Diversification | 2024 | 60 | Net Demand (MW) | 90 | 900
2 Diversification | 2024 | 60 | Net Demand (MW) | 100 | 850
2 Diversification | 2024 | 60 | Net Demand (MW) | 110 | 868
2 Diversification | 2024 | 60 | Net Demand (MW) | 120 | 770
2 Diversification | 2024 | 60 | Net Demand (MW) | 130 | 766
2 Diversification | 2024 | 60 | Net Demand (MW) | 140 | 705
2 Diversification | 2024 | 60 | Net Demand (MW) | 150 | 694
2 Diversification | 2024 | 60 | Net Demand (MW) | 160 | 644
2 Diversification | 2024 | 60 | Net Demand (MW) | 170 | 642
2 Diversification | 2024 | 60 | Net Demand (MW) | 180 | 581
2 Diversification | 2024 | 60 | Net Demand (MW) | 190 | 557
2 Diversification | 2024 | 60 | Net Demand (MW) | 200 | 527
2 Diversification | 2024 | 60 | Net Demand (MW) | 210 | 507
2 Diversification | 2024 | 60 | Net Demand (MW) | 220 | 426
2 Diversification | 2024 | 60 | Net Demand (MW) | 230 | 402
2 Diversification | 2024 | 60 | Net Demand (MW) | 240 | 395
2 Diversification | 2024 | 60 | Net Demand (MW) | 250 | 415
2 Diversification | 2024 | 60 | Net Demand (MW) | 260 | 314
2 Diversification | 2024 | 60 | Net Demand (MW) | 270 | 364
2 Diversification | 2024 | 60 | Net Demand (MW) | 280 | 294
2 Diversification | 2024 | 60 | Net Demand (MW) | 290 | 298
2 Diversification | 2024 | 60 | Net Demand (MW) | 300 | 304
2 Diversification | 2024 | 60 | Net Demand (MW) | 310 | 262
2 Diversification | 2024 | 60 | Net Demand (MW) | 320 | 267
2 Diversification | 2024 | 60 | Net Demand (MW) | 330 | 235
2 Diversification | 2024 | 60 | Net Demand (MW) | 340 | 232
2 Diversification | 2024 | 60 | Net Demand (MW) | 350 | 242
2 Diversification | 2024 | 60 | Net Demand (MW) | 360 | 209
2 Diversification | 2024 | 60 | Net Demand (MW) | 370 | 169
2 Diversification | 2024 | 60 | Net Demand (MW) | 380 | 179
2 Diversification | 2024 | 60 | Net Demand (MW) | 390 | 164
2 Diversification | 2024 | 60 | Net Demand (MW) | 400 | 181
2 Diversification | 2024 | 60 | Net Demand (MW) | 410 | 136
2 Diversification | 2024 | 60 | Net Demand (MW) | 420 | 165
2 Diversification | 2024 | 60 | Net Demand (MW) | 430 | 149
2 Diversification | 2024 | 60 | Net Demand (MW) | 440 | 122
2 Diversification | 2024 | 60 | Net Demand (MW) | 450 | 106
2 Diversification | 2024 | 60 | Net Demand (MW) | 460 | 125
2 Diversification | 2024 | 60 | Net Demand (MW) | 470 | 106
2 Diversification | 2024 | 60 | Net Demand (MW) | 480 | 100
2 Diversification | 2024 | 60 | Net Demand (MW) | 490 | 94
2 Diversification | 2024 | 60 | Net Demand (MW) | 500 | 99
2 Diversification | 2024 | 60 | Net Demand (MW) | 510 | 104
2 Diversification | 2024 | 60 | Net Demand (MW) | 520 | 96
2 Diversification | 2024 | 60 | Net Demand (MW) | 530 | 92
2 Diversification | 2024 | 60 | Net Demand (MW) | 540 | 73
2 Diversification | 2024 | 60 | Net Demand (MW) | 550 | 93
2 Diversification | 2024 | 60 | Net Demand (MW) | 560 | 59
2 Diversification | 2024 | 60 | Net Demand (MW) | 570 | 72
2 Diversification | 2024 | 60 | Net Demand (MW) | 580 | 58
2 Diversification | 2024 | 60 | Net Demand (MW) | 590 | 57
2 Diversification | 2024 | 60 | Net Demand (MW) | 600 | 74
2 Diversification | 2024 | 60 | Net Demand (MW) | 610 | 63
2 Diversification | 2024 | 60 | Net Demand (MW) | 620 | 55
2 Diversification | 2024 | 60 | Net Demand (MW) | 630 | 48
2 Diversification | 2024 | 60 | Net Demand (MW) | 640 | 50
2 Diversification | 2024 | 60 | Net Demand (MW) | 650 | 44
2 Diversification | 2024 | 60 | Net Demand (MW) | 660 | 44
2 Diversification | 2024 | 60 | Net Demand (MW) | 670 | 52
2 Diversification | 2024 | 60 | Net Demand (MW) | 680 | 41
2 Diversification | 2024 | 60 | Net Demand (MW) | 690 | 32
2 Diversification | 2024 | 60 | Net Demand (MW) | 700 | 30
2 Diversification | 2024 | 60 | Net Demand (MW) | 710 | 36
2 Diversification | 2024 | 60 | Net Demand (MW) | 720 | 31
2 Diversification | 2024 | 60 | Net Demand (MW) | 730 | 22
2 Diversification | 2024 | 60 | Net Demand (MW) | 740 | 29
2 Diversification | 2024 | 60 | Net Demand (MW) | 750 | 32
2 Diversification | 2024 | 60 | Net Demand (MW) | 760 | 31
2 Diversification | 2024 | 60 | Net Demand (MW) | 770 | 26
2 Diversification | 2024 | 60 | Net Demand (MW) | 780 | 20
2 Diversification | 2024 | 60 | Net Demand (MW) | 790 | 15
2 Diversification | 2024 | 60 | Net Demand (MW) | 800 | 18
2 Diversification | 2024 | 60 | Net Demand (MW) | 810 | 17
2 Diversification | 2024 | 60 | Net Demand (MW) | 820 | 15
2 Diversification | 2024 | 60 | Net Demand (MW) | 830 | 12
2 Diversification | 2024 | 60 | Net Demand (MW) | 840 | 12
2 Diversification | 2024 | 60 | Net Demand (MW) | 850 | 12
2 Diversification | 2024 | 60 | Net Demand (MW) | 860 | 7
2 Diversification | 2024 | 60 | Net Demand (MW) | 870 | 7
2 Diversification | 2024 | 60 | Net Demand (MW) | 880 | 5
2 Diversification | 2024 | 60 | Net Demand (MW) | 890 | 7
2 Diversification | 2024 | 60 | Net Demand (MW) | 900 | 7
2 Diversification | 2024 | 60 | Net Demand (MW) | 910 | 7
2 Diversification | 2024 | 60 | Net Demand (MW) | 920 | 7
2 Diversification | 2024 | 60 | Net Demand (MW) | 930 | 2
2 Diversification | 2024 | 60 | Net Demand (MW) | 940 | 5
2 Diversification | 2024 | 60 | Net Demand (MW) | 950 | 2
2 Diversification | 2024 | 60 | Net Demand (MW) | 960 | 5
2 Diversification | 2024 | 60 | Net Demand (MW) | 970 | 4
2 Diversification | 2024 | 60 | Net Demand (MW) | 980 | 1
2 Diversification | 2024 | 60 | Net Demand (MW) | 990 | 4
2 Diversification | 2024 | 60 | Net Demand (MW) | 1000 | 1
2 Diversification | 2024 | 60 | Net Demand (MW) | 1010 | 2
2 Diversification | 2024 | 60 | Net Demand (MW) | 1020 | 1
2 Diversification | 2024 | 60 | Net Demand (MW) | 1030 | 0
2 Diversification | 2024 | 60 | Net Demand (MW) | 1040 | 1
2 Diversification | 2024 | 60 | Net Demand (MW) | 1050 | 2
2 Diversification | 2024 | 60 | Net Demand (MW) | 1060 | 3
2 Diversification | 2024 | 60 | Net Demand (MW) | 1070 | 1
2 Diversification | 2024 | 60 | Net Demand (MW) | 1080 | 2
2 Diversification | 2024 | 60 | Net Demand (MW) | 1090 | 1
2 Diversification | 2024 | 60 | Net Demand (MW) | 1100 | 2
2 Diversification | 2024 | 60 | Net Demand (MW) | 1110 | 0
2 Diversification | 2024 | 60 | Net Demand (MW) | 1120 | 0
2 Diversification | 2024 | 60 | Net Demand (MW) | 1130 | 2
2 Diversification | 2024 | 60 | Net Demand (MW) | 1140 | 0
2 Diversification | 2024 | 60 | Net Demand (MW) | 1150 | 0
2 Diversification | 2024 | 60 | Net Demand (MW) | 1160 | 1
2 Diversification | 2024 | 60 | Net Demand (MW) | 1170 | 0
2 Diversification | 2024 | 60 | Net Demand (MW) | 1180 | 0
2 Diversification | 2024 | 60 | Net Demand (MW) | 1190 | 1
2 Diversification | 2024 | 60 | Net Demand (MW) | 1200 | 0
2 Diversification | 2024 | 60 | Net Demand (MW) | 1210 | 0
2 Diversification | 2024 | 60 | Net Demand (MW) | 1220 | 2
2 Diversification | 2024 | 60 | Net Demand (MW) | 1230 | 0
2 Diversification | 2024 | 60 | Net Demand (MW) | 1240 | 2
2 Diversification | 2024 | 60 | Net Demand (MW) | 1250 | 0
2 Diversification | 2024 | 60 | Net Demand (MW) | 1260 | 1
2 Diversification | 2024 | 60 | Net Demand (MW) | 1270 | 1
2 Diversification | 2025 | 10 | Alberta Internal Load (MW) | -390 | 1
2 Diversification | 2025 | 10 | Alberta Internal Load (MW) | -380 | 0
2 Diversification | 2025 | 10 | Alberta Internal Load (MW) | -370 | 0
2 Diversification | 2025 | 10 | Alberta Internal Load (MW) | -360 | 0
2 Diversification | 2025 | 10 | Alberta Internal Load (MW) | -350 | 0
2 Diversification | 2025 | 10 | Alberta Internal Load (MW) | -340 | 0
2 Diversification | 2025 | 10 | Alberta Internal Load (MW) | -330 | 0
2 Diversification | 2025 | 10 | Alberta Internal Load (MW) | -320 | 0
2 Diversification | 2025 | 10 | Alberta Internal Load (MW) | -310 | 0
2 Diversification | 2025 | 10 | Alberta Internal Load (MW) | -300 | 0
2 Diversification | 2025 | 10 | Alberta Internal Load (MW) | -290 | 0
2 Diversification | 2025 | 10 | Alberta Internal Load (MW) | -280 | 0
2 Diversification | 2025 | 10 | Alberta Internal Load (MW) | -270 | 0
2 Diversification | 2025 | 10 | Alberta Internal Load (MW) | -260 | 0
2 Diversification | 2025 | 10 | Alberta Internal Load (MW) | -250 | 0
2 Diversification | 2025 | 10 | Alberta Internal Load (MW) | -240 | 1
2 Diversification | 2025 | 10 | Alberta Internal Load (MW) | -230 | 2
2 Diversification | 2025 | 10 | Alberta Internal Load (MW) | -220 | 1
2 Diversification | 2025 | 10 | Alberta Internal Load (MW) | -210 | 0
2 Diversification | 2025 | 10 | Alberta Internal Load (MW) | -200 | 0
2 Diversification | 2025 | 10 | Alberta Internal Load (MW) | -190 | 0
2 Diversification | 2025 | 10 | Alberta Internal Load (MW) | -180 | 1
2 Diversification | 2025 | 10 | Alberta Internal Load (MW) | -170 | 3
2 Diversification | 2025 | 10 | Alberta Internal Load (MW) | -160 | 8
2 Diversification | 2025 | 10 | Alberta Internal Load (MW) | -150 | 11
2 Diversification | 2025 | 10 | Alberta Internal Load (MW) | -140 | 21
2 Diversification | 2025 | 10 | Alberta Internal Load (MW) | -130 | 47
2 Diversification | 2025 | 10 | Alberta Internal Load (MW) | -120 | 77
2 Diversification | 2025 | 10 | Alberta Internal Load (MW) | -110 | 122
2 Diversification | 2025 | 10 | Alberta Internal Load (MW) | -100 | 214
2 Diversification | 2025 | 10 | Alberta Internal Load (MW) | -90 | 364
2 Diversification | 2025 | 10 | Alberta Internal Load (MW) | -80 | 510
2 Diversification | 2025 | 10 | Alberta Internal Load (MW) | -70 | 773
2 Diversification | 2025 | 10 | Alberta Internal Load (MW) | -60 | 1258
2 Diversification | 2025 | 10 | Alberta Internal Load (MW) | -50 | 2051
2 Diversification | 2025 | 10 | Alberta Internal Load (MW) | -40 | 2852
2 Diversification | 2025 | 10 | Alberta Internal Load (MW) | -30 | 3970
2 Diversification | 2025 | 10 | Alberta Internal Load (MW) | -20 | 5254
2 Diversification | 2025 | 10 | Alberta Internal Load (MW) | -10 | 6400
2 Diversification | 2025 | 10 | Alberta Internal Load (MW) | 0 | 6873
2 Diversification | 2025 | 10 | Alberta Internal Load (MW) | 10 | 6001
2 Diversification | 2025 | 10 | Alberta Internal Load (MW) | 20 | 4594
2 Diversification | 2025 | 10 | Alberta Internal Load (MW) | 30 | 3287
2 Diversification | 2025 | 10 | Alberta Internal Load (MW) | 40 | 2251
2 Diversification | 2025 | 10 | Alberta Internal Load (MW) | 50 | 1566
2 Diversification | 2025 | 10 | Alberta Internal Load (MW) | 60 | 1128
2 Diversification | 2025 | 10 | Alberta Internal Load (MW) | 70 | 790
2 Diversification | 2025 | 10 | Alberta Internal Load (MW) | 80 | 538
2 Diversification | 2025 | 10 | Alberta Internal Load (MW) | 90 | 408
2 Diversification | 2025 | 10 | Alberta Internal Load (MW) | 100 | 325
2 Diversification | 2025 | 10 | Alberta Internal Load (MW) | 110 | 233
2 Diversification | 2025 | 10 | Alberta Internal Load (MW) | 120 | 196
2 Diversification | 2025 | 10 | Alberta Internal Load (MW) | 130 | 166
2 Diversification | 2025 | 10 | Alberta Internal Load (MW) | 140 | 107
2 Diversification | 2025 | 10 | Alberta Internal Load (MW) | 150 | 71
2 Diversification | 2025 | 10 | Alberta Internal Load (MW) | 160 | 46
2 Diversification | 2025 | 10 | Alberta Internal Load (MW) | 170 | 10
2 Diversification | 2025 | 10 | Alberta Internal Load (MW) | 180 | 12
2 Diversification | 2025 | 10 | Alberta Internal Load (MW) | 190 | 6
2 Diversification | 2025 | 10 | Alberta Internal Load (MW) | 200 | 4
2 Diversification | 2025 | 10 | Alberta Internal Load (MW) | 210 | 1
2 Diversification | 2025 | 10 | Alberta Internal Load (MW) | 220 | 1
2 Diversification | 2025 | 10 | Alberta Internal Load (MW) | 230 | 0
2 Diversification | 2025 | 10 | Alberta Internal Load (MW) | 240 | 1
2 Diversification | 2025 | 10 | Alberta Internal Load (MW) | 250 | 1
2 Diversification | 2025 | 10 | Alberta Internal Load (MW) | 260 | 0
2 Diversification | 2025 | 10 | Alberta Internal Load (MW) | 270 | 0
2 Diversification | 2025 | 10 | Alberta Internal Load (MW) | 280 | 0
2 Diversification | 2025 | 10 | Alberta Internal Load (MW) | 290 | 1
2 Diversification | 2025 | 10 | Alberta Internal Load (MW) | 300 | 1
2 Diversification | 2025 | 60 | Alberta Internal Load (MW) | -650 | 3
2 Diversification | 2025 | 60 | Alberta Internal Load (MW) | -640 | 0
2 Diversification | 2025 | 60 | Alberta Internal Load (MW) | -630 | 1
2 Diversification | 2025 | 60 | Alberta Internal Load (MW) | -620 | 4
2 Diversification | 2025 | 60 | Alberta Internal Load (MW) | -610 | 7
2 Diversification | 2025 | 60 | Alberta Internal Load (MW) | -600 | 4
2 Diversification | 2025 | 60 | Alberta Internal Load (MW) | -590 | 9
2 Diversification | 2025 | 60 | Alberta Internal Load (MW) | -580 | 8
2 Diversification | 2025 | 60 | Alberta Internal Load (MW) | -570 | 20
2 Diversification | 2025 | 60 | Alberta Internal Load (MW) | -560 | 14
2 Diversification | 2025 | 60 | Alberta Internal Load (MW) | -550 | 34
2 Diversification | 2025 | 60 | Alberta Internal Load (MW) | -540 | 41
2 Diversification | 2025 | 60 | Alberta Internal Load (MW) | -530 | 37
2 Diversification | 2025 | 60 | Alberta Internal Load (MW) | -520 | 46
2 Diversification | 2025 | 60 | Alberta Internal Load (MW) | -510 | 70
2 Diversification | 2025 | 60 | Alberta Internal Load (MW) | -500 | 78
2 Diversification | 2025 | 60 | Alberta Internal Load (MW) | -490 | 70
2 Diversification | 2025 | 60 | Alberta Internal Load (MW) | -480 | 83
2 Diversification | 2025 | 60 | Alberta Internal Load (MW) | -470 | 84
2 Diversification | 2025 | 60 | Alberta Internal Load (MW) | -460 | 72
2 Diversification | 2025 | 60 | Alberta Internal Load (MW) | -450 | 85
2 Diversification | 2025 | 60 | Alberta Internal Load (MW) | -440 | 103
2 Diversification | 2025 | 60 | Alberta Internal Load (MW) | -430 | 97
2 Diversification | 2025 | 60 | Alberta Internal Load (MW) | -420 | 101
2 Diversification | 2025 | 60 | Alberta Internal Load (MW) | -410 | 92
2 Diversification | 2025 | 60 | Alberta Internal Load (MW) | -400 | 119
2 Diversification | 2025 | 60 | Alberta Internal Load (MW) | -390 | 117
2 Diversification | 2025 | 60 | Alberta Internal Load (MW) | -380 | 104
2 Diversification | 2025 | 60 | Alberta Internal Load (MW) | -370 | 116
2 Diversification | 2025 | 60 | Alberta Internal Load (MW) | -360 | 179
2 Diversification | 2025 | 60 | Alberta Internal Load (MW) | -350 | 142
2 Diversification | 2025 | 60 | Alberta Internal Load (MW) | -340 | 197
2 Diversification | 2025 | 60 | Alberta Internal Load (MW) | -330 | 222
2 Diversification | 2025 | 60 | Alberta Internal Load (MW) | -320 | 231
2 Diversification | 2025 | 60 | Alberta Internal Load (MW) | -310 | 285
2 Diversification | 2025 | 60 | Alberta Internal Load (MW) | -300 | 298
2 Diversification | 2025 | 60 | Alberta Internal Load (MW) | -290 | 308
2 Diversification | 2025 | 60 | Alberta Internal Load (MW) | -280 | 316
2 Diversification | 2025 | 60 | Alberta Internal Load (MW) | -270 | 344
2 Diversification | 2025 | 60 | Alberta Internal Load (MW) | -260 | 330
2 Diversification | 2025 | 60 | Alberta Internal Load (MW) | -250 | 415
2 Diversification | 2025 | 60 | Alberta Internal Load (MW) | -240 | 391
2 Diversification | 2025 | 60 | Alberta Internal Load (MW) | -230 | 407
2 Diversification | 2025 | 60 | Alberta Internal Load (MW) | -220 | 454
2 Diversification | 2025 | 60 | Alberta Internal Load (MW) | -210 | 482
2 Diversification | 2025 | 60 | Alberta Internal Load (MW) | -200 | 523
2 Diversification | 2025 | 60 | Alberta Internal Load (MW) | -190 | 576
2 Diversification | 2025 | 60 | Alberta Internal Load (MW) | -180 | 596
2 Diversification | 2025 | 60 | Alberta Internal Load (MW) | -170 | 573
2 Diversification | 2025 | 60 | Alberta Internal Load (MW) | -160 | 665
2 Diversification | 2025 | 60 | Alberta Internal Load (MW) | -150 | 696
2 Diversification | 2025 | 60 | Alberta Internal Load (MW) | -140 | 752
2 Diversification | 2025 | 60 | Alberta Internal Load (MW) | -130 | 776
2 Diversification | 2025 | 60 | Alberta Internal Load (MW) | -120 | 773
2 Diversification | 2025 | 60 | Alberta Internal Load (MW) | -110 | 912
2 Diversification | 2025 | 60 | Alberta Internal Load (MW) | -100 | 969
2 Diversification | 2025 | 60 | Alberta Internal Load (MW) | -90 | 1037
2 Diversification | 2025 | 60 | Alberta Internal Load (MW) | -80 | 1106
2 Diversification | 2025 | 60 | Alberta Internal Load (MW) | -70 | 1289
2 Diversification | 2025 | 60 | Alberta Internal Load (MW) | -60 | 1308
2 Diversification | 2025 | 60 | Alberta Internal Load (MW) | -50 | 1474
2 Diversification | 2025 | 60 | Alberta Internal Load (MW) | -40 | 1519
2 Diversification | 2025 | 60 | Alberta Internal Load (MW) | -30 | 1543
2 Diversification | 2025 | 60 | Alberta Internal Load (MW) | -20 | 1702
2 Diversification | 2025 | 60 | Alberta Internal Load (MW) | -10 | 1685
2 Diversification | 2025 | 60 | Alberta Internal Load (MW) | 0 | 1596
2 Diversification | 2025 | 60 | Alberta Internal Load (MW) | 10 | 1622
2 Diversification | 2025 | 60 | Alberta Internal Load (MW) | 20 | 1510
2 Diversification | 2025 | 60 | Alberta Internal Load (MW) | 30 | 1437
2 Diversification | 2025 | 60 | Alberta Internal Load (MW) | 40 | 1355
2 Diversification | 2025 | 60 | Alberta Internal Load (MW) | 50 | 1234
2 Diversification | 2025 | 60 | Alberta Internal Load (MW) | 60 | 1090
2 Diversification | 2025 | 60 | Alberta Internal Load (MW) | 70 | 1001
2 Diversification | 2025 | 60 | Alberta Internal Load (MW) | 80 | 917
2 Diversification | 2025 | 60 | Alberta Internal Load (MW) | 90 | 830
2 Diversification | 2025 | 60 | Alberta Internal Load (MW) | 100 | 775
2 Diversification | 2025 | 60 | Alberta Internal Load (MW) | 110 | 716
2 Diversification | 2025 | 60 | Alberta Internal Load (MW) | 120 | 684
2 Diversification | 2025 | 60 | Alberta Internal Load (MW) | 130 | 595
2 Diversification | 2025 | 60 | Alberta Internal Load (MW) | 140 | 586
2 Diversification | 2025 | 60 | Alberta Internal Load (MW) | 150 | 518
2 Diversification | 2025 | 60 | Alberta Internal Load (MW) | 160 | 497
2 Diversification | 2025 | 60 | Alberta Internal Load (MW) | 170 | 477
2 Diversification | 2025 | 60 | Alberta Internal Load (MW) | 180 | 480
2 Diversification | 2025 | 60 | Alberta Internal Load (MW) | 190 | 441
2 Diversification | 2025 | 60 | Alberta Internal Load (MW) | 200 | 442
2 Diversification | 2025 | 60 | Alberta Internal Load (MW) | 210 | 366
2 Diversification | 2025 | 60 | Alberta Internal Load (MW) | 220 | 349
2 Diversification | 2025 | 60 | Alberta Internal Load (MW) | 230 | 348
2 Diversification | 2025 | 60 | Alberta Internal Load (MW) | 240 | 300
2 Diversification | 2025 | 60 | Alberta Internal Load (MW) | 250 | 302
2 Diversification | 2025 | 60 | Alberta Internal Load (MW) | 260 | 291
2 Diversification | 2025 | 60 | Alberta Internal Load (MW) | 270 | 303
2 Diversification | 2025 | 60 | Alberta Internal Load (MW) | 280 | 259
2 Diversification | 2025 | 60 | Alberta Internal Load (MW) | 290 | 249
2 Diversification | 2025 | 60 | Alberta Internal Load (MW) | 300 | 232
2 Diversification | 2025 | 60 | Alberta Internal Load (MW) | 310 | 219
2 Diversification | 2025 | 60 | Alberta Internal Load (MW) | 320 | 221
2 Diversification | 2025 | 60 | Alberta Internal Load (MW) | 330 | 186
2 Diversification | 2025 | 60 | Alberta Internal Load (MW) | 340 | 175
2 Diversification | 2025 | 60 | Alberta Internal Load (MW) | 350 | 148
2 Diversification | 2025 | 60 | Alberta Internal Load (MW) | 360 | 179
2 Diversification | 2025 | 60 | Alberta Internal Load (MW) | 370 | 176
2 Diversification | 2025 | 60 | Alberta Internal Load (MW) | 380 | 158
2 Diversification | 2025 | 60 | Alberta Internal Load (MW) | 390 | 139
2 Diversification | 2025 | 60 | Alberta Internal Load (MW) | 400 | 138
2 Diversification | 2025 | 60 | Alberta Internal Load (MW) | 410 | 116
2 Diversification | 2025 | 60 | Alberta Internal Load (MW) | 420 | 112
2 Diversification | 2025 | 60 | Alberta Internal Load (MW) | 430 | 103
2 Diversification | 2025 | 60 | Alberta Internal Load (MW) | 440 | 93
2 Diversification | 2025 | 60 | Alberta Internal Load (MW) | 450 | 94
2 Diversification | 2025 | 60 | Alberta Internal Load (MW) | 460 | 86
2 Diversification | 2025 | 60 | Alberta Internal Load (MW) | 470 | 76
2 Diversification | 2025 | 60 | Alberta Internal Load (MW) | 480 | 70
2 Diversification | 2025 | 60 | Alberta Internal Load (MW) | 490 | 62
2 Diversification | 2025 | 60 | Alberta Internal Load (MW) | 500 | 63
2 Diversification | 2025 | 60 | Alberta Internal Load (MW) | 510 | 55
2 Diversification | 2025 | 60 | Alberta Internal Load (MW) | 520 | 46
2 Diversification | 2025 | 60 | Alberta Internal Load (MW) | 530 | 47
2 Diversification | 2025 | 60 | Alberta Internal Load (MW) | 540 | 51
2 Diversification | 2025 | 60 | Alberta Internal Load (MW) | 550 | 50
2 Diversification | 2025 | 60 | Alberta Internal Load (MW) | 560 | 37
2 Diversification | 2025 | 60 | Alberta Internal Load (MW) | 570 | 49
2 Diversification | 2025 | 60 | Alberta Internal Load (MW) | 580 | 42
2 Diversification | 2025 | 60 | Alberta Internal Load (MW) | 590 | 37
2 Diversification | 2025 | 60 | Alberta Internal Load (MW) | 600 | 39
2 Diversification | 2025 | 60 | Alberta Internal Load (MW) | 610 | 43
2 Diversification | 2025 | 60 | Alberta Internal Load (MW) | 620 | 45
2 Diversification | 2025 | 60 | Alberta Internal Load (MW) | 630 | 45
2 Diversification | 2025 | 60 | Alberta Internal Load (MW) | 640 | 49
2 Diversification | 2025 | 60 | Alberta Internal Load (MW) | 650 | 50
2 Diversification | 2025 | 60 | Alberta Internal Load (MW) | 660 | 26
2 Diversification | 2025 | 60 | Alberta Internal Load (MW) | 670 | 41
2 Diversification | 2025 | 60 | Alberta Internal Load (MW) | 680 | 33
2 Diversification | 2025 | 60 | Alberta Internal Load (MW) | 690 | 42
2 Diversification | 2025 | 60 | Alberta Internal Load (MW) | 700 | 29
2 Diversification | 2025 | 60 | Alberta Internal Load (MW) | 710 | 37
2 Diversification | 2025 | 60 | Alberta Internal Load (MW) | 720 | 30
2 Diversification | 2025 | 60 | Alberta Internal Load (MW) | 730 | 23
2 Diversification | 2025 | 60 | Alberta Internal Load (MW) | 740 | 20
2 Diversification | 2025 | 60 | Alberta Internal Load (MW) | 750 | 20
2 Diversification | 2025 | 60 | Alberta Internal Load (MW) | 760 | 15
2 Diversification | 2025 | 60 | Alberta Internal Load (MW) | 770 | 12
2 Diversification | 2025 | 60 | Alberta Internal Load (MW) | 780 | 8
2 Diversification | 2025 | 60 | Alberta Internal Load (MW) | 790 | 10
2 Diversification | 2025 | 60 | Alberta Internal Load (MW) | 800 | 6
2 Diversification | 2025 | 60 | Alberta Internal Load (MW) | 810 | 4
2 Diversification | 2025 | 60 | Alberta Internal Load (MW) | 820 | 1
2 Diversification | 2025 | 60 | Alberta Internal Load (MW) | 830 | 2
2 Diversification | 2025 | 10 | Variable Generation (MW) | -270 | 1
2 Diversification | 2025 | 10 | Variable Generation (MW) | -260 | 0
2 Diversification | 2025 | 10 | Variable Generation (MW) | -250 | 0
2 Diversification | 2025 | 10 | Variable Generation (MW) | -240 | 1
2 Diversification | 2025 | 10 | Variable Generation (MW) | -230 | 2
2 Diversification | 2025 | 10 | Variable Generation (MW) | -220 | 1
2 Diversification | 2025 | 10 | Variable Generation (MW) | -210 | 1
2 Diversification | 2025 | 10 | Variable Generation (MW) | -200 | 2
2 Diversification | 2025 | 10 | Variable Generation (MW) | -190 | 4
2 Diversification | 2025 | 10 | Variable Generation (MW) | -180 | 6
2 Diversification | 2025 | 10 | Variable Generation (MW) | -170 | 5
2 Diversification | 2025 | 10 | Variable Generation (MW) | -160 | 4
2 Diversification | 2025 | 10 | Variable Generation (MW) | -150 | 13
2 Diversification | 2025 | 10 | Variable Generation (MW) | -140 | 30
2 Diversification | 2025 | 10 | Variable Generation (MW) | -130 | 38
2 Diversification | 2025 | 10 | Variable Generation (MW) | -120 | 42
2 Diversification | 2025 | 10 | Variable Generation (MW) | -110 | 72
2 Diversification | 2025 | 10 | Variable Generation (MW) | -100 | 133
2 Diversification | 2025 | 10 | Variable Generation (MW) | -90 | 188
2 Diversification | 2025 | 10 | Variable Generation (MW) | -80 | 340
2 Diversification | 2025 | 10 | Variable Generation (MW) | -70 | 489
2 Diversification | 2025 | 10 | Variable Generation (MW) | -60 | 777
2 Diversification | 2025 | 10 | Variable Generation (MW) | -50 | 1205
2 Diversification | 2025 | 10 | Variable Generation (MW) | -40 | 1979
2 Diversification | 2025 | 10 | Variable Generation (MW) | -30 | 3325
2 Diversification | 2025 | 10 | Variable Generation (MW) | -20 | 5289
2 Diversification | 2025 | 10 | Variable Generation (MW) | -10 | 7713
2 Diversification | 2025 | 10 | Variable Generation (MW) | 0 | 9555
2 Diversification | 2025 | 10 | Variable Generation (MW) | 10 | 7617
2 Diversification | 2025 | 10 | Variable Generation (MW) | 20 | 5225
2 Diversification | 2025 | 10 | Variable Generation (MW) | 30 | 3159
2 Diversification | 2025 | 10 | Variable Generation (MW) | 40 | 1844
2 Diversification | 2025 | 10 | Variable Generation (MW) | 50 | 1269
2 Diversification | 2025 | 10 | Variable Generation (MW) | 60 | 789
2 Diversification | 2025 | 10 | Variable Generation (MW) | 70 | 510
2 Diversification | 2025 | 10 | Variable Generation (MW) | 80 | 327
2 Diversification | 2025 | 10 | Variable Generation (MW) | 90 | 176
2 Diversification | 2025 | 10 | Variable Generation (MW) | 100 | 144
2 Diversification | 2025 | 10 | Variable Generation (MW) | 110 | 90
2 Diversification | 2025 | 10 | Variable Generation (MW) | 120 | 48
2 Diversification | 2025 | 10 | Variable Generation (MW) | 130 | 49
2 Diversification | 2025 | 10 | Variable Generation (MW) | 140 | 27
2 Diversification | 2025 | 10 | Variable Generation (MW) | 150 | 19
2 Diversification | 2025 | 10 | Variable Generation (MW) | 160 | 12
2 Diversification | 2025 | 10 | Variable Generation (MW) | 170 | 12
2 Diversification | 2025 | 10 | Variable Generation (MW) | 180 | 7
2 Diversification | 2025 | 10 | Variable Generation (MW) | 190 | 5
2 Diversification | 2025 | 10 | Variable Generation (MW) | 200 | 4
2 Diversification | 2025 | 10 | Variable Generation (MW) | 210 | 2
2 Diversification | 2025 | 10 | Variable Generation (MW) | 220 | 1
2 Diversification | 2025 | 10 | Variable Generation (MW) | 230 | 4
2 Diversification | 2025 | 10 | Variable Generation (MW) | 240 | 0
2 Diversification | 2025 | 10 | Variable Generation (MW) | 250 | 1
2 Diversification | 2025 | 10 | Variable Generation (MW) | 260 | 1
2 Diversification | 2025 | 10 | Variable Generation (MW) | 270 | 0
2 Diversification | 2025 | 10 | Variable Generation (MW) | 280 | 0
2 Diversification | 2025 | 10 | Variable Generation (MW) | 290 | 0
2 Diversification | 2025 | 10 | Variable Generation (MW) | 300 | 1
2 Diversification | 2025 | 10 | Variable Generation (MW) | 310 | 0
2 Diversification | 2025 | 10 | Variable Generation (MW) | 320 | 0
2 Diversification | 2025 | 10 | Variable Generation (MW) | 330 | 1
2 Diversification | 2025 | 60 | Variable Generation (MW) | -1030 | 1
2 Diversification | 2025 | 60 | Variable Generation (MW) | -1020 | 0
2 Diversification | 2025 | 60 | Variable Generation (MW) | -1010 | 1
2 Diversification | 2025 | 60 | Variable Generation (MW) | -1000 | 0
2 Diversification | 2025 | 60 | Variable Generation (MW) | -990 | 0
2 Diversification | 2025 | 60 | Variable Generation (MW) | -980 | 0
2 Diversification | 2025 | 60 | Variable Generation (MW) | -970 | 1
2 Diversification | 2025 | 60 | Variable Generation (MW) | -960 | 2
2 Diversification | 2025 | 60 | Variable Generation (MW) | -950 | 0
2 Diversification | 2025 | 60 | Variable Generation (MW) | -940 | 0
2 Diversification | 2025 | 60 | Variable Generation (MW) | -930 | 1
2 Diversification | 2025 | 60 | Variable Generation (MW) | -920 | 0
2 Diversification | 2025 | 60 | Variable Generation (MW) | -910 | 0
2 Diversification | 2025 | 60 | Variable Generation (MW) | -900 | 0
2 Diversification | 2025 | 60 | Variable Generation (MW) | -890 | 0
2 Diversification | 2025 | 60 | Variable Generation (MW) | -880 | 0
2 Diversification | 2025 | 60 | Variable Generation (MW) | -870 | 0
2 Diversification | 2025 | 60 | Variable Generation (MW) | -860 | 1
2 Diversification | 2025 | 60 | Variable Generation (MW) | -850 | 0
2 Diversification | 2025 | 60 | Variable Generation (MW) | -840 | 2
2 Diversification | 2025 | 60 | Variable Generation (MW) | -830 | 1
2 Diversification | 2025 | 60 | Variable Generation (MW) | -820 | 0
2 Diversification | 2025 | 60 | Variable Generation (MW) | -810 | 0
2 Diversification | 2025 | 60 | Variable Generation (MW) | -800 | 2
2 Diversification | 2025 | 60 | Variable Generation (MW) | -790 | 0
2 Diversification | 2025 | 60 | Variable Generation (MW) | -780 | 0
2 Diversification | 2025 | 60 | Variable Generation (MW) | -770 | 0
2 Diversification | 2025 | 60 | Variable Generation (MW) | -760 | 1
2 Diversification | 2025 | 60 | Variable Generation (MW) | -750 | 0
2 Diversification | 2025 | 60 | Variable Generation (MW) | -740 | 1
2 Diversification | 2025 | 60 | Variable Generation (MW) | -730 | 1
2 Diversification | 2025 | 60 | Variable Generation (MW) | -720 | 1
2 Diversification | 2025 | 60 | Variable Generation (MW) | -710 | 3
2 Diversification | 2025 | 60 | Variable Generation (MW) | -700 | 2
2 Diversification | 2025 | 60 | Variable Generation (MW) | -690 | 3
2 Diversification | 2025 | 60 | Variable Generation (MW) | -680 | 4
2 Diversification | 2025 | 60 | Variable Generation (MW) | -670 | 4
2 Diversification | 2025 | 60 | Variable Generation (MW) | -660 | 8
2 Diversification | 2025 | 60 | Variable Generation (MW) | -650 | 7
2 Diversification | 2025 | 60 | Variable Generation (MW) | -640 | 3
2 Diversification | 2025 | 60 | Variable Generation (MW) | -630 | 3
2 Diversification | 2025 | 60 | Variable Generation (MW) | -620 | 6
2 Diversification | 2025 | 60 | Variable Generation (MW) | -610 | 8
2 Diversification | 2025 | 60 | Variable Generation (MW) | -600 | 6
2 Diversification | 2025 | 60 | Variable Generation (MW) | -590 | 5
2 Diversification | 2025 | 60 | Variable Generation (MW) | -580 | 6
2 Diversification | 2025 | 60 | Variable Generation (MW) | -570 | 4
2 Diversification | 2025 | 60 | Variable Generation (MW) | -560 | 9
2 Diversification | 2025 | 60 | Variable Generation (MW) | -550 | 9
2 Diversification | 2025 | 60 | Variable Generation (MW) | -540 | 14
2 Diversification | 2025 | 60 | Variable Generation (MW) | -530 | 11
2 Diversification | 2025 | 60 | Variable Generation (MW) | -520 | 20
2 Diversification | 2025 | 60 | Variable Generation (MW) | -510 | 20
2 Diversification | 2025 | 60 | Variable Generation (MW) | -500 | 14
2 Diversification | 2025 | 60 | Variable Generation (MW) | -490 | 24
2 Diversification | 2025 | 60 | Variable Generation (MW) | -480 | 22
2 Diversification | 2025 | 60 | Variable Generation (MW) | -470 | 30
2 Diversification | 2025 | 60 | Variable Generation (MW) | -460 | 39
2 Diversification | 2025 | 60 | Variable Generation (MW) | -450 | 30
2 Diversification | 2025 | 60 | Variable Generation (MW) | -440 | 55
2 Diversification | 2025 | 60 | Variable Generation (MW) | -430 | 40
2 Diversification | 2025 | 60 | Variable Generation (MW) | -420 | 53
2 Diversification | 2025 | 60 | Variable Generation (MW) | -410 | 61
2 Diversification | 2025 | 60 | Variable Generation (MW) | -400 | 59
2 Diversification | 2025 | 60 | Variable Generation (MW) | -390 | 56
2 Diversification | 2025 | 60 | Variable Generation (MW) | -380 | 72
2 Diversification | 2025 | 60 | Variable Generation (MW) | -370 | 91
2 Diversification | 2025 | 60 | Variable Generation (MW) | -360 | 82
2 Diversification | 2025 | 60 | Variable Generation (MW) | -350 | 85
2 Diversification | 2025 | 60 | Variable Generation (MW) | -340 | 116
2 Diversification | 2025 | 60 | Variable Generation (MW) | -330 | 104
2 Diversification | 2025 | 60 | Variable Generation (MW) | -320 | 152
2 Diversification | 2025 | 60 | Variable Generation (MW) | -310 | 122
2 Diversification | 2025 | 60 | Variable Generation (MW) | -300 | 160
2 Diversification | 2025 | 60 | Variable Generation (MW) | -290 | 143
2 Diversification | 2025 | 60 | Variable Generation (MW) | -280 | 193
2 Diversification | 2025 | 60 | Variable Generation (MW) | -270 | 191
2 Diversification | 2025 | 60 | Variable Generation (MW) | -260 | 212
2 Diversification | 2025 | 60 | Variable Generation (MW) | -250 | 257
2 Diversification | 2025 | 60 | Variable Generation (MW) | -240 | 269
2 Diversification | 2025 | 60 | Variable Generation (MW) | -230 | 268
2 Diversification | 2025 | 60 | Variable Generation (MW) | -220 | 344
2 Diversification | 2025 | 60 | Variable Generation (MW) | -210 | 377
2 Diversification | 2025 | 60 | Variable Generation (MW) | -200 | 380
2 Diversification | 2025 | 60 | Variable Generation (MW) | -190 | 442
2 Diversification | 2025 | 60 | Variable Generation (MW) | -180 | 497
2 Diversification | 2025 | 60 | Variable Generation (MW) | -170 | 541
2 Diversification | 2025 | 60 | Variable Generation (MW) | -160 | 579
2 Diversification | 2025 | 60 | Variable Generation (MW) | -150 | 632
2 Diversification | 2025 | 60 | Variable Generation (MW) | -140 | 655
2 Diversification | 2025 | 60 | Variable Generation (MW) | -130 | 788
2 Diversification | 2025 | 60 | Variable Generation (MW) | -120 | 910
2 Diversification | 2025 | 60 | Variable Generation (MW) | -110 | 1040
2 Diversification | 2025 | 60 | Variable Generation (MW) | -100 | 1107
2 Diversification | 2025 | 60 | Variable Generation (MW) | -90 | 1205
2 Diversification | 2025 | 60 | Variable Generation (MW) | -80 | 1269
2 Diversification | 2025 | 60 | Variable Generation (MW) | -70 | 1316
2 Diversification | 2025 | 60 | Variable Generation (MW) | -60 | 1503
2 Diversification | 2025 | 60 | Variable Generation (MW) | -50 | 1586
2 Diversification | 2025 | 60 | Variable Generation (MW) | -40 | 1641
2 Diversification | 2025 | 60 | Variable Generation (MW) | -30 | 1701
2 Diversification | 2025 | 60 | Variable Generation (MW) | -20 | 1749
2 Diversification | 2025 | 60 | Variable Generation (MW) | -10 | 1962
2 Diversification | 2025 | 60 | Variable Generation (MW) | 0 | 2040
2 Diversification | 2025 | 60 | Variable Generation (MW) | 10 | 1970
2 Diversification | 2025 | 60 | Variable Generation (MW) | 20 | 1859
2 Diversification | 2025 | 60 | Variable Generation (MW) | 30 | 1724
2 Diversification | 2025 | 60 | Variable Generation (MW) | 40 | 1593
2 Diversification | 2025 | 60 | Variable Generation (MW) | 50 | 1488
2 Diversification | 2025 | 60 | Variable Generation (MW) | 60 | 1415
2 Diversification | 2025 | 60 | Variable Generation (MW) | 70 | 1312
2 Diversification | 2025 | 60 | Variable Generation (MW) | 80 | 1252
2 Diversification | 2025 | 60 | Variable Generation (MW) | 90 | 1109
2 Diversification | 2025 | 60 | Variable Generation (MW) | 100 | 1015
2 Diversification | 2025 | 60 | Variable Generation (MW) | 110 | 989
2 Diversification | 2025 | 60 | Variable Generation (MW) | 120 | 928
2 Diversification | 2025 | 60 | Variable Generation (MW) | 130 | 760
2 Diversification | 2025 | 60 | Variable Generation (MW) | 140 | 720
2 Diversification | 2025 | 60 | Variable Generation (MW) | 150 | 657
2 Diversification | 2025 | 60 | Variable Generation (MW) | 160 | 632
2 Diversification | 2025 | 60 | Variable Generation (MW) | 170 | 545
2 Diversification | 2025 | 60 | Variable Generation (MW) | 180 | 502
2 Diversification | 2025 | 60 | Variable Generation (MW) | 190 | 429
2 Diversification | 2025 | 60 | Variable Generation (MW) | 200 | 376
2 Diversification | 2025 | 60 | Variable Generation (MW) | 210 | 345
2 Diversification | 2025 | 60 | Variable Generation (MW) | 220 | 323
2 Diversification | 2025 | 60 | Variable Generation (MW) | 230 | 292
2 Diversification | 2025 | 60 | Variable Generation (MW) | 240 | 259
2 Diversification | 2025 | 60 | Variable Generation (MW) | 250 | 218
2 Diversification | 2025 | 60 | Variable Generation (MW) | 260 | 221
2 Diversification | 2025 | 60 | Variable Generation (MW) | 270 | 210
2 Diversification | 2025 | 60 | Variable Generation (MW) | 280 | 171
2 Diversification | 2025 | 60 | Variable Generation (MW) | 290 | 150
2 Diversification | 2025 | 60 | Variable Generation (MW) | 300 | 143
2 Diversification | 2025 | 60 | Variable Generation (MW) | 310 | 149
2 Diversification | 2025 | 60 | Variable Generation (MW) | 320 | 123
2 Diversification | 2025 | 60 | Variable Generation (MW) | 330 | 131
2 Diversification | 2025 | 60 | Variable Generation (MW) | 340 | 93
2 Diversification | 2025 | 60 | Variable Generation (MW) | 350 | 76
2 Diversification | 2025 | 60 | Variable Generation (MW) | 360 | 70
2 Diversification | 2025 | 60 | Variable Generation (MW) | 370 | 83
2 Diversification | 2025 | 60 | Variable Generation (MW) | 380 | 54
2 Diversification | 2025 | 60 | Variable Generation (MW) | 390 | 67
2 Diversification | 2025 | 60 | Variable Generation (MW) | 400 | 53
2 Diversification | 2025 | 60 | Variable Generation (MW) | 410 | 48
2 Diversification | 2025 | 60 | Variable Generation (MW) | 420 | 35
2 Diversification | 2025 | 60 | Variable Generation (MW) | 430 | 35
2 Diversification | 2025 | 60 | Variable Generation (MW) | 440 | 37
2 Diversification | 2025 | 60 | Variable Generation (MW) | 450 | 32
2 Diversification | 2025 | 60 | Variable Generation (MW) | 460 | 48
2 Diversification | 2025 | 60 | Variable Generation (MW) | 470 | 33
2 Diversification | 2025 | 60 | Variable Generation (MW) | 480 | 35
2 Diversification | 2025 | 60 | Variable Generation (MW) | 490 | 25
2 Diversification | 2025 | 60 | Variable Generation (MW) | 500 | 29
2 Diversification | 2025 | 60 | Variable Generation (MW) | 510 | 24
2 Diversification | 2025 | 60 | Variable Generation (MW) | 520 | 19
2 Diversification | 2025 | 60 | Variable Generation (MW) | 530 | 24
2 Diversification | 2025 | 60 | Variable Generation (MW) | 540 | 16
2 Diversification | 2025 | 60 | Variable Generation (MW) | 550 | 15
2 Diversification | 2025 | 60 | Variable Generation (MW) | 560 | 15
2 Diversification | 2025 | 60 | Variable Generation (MW) | 570 | 11
2 Diversification | 2025 | 60 | Variable Generation (MW) | 580 | 8
2 Diversification | 2025 | 60 | Variable Generation (MW) | 590 | 8
2 Diversification | 2025 | 60 | Variable Generation (MW) | 600 | 12
2 Diversification | 2025 | 60 | Variable Generation (MW) | 610 | 15
2 Diversification | 2025 | 60 | Variable Generation (MW) | 620 | 3
2 Diversification | 2025 | 60 | Variable Generation (MW) | 630 | 10
2 Diversification | 2025 | 60 | Variable Generation (MW) | 640 | 4
2 Diversification | 2025 | 60 | Variable Generation (MW) | 650 | 6
2 Diversification | 2025 | 60 | Variable Generation (MW) | 660 | 13
2 Diversification | 2025 | 60 | Variable Generation (MW) | 670 | 3
2 Diversification | 2025 | 60 | Variable Generation (MW) | 680 | 3
2 Diversification | 2025 | 60 | Variable Generation (MW) | 690 | 1
2 Diversification | 2025 | 60 | Variable Generation (MW) | 700 | 4
2 Diversification | 2025 | 60 | Variable Generation (MW) | 710 | 2
2 Diversification | 2025 | 60 | Variable Generation (MW) | 720 | 4
2 Diversification | 2025 | 60 | Variable Generation (MW) | 730 | 3
2 Diversification | 2025 | 60 | Variable Generation (MW) | 740 | 0
2 Diversification | 2025 | 60 | Variable Generation (MW) | 750 | 1
2 Diversification | 2025 | 60 | Variable Generation (MW) | 760 | 3
2 Diversification | 2025 | 60 | Variable Generation (MW) | 770 | 1
2 Diversification | 2025 | 60 | Variable Generation (MW) | 780 | 0
2 Diversification | 2025 | 60 | Variable Generation (MW) | 790 | 3
2 Diversification | 2025 | 60 | Variable Generation (MW) | 800 | 0
2 Diversification | 2025 | 60 | Variable Generation (MW) | 810 | 2
2 Diversification | 2025 | 60 | Variable Generation (MW) | 820 | 2
2 Diversification | 2025 | 60 | Variable Generation (MW) | 830 | 0
2 Diversification | 2025 | 60 | Variable Generation (MW) | 840 | 3
2 Diversification | 2025 | 60 | Variable Generation (MW) | 850 | 3
2 Diversification | 2025 | 60 | Variable Generation (MW) | 860 | 0
2 Diversification | 2025 | 60 | Variable Generation (MW) | 870 | 2
2 Diversification | 2025 | 60 | Variable Generation (MW) | 880 | 1
2 Diversification | 2025 | 60 | Variable Generation (MW) | 890 | 1
2 Diversification | 2025 | 60 | Variable Generation (MW) | 900 | 0
2 Diversification | 2025 | 60 | Variable Generation (MW) | 910 | 1
2 Diversification | 2025 | 60 | Variable Generation (MW) | 920 | 2
2 Diversification | 2025 | 60 | Variable Generation (MW) | 930 | 0
2 Diversification | 2025 | 60 | Variable Generation (MW) | 940 | 1
2 Diversification | 2025 | 60 | Variable Generation (MW) | 950 | 1
2 Diversification | 2025 | 60 | Variable Generation (MW) | 960 | 0
2 Diversification | 2025 | 60 | Variable Generation (MW) | 970 | 1
2 Diversification | 2025 | 60 | Variable Generation (MW) | 980 | 2
2 Diversification | 2025 | 60 | Variable Generation (MW) | 990 | 0
2 Diversification | 2025 | 60 | Variable Generation (MW) | 1000 | 1
2 Diversification | 2025 | 60 | Variable Generation (MW) | 1010 | 0
2 Diversification | 2025 | 60 | Variable Generation (MW) | 1020 | 2
2 Diversification | 2025 | 10 | Net Demand (MW) | -440 | 1
2 Diversification | 2025 | 10 | Net Demand (MW) | -430 | 0
2 Diversification | 2025 | 10 | Net Demand (MW) | -420 | 0
2 Diversification | 2025 | 10 | Net Demand (MW) | -410 | 0
2 Diversification | 2025 | 10 | Net Demand (MW) | -400 | 0
2 Diversification | 2025 | 10 | Net Demand (MW) | -390 | 0
2 Diversification | 2025 | 10 | Net Demand (MW) | -380 | 0
2 Diversification | 2025 | 10 | Net Demand (MW) | -370 | 0
2 Diversification | 2025 | 10 | Net Demand (MW) | -360 | 0
2 Diversification | 2025 | 10 | Net Demand (MW) | -350 | 0
2 Diversification | 2025 | 10 | Net Demand (MW) | -340 | 0
2 Diversification | 2025 | 10 | Net Demand (MW) | -330 | 1
2 Diversification | 2025 | 10 | Net Demand (MW) | -320 | 0
2 Diversification | 2025 | 10 | Net Demand (MW) | -310 | 1
2 Diversification | 2025 | 10 | Net Demand (MW) | -300 | 0
2 Diversification | 2025 | 10 | Net Demand (MW) | -290 | 1
2 Diversification | 2025 | 10 | Net Demand (MW) | -280 | 2
2 Diversification | 2025 | 10 | Net Demand (MW) | -270 | 2
2 Diversification | 2025 | 10 | Net Demand (MW) | -260 | 1
2 Diversification | 2025 | 10 | Net Demand (MW) | -250 | 2
2 Diversification | 2025 | 10 | Net Demand (MW) | -240 | 5
2 Diversification | 2025 | 10 | Net Demand (MW) | -230 | 6
2 Diversification | 2025 | 10 | Net Demand (MW) | -220 | 5
2 Diversification | 2025 | 10 | Net Demand (MW) | -210 | 8
2 Diversification | 2025 | 10 | Net Demand (MW) | -200 | 10
2 Diversification | 2025 | 10 | Net Demand (MW) | -190 | 14
2 Diversification | 2025 | 10 | Net Demand (MW) | -180 | 15
2 Diversification | 2025 | 10 | Net Demand (MW) | -170 | 34
2 Diversification | 2025 | 10 | Net Demand (MW) | -160 | 32
2 Diversification | 2025 | 10 | Net Demand (MW) | -150 | 71
2 Diversification | 2025 | 10 | Net Demand (MW) | -140 | 103
2 Diversification | 2025 | 10 | Net Demand (MW) | -130 | 144
2 Diversification | 2025 | 10 | Net Demand (MW) | -120 | 244
2 Diversification | 2025 | 10 | Net Demand (MW) | -110 | 345
2 Diversification | 2025 | 10 | Net Demand (MW) | -100 | 465
2 Diversification | 2025 | 10 | Net Demand (MW) | -90 | 695
2 Diversification | 2025 | 10 | Net Demand (MW) | -80 | 957
2 Diversification | 2025 | 10 | Net Demand (MW) | -70 | 1338
2 Diversification | 2025 | 10 | Net Demand (MW) | -60 | 1732
2 Diversification | 2025 | 10 | Net Demand (MW) | -50 | 2348
2 Diversification | 2025 | 10 | Net Demand (MW) | -40 | 2908
2 Diversification | 2025 | 10 | Net Demand (MW) | -30 | 3565
2 Diversification | 2025 | 10 | Net Demand (MW) | -20 | 4148
2 Diversification | 2025 | 10 | Net Demand (MW) | -10 | 4919
2 Diversification | 2025 | 10 | Net Demand (MW) | 0 | 5174
2 Diversification | 2025 | 10 | Net Demand (MW) | 10 | 4688
2 Diversification | 2025 | 10 | Net Demand (MW) | 20 | 4159
2 Diversification | 2025 | 10 | Net Demand (MW) | 30 | 3419
2 Diversification | 2025 | 10 | Net Demand (MW) | 40 | 2823
2 Diversification | 2025 | 10 | Net Demand (MW) | 50 | 1979
2 Diversification | 2025 | 10 | Net Demand (MW) | 60 | 1551
2 Diversification | 2025 | 10 | Net Demand (MW) | 70 | 1190
2 Diversification | 2025 | 10 | Net Demand (MW) | 80 | 836
2 Diversification | 2025 | 10 | Net Demand (MW) | 90 | 704
2 Diversification | 2025 | 10 | Net Demand (MW) | 100 | 464
2 Diversification | 2025 | 10 | Net Demand (MW) | 110 | 374
2 Diversification | 2025 | 10 | Net Demand (MW) | 120 | 296
2 Diversification | 2025 | 10 | Net Demand (MW) | 130 | 222
2 Diversification | 2025 | 10 | Net Demand (MW) | 140 | 180
2 Diversification | 2025 | 10 | Net Demand (MW) | 150 | 101
2 Diversification | 2025 | 10 | Net Demand (MW) | 160 | 95
2 Diversification | 2025 | 10 | Net Demand (MW) | 170 | 59
2 Diversification | 2025 | 10 | Net Demand (MW) | 180 | 41
2 Diversification | 2025 | 10 | Net Demand (MW) | 190 | 22
2 Diversification | 2025 | 10 | Net Demand (MW) | 200 | 15
2 Diversification | 2025 | 10 | Net Demand (MW) | 210 | 13
2 Diversification | 2025 | 10 | Net Demand (MW) | 220 | 14
2 Diversification | 2025 | 10 | Net Demand (MW) | 230 | 5
2 Diversification | 2025 | 10 | Net Demand (MW) | 240 | 3
2 Diversification | 2025 | 10 | Net Demand (MW) | 250 | 1
2 Diversification | 2025 | 10 | Net Demand (MW) | 260 | 2
2 Diversification | 2025 | 10 | Net Demand (MW) | 270 | 3
2 Diversification | 2025 | 10 | Net Demand (MW) | 280 | 2
2 Diversification | 2025 | 10 | Net Demand (MW) | 290 | 1
2 Diversification | 2025 | 10 | Net Demand (MW) | 300 | 0
2 Diversification | 2025 | 10 | Net Demand (MW) | 310 | 1
2 Diversification | 2025 | 60 | Net Demand (MW) | -1260 | 1
2 Diversification | 2025 | 60 | Net Demand (MW) | -1250 | 0
2 Diversification | 2025 | 60 | Net Demand (MW) | -1240 | 1
2 Diversification | 2025 | 60 | Net Demand (MW) | -1230 | 0
2 Diversification | 2025 | 60 | Net Demand (MW) | -1220 | 0
2 Diversification | 2025 | 60 | Net Demand (MW) | -1210 | 0
2 Diversification | 2025 | 60 | Net Demand (MW) | -1200 | 0
2 Diversification | 2025 | 60 | Net Demand (MW) | -1190 | 0
2 Diversification | 2025 | 60 | Net Demand (MW) | -1180 | 0
2 Diversification | 2025 | 60 | Net Demand (MW) | -1170 | 0
2 Diversification | 2025 | 60 | Net Demand (MW) | -1160 | 0
2 Diversification | 2025 | 60 | Net Demand (MW) | -1150 | 1
2 Diversification | 2025 | 60 | Net Demand (MW) | -1140 | 0
2 Diversification | 2025 | 60 | Net Demand (MW) | -1130 | 0
2 Diversification | 2025 | 60 | Net Demand (MW) | -1120 | 1
2 Diversification | 2025 | 60 | Net Demand (MW) | -1110 | 1
2 Diversification | 2025 | 60 | Net Demand (MW) | -1100 | 1
2 Diversification | 2025 | 60 | Net Demand (MW) | -1090 | 3
2 Diversification | 2025 | 60 | Net Demand (MW) | -1080 | 1
2 Diversification | 2025 | 60 | Net Demand (MW) | -1070 | 0
2 Diversification | 2025 | 60 | Net Demand (MW) | -1060 | 1
2 Diversification | 2025 | 60 | Net Demand (MW) | -1050 | 1
2 Diversification | 2025 | 60 | Net Demand (MW) | -1040 | 0
2 Diversification | 2025 | 60 | Net Demand (MW) | -1030 | 0
2 Diversification | 2025 | 60 | Net Demand (MW) | -1020 | 1
2 Diversification | 2025 | 60 | Net Demand (MW) | -1010 | 0
2 Diversification | 2025 | 60 | Net Demand (MW) | -1000 | 1
2 Diversification | 2025 | 60 | Net Demand (MW) | -990 | 2
2 Diversification | 2025 | 60 | Net Demand (MW) | -980 | 2
2 Diversification | 2025 | 60 | Net Demand (MW) | -970 | 1
2 Diversification | 2025 | 60 | Net Demand (MW) | -960 | 1
2 Diversification | 2025 | 60 | Net Demand (MW) | -950 | 3
2 Diversification | 2025 | 60 | Net Demand (MW) | -940 | 0
2 Diversification | 2025 | 60 | Net Demand (MW) | -930 | 1
2 Diversification | 2025 | 60 | Net Demand (MW) | -920 | 1
2 Diversification | 2025 | 60 | Net Demand (MW) | -910 | 1
2 Diversification | 2025 | 60 | Net Demand (MW) | -900 | 4
2 Diversification | 2025 | 60 | Net Demand (MW) | -890 | 1
2 Diversification | 2025 | 60 | Net Demand (MW) | -880 | 0
2 Diversification | 2025 | 60 | Net Demand (MW) | -870 | 3
2 Diversification | 2025 | 60 | Net Demand (MW) | -860 | 1
2 Diversification | 2025 | 60 | Net Demand (MW) | -850 | 5
2 Diversification | 2025 | 60 | Net Demand (MW) | -840 | 6
2 Diversification | 2025 | 60 | Net Demand (MW) | -830 | 2
2 Diversification | 2025 | 60 | Net Demand (MW) | -820 | 2
2 Diversification | 2025 | 60 | Net Demand (MW) | -810 | 9
2 Diversification | 2025 | 60 | Net Demand (MW) | -800 | 6
2 Diversification | 2025 | 60 | Net Demand (MW) | -790 | 8
2 Diversification | 2025 | 60 | Net Demand (MW) | -780 | 9
2 Diversification | 2025 | 60 | Net Demand (MW) | -770 | 7
2 Diversification | 2025 | 60 | Net Demand (MW) | -760 | 11
2 Diversification | 2025 | 60 | Net Demand (MW) | -750 | 11
2 Diversification | 2025 | 60 | Net Demand (MW) | -740 | 9
2 Diversification | 2025 | 60 | Net Demand (MW) | -730 | 8
2 Diversification | 2025 | 60 | Net Demand (MW) | -720 | 13
2 Diversification | 2025 | 60 | Net Demand (MW) | -710 | 12
2 Diversification | 2025 | 60 | Net Demand (MW) | -700 | 16
2 Diversification | 2025 | 60 | Net Demand (MW) | -690 | 17
2 Diversification | 2025 | 60 | Net Demand (MW) | -680 | 26
2 Diversification | 2025 | 60 | Net Demand (MW) | -670 | 18
2 Diversification | 2025 | 60 | Net Demand (MW) | -660 | 20
2 Diversification | 2025 | 60 | Net Demand (MW) | -650 | 24
2 Diversification | 2025 | 60 | Net Demand (MW) | -640 | 29
2 Diversification | 2025 | 60 | Net Demand (MW) | -630 | 30
2 Diversification | 2025 | 60 | Net Demand (MW) | -620 | 37
2 Diversification | 2025 | 60 | Net Demand (MW) | -610 | 51
2 Diversification | 2025 | 60 | Net Demand (MW) | -600 | 60
2 Diversification | 2025 | 60 | Net Demand (MW) | -590 | 44
2 Diversification | 2025 | 60 | Net Demand (MW) | -580 | 49
2 Diversification | 2025 | 60 | Net Demand (MW) | -570 | 56
2 Diversification | 2025 | 60 | Net Demand (MW) | -560 | 60
2 Diversification | 2025 | 60 | Net Demand (MW) | -550 | 74
2 Diversification | 2025 | 60 | Net Demand (MW) | -540 | 79
2 Diversification | 2025 | 60 | Net Demand (MW) | -530 | 89
2 Diversification | 2025 | 60 | Net Demand (MW) | -520 | 84
2 Diversification | 2025 | 60 | Net Demand (MW) | -510 | 81
2 Diversification | 2025 | 60 | Net Demand (MW) | -500 | 107
2 Diversification | 2025 | 60 | Net Demand (MW) | -490 | 110
2 Diversification | 2025 | 60 | Net Demand (MW) | -480 | 96
2 Diversification | 2025 | 60 | Net Demand (MW) | -470 | 132
2 Diversification | 2025 | 60 | Net Demand (MW) | -460 | 131
2 Diversification | 2025 | 60 | Net Demand (MW) | -450 | 153
2 Diversification | 2025 | 60 | Net Demand (MW) | -440 | 161
2 Diversification | 2025 | 60 | Net Demand (MW) | -430 | 155
2 Diversification | 2025 | 60 | Net Demand (MW) | -420 | 156
2 Diversification | 2025 | 60 | Net Demand (MW) | -410 | 181
2 Diversification | 2025 | 60 | Net Demand (MW) | -400 | 204
2 Diversification | 2025 | 60 | Net Demand (MW) | -390 | 211
2 Diversification | 2025 | 60 | Net Demand (MW) | -380 | 232
2 Diversification | 2025 | 60 | Net Demand (MW) | -370 | 241
2 Diversification | 2025 | 60 | Net Demand (MW) | -360 | 271
2 Diversification | 2025 | 60 | Net Demand (MW) | -350 | 266
2 Diversification | 2025 | 60 | Net Demand (MW) | -340 | 285
2 Diversification | 2025 | 60 | Net Demand (MW) | -330 | 355
2 Diversification | 2025 | 60 | Net Demand (MW) | -320 | 300
2 Diversification | 2025 | 60 | Net Demand (MW) | -310 | 344
2 Diversification | 2025 | 60 | Net Demand (MW) | -300 | 381
2 Diversification | 2025 | 60 | Net Demand (MW) | -290 | 362
2 Diversification | 2025 | 60 | Net Demand (MW) | -280 | 353
2 Diversification | 2025 | 60 | Net Demand (MW) | -270 | 389
2 Diversification | 2025 | 60 | Net Demand (MW) | -260 | 417
2 Diversification | 2025 | 60 | Net Demand (MW) | -250 | 423
2 Diversification | 2025 | 60 | Net Demand (MW) | -240 | 423
2 Diversification | 2025 | 60 | Net Demand (MW) | -230 | 454
2 Diversification | 2025 | 60 | Net Demand (MW) | -220 | 492
2 Diversification | 2025 | 60 | Net Demand (MW) | -210 | 520
2 Diversification | 2025 | 60 | Net Demand (MW) | -200 | 525
2 Diversification | 2025 | 60 | Net Demand (MW) | -190 | 601
2 Diversification | 2025 | 60 | Net Demand (MW) | -180 | 629
2 Diversification | 2025 | 60 | Net Demand (MW) | -170 | 661
2 Diversification | 2025 | 60 | Net Demand (MW) | -160 | 692
2 Diversification | 2025 | 60 | Net Demand (MW) | -150 | 784
2 Diversification | 2025 | 60 | Net Demand (MW) | -140 | 776
2 Diversification | 2025 | 60 | Net Demand (MW) | -130 | 771
2 Diversification | 2025 | 60 | Net Demand (MW) | -120 | 786
2 Diversification | 2025 | 60 | Net Demand (MW) | -110 | 762
2 Diversification | 2025 | 60 | Net Demand (MW) | -100 | 816
2 Diversification | 2025 | 60 | Net Demand (MW) | -90 | 910
2 Diversification | 2025 | 60 | Net Demand (MW) | -80 | 954
2 Diversification | 2025 | 60 | Net Demand (MW) | -70 | 956
2 Diversification | 2025 | 60 | Net Demand (MW) | -60 | 1015
2 Diversification | 2025 | 60 | Net Demand (MW) | -50 | 1011
2 Diversification | 2025 | 60 | Net Demand (MW) | -40 | 1011
2 Diversification | 2025 | 60 | Net Demand (MW) | -30 | 994
2 Diversification | 2025 | 60 | Net Demand (MW) | -20 | 1041
2 Diversification | 2025 | 60 | Net Demand (MW) | -10 | 1001
2 Diversification | 2025 | 60 | Net Demand (MW) | 0 | 1064
2 Diversification | 2025 | 60 | Net Demand (MW) | 10 | 1027
2 Diversification | 2025 | 60 | Net Demand (MW) | 20 | 1086
2 Diversification | 2025 | 60 | Net Demand (MW) | 30 | 1053
2 Diversification | 2025 | 60 | Net Demand (MW) | 40 | 1013
2 Diversification | 2025 | 60 | Net Demand (MW) | 50 | 1042
2 Diversification | 2025 | 60 | Net Demand (MW) | 60 | 968
2 Diversification | 2025 | 60 | Net Demand (MW) | 70 | 1013
2 Diversification | 2025 | 60 | Net Demand (MW) | 80 | 908
2 Diversification | 2025 | 60 | Net Demand (MW) | 90 | 886
2 Diversification | 2025 | 60 | Net Demand (MW) | 100 | 859
2 Diversification | 2025 | 60 | Net Demand (MW) | 110 | 861
2 Diversification | 2025 | 60 | Net Demand (MW) | 120 | 765
2 Diversification | 2025 | 60 | Net Demand (MW) | 130 | 759
2 Diversification | 2025 | 60 | Net Demand (MW) | 140 | 675
2 Diversification | 2025 | 60 | Net Demand (MW) | 150 | 711
2 Diversification | 2025 | 60 | Net Demand (MW) | 160 | 656
2 Diversification | 2025 | 60 | Net Demand (MW) | 170 | 626
2 Diversification | 2025 | 60 | Net Demand (MW) | 180 | 578
2 Diversification | 2025 | 60 | Net Demand (MW) | 190 | 565
2 Diversification | 2025 | 60 | Net Demand (MW) | 200 | 531
2 Diversification | 2025 | 60 | Net Demand (MW) | 210 | 501
2 Diversification | 2025 | 60 | Net Demand (MW) | 220 | 441
2 Diversification | 2025 | 60 | Net Demand (MW) | 230 | 402
2 Diversification | 2025 | 60 | Net Demand (MW) | 240 | 394
2 Diversification | 2025 | 60 | Net Demand (MW) | 250 | 384
2 Diversification | 2025 | 60 | Net Demand (MW) | 260 | 356
2 Diversification | 2025 | 60 | Net Demand (MW) | 270 | 338
2 Diversification | 2025 | 60 | Net Demand (MW) | 280 | 329
2 Diversification | 2025 | 60 | Net Demand (MW) | 290 | 277
2 Diversification | 2025 | 60 | Net Demand (MW) | 300 | 304
2 Diversification | 2025 | 60 | Net Demand (MW) | 310 | 255
2 Diversification | 2025 | 60 | Net Demand (MW) | 320 | 279
2 Diversification | 2025 | 60 | Net Demand (MW) | 330 | 253
2 Diversification | 2025 | 60 | Net Demand (MW) | 340 | 213
2 Diversification | 2025 | 60 | Net Demand (MW) | 350 | 244
2 Diversification | 2025 | 60 | Net Demand (MW) | 360 | 212
2 Diversification | 2025 | 60 | Net Demand (MW) | 370 | 185
2 Diversification | 2025 | 60 | Net Demand (MW) | 380 | 170
2 Diversification | 2025 | 60 | Net Demand (MW) | 390 | 157
2 Diversification | 2025 | 60 | Net Demand (MW) | 400 | 171
2 Diversification | 2025 | 60 | Net Demand (MW) | 410 | 158
2 Diversification | 2025 | 60 | Net Demand (MW) | 420 | 154
2 Diversification | 2025 | 60 | Net Demand (MW) | 430 | 162
2 Diversification | 2025 | 60 | Net Demand (MW) | 440 | 137
2 Diversification | 2025 | 60 | Net Demand (MW) | 450 | 99
2 Diversification | 2025 | 60 | Net Demand (MW) | 460 | 118
2 Diversification | 2025 | 60 | Net Demand (MW) | 470 | 108
2 Diversification | 2025 | 60 | Net Demand (MW) | 480 | 104
2 Diversification | 2025 | 60 | Net Demand (MW) | 490 | 90
2 Diversification | 2025 | 60 | Net Demand (MW) | 500 | 123
2 Diversification | 2025 | 60 | Net Demand (MW) | 510 | 91
2 Diversification | 2025 | 60 | Net Demand (MW) | 520 | 90
2 Diversification | 2025 | 60 | Net Demand (MW) | 530 | 91
2 Diversification | 2025 | 60 | Net Demand (MW) | 540 | 94
2 Diversification | 2025 | 60 | Net Demand (MW) | 550 | 74
2 Diversification | 2025 | 60 | Net Demand (MW) | 560 | 77
2 Diversification | 2025 | 60 | Net Demand (MW) | 570 | 66
2 Diversification | 2025 | 60 | Net Demand (MW) | 580 | 71
2 Diversification | 2025 | 60 | Net Demand (MW) | 590 | 59
2 Diversification | 2025 | 60 | Net Demand (MW) | 600 | 60
2 Diversification | 2025 | 60 | Net Demand (MW) | 610 | 66
2 Diversification | 2025 | 60 | Net Demand (MW) | 620 | 59
2 Diversification | 2025 | 60 | Net Demand (MW) | 630 | 52
2 Diversification | 2025 | 60 | Net Demand (MW) | 640 | 44
2 Diversification | 2025 | 60 | Net Demand (MW) | 650 | 52
2 Diversification | 2025 | 60 | Net Demand (MW) | 660 | 42
2 Diversification | 2025 | 60 | Net Demand (MW) | 670 | 52
2 Diversification | 2025 | 60 | Net Demand (MW) | 680 | 47
2 Diversification | 2025 | 60 | Net Demand (MW) | 690 | 31
2 Diversification | 2025 | 60 | Net Demand (MW) | 700 | 34
2 Diversification | 2025 | 60 | Net Demand (MW) | 710 | 27
2 Diversification | 2025 | 60 | Net Demand (MW) | 720 | 38
2 Diversification | 2025 | 60 | Net Demand (MW) | 730 | 28
2 Diversification | 2025 | 60 | Net Demand (MW) | 740 | 24
2 Diversification | 2025 | 60 | Net Demand (MW) | 750 | 27
2 Diversification | 2025 | 60 | Net Demand (MW) | 760 | 35
2 Diversification | 2025 | 60 | Net Demand (MW) | 770 | 27
2 Diversification | 2025 | 60 | Net Demand (MW) | 780 | 21
2 Diversification | 2025 | 60 | Net Demand (MW) | 790 | 19
2 Diversification | 2025 | 60 | Net Demand (MW) | 800 | 19
2 Diversification | 2025 | 60 | Net Demand (MW) | 810 | 17
2 Diversification | 2025 | 60 | Net Demand (MW) | 820 | 17
2 Diversification | 2025 | 60 | Net Demand (MW) | 830 | 15
2 Diversification | 2025 | 60 | Net Demand (MW) | 840 | 9
2 Diversification | 2025 | 60 | Net Demand (MW) | 850 | 11
2 Diversification | 2025 | 60 | Net Demand (MW) | 860 | 14
2 Diversification | 2025 | 60 | Net Demand (MW) | 870 | 8
2 Diversification | 2025 | 60 | Net Demand (MW) | 880 | 4
2 Diversification | 2025 | 60 | Net Demand (MW) | 890 | 7
2 Diversification | 2025 | 60 | Net Demand (MW) | 900 | 4
2 Diversification | 2025 | 60 | Net Demand (MW) | 910 | 11
2 Diversification | 2025 | 60 | Net Demand (MW) | 920 | 4
2 Diversification | 2025 | 60 | Net Demand (MW) | 930 | 6
2 Diversification | 2025 | 60 | Net Demand (MW) | 940 | 3
2 Diversification | 2025 | 60 | Net Demand (MW) | 950 | 2
2 Diversification | 2025 | 60 | Net Demand (MW) | 960 | 7
2 Diversification | 2025 | 60 | Net Demand (MW) | 970 | 3
2 Diversification | 2025 | 60 | Net Demand (MW) | 980 | 2
2 Diversification | 2025 | 60 | Net Demand (MW) | 990 | 3
2 Diversification | 2025 | 60 | Net Demand (MW) | 1000 | 3
2 Diversification | 2025 | 60 | Net Demand (MW) | 1010 | 0
2 Diversification | 2025 | 60 | Net Demand (MW) | 1020 | 2
2 Diversification | 2025 | 60 | Net Demand (MW) | 1030 | 1
2 Diversification | 2025 | 60 | Net Demand (MW) | 1040 | 0
2 Diversification | 2025 | 60 | Net Demand (MW) | 1050 | 2
2 Diversification | 2025 | 60 | Net Demand (MW) | 1060 | 3
2 Diversification | 2025 | 60 | Net Demand (MW) | 1070 | 1
2 Diversification | 2025 | 60 | Net Demand (MW) | 1080 | 1
2 Diversification | 2025 | 60 | Net Demand (MW) | 1090 | 2
2 Diversification | 2025 | 60 | Net Demand (MW) | 1100 | 2
2 Diversification | 2025 | 60 | Net Demand (MW) | 1110 | 1
2 Diversification | 2025 | 60 | Net Demand (MW) | 1120 | 0
2 Diversification | 2025 | 60 | Net Demand (MW) | 1130 | 0
2 Diversification | 2025 | 60 | Net Demand (MW) | 1140 | 2
2 Diversification | 2025 | 60 | Net Demand (MW) | 1150 | 0
2 Diversification | 2025 | 60 | Net Demand (MW) | 1160 | 1
2 Diversification | 2025 | 60 | Net Demand (MW) | 1170 | 0
2 Diversification | 2025 | 60 | Net Demand (MW) | 1180 | 0
2 Diversification | 2025 | 60 | Net Demand (MW) | 1190 | 1
2 Diversification | 2025 | 60 | Net Demand (MW) | 1200 | 0
2 Diversification | 2025 | 60 | Net Demand (MW) | 1210 | 0
2 Diversification | 2025 | 60 | Net Demand (MW) | 1220 | 0
2 Diversification | 2025 | 60 | Net Demand (MW) | 1230 | 2
2 Diversification | 2025 | 60 | Net Demand (MW) | 1240 | 0
2 Diversification | 2025 | 60 | Net Demand (MW) | 1250 | 2
2 Diversification | 2025 | 60 | Net Demand (MW) | 1260 | 1
2 Diversification | 2025 | 60 | Net Demand (MW) | 1270 | 1
2 Diversification | 2026 | 10 | Alberta Internal Load (MW) | -390 | 1
2 Diversification | 2026 | 10 | Alberta Internal Load (MW) | -380 | 0
2 Diversification | 2026 | 10 | Alberta Internal Load (MW) | -370 | 0
2 Diversification | 2026 | 10 | Alberta Internal Load (MW) | -360 | 0
2 Diversification | 2026 | 10 | Alberta Internal Load (MW) | -350 | 0
2 Diversification | 2026 | 10 | Alberta Internal Load (MW) | -340 | 0
2 Diversification | 2026 | 10 | Alberta Internal Load (MW) | -330 | 0
2 Diversification | 2026 | 10 | Alberta Internal Load (MW) | -320 | 0
2 Diversification | 2026 | 10 | Alberta Internal Load (MW) | -310 | 0
2 Diversification | 2026 | 10 | Alberta Internal Load (MW) | -300 | 0
2 Diversification | 2026 | 10 | Alberta Internal Load (MW) | -290 | 0
2 Diversification | 2026 | 10 | Alberta Internal Load (MW) | -280 | 0
2 Diversification | 2026 | 10 | Alberta Internal Load (MW) | -270 | 0
2 Diversification | 2026 | 10 | Alberta Internal Load (MW) | -260 | 0
2 Diversification | 2026 | 10 | Alberta Internal Load (MW) | -250 | 1
2 Diversification | 2026 | 10 | Alberta Internal Load (MW) | -240 | 0
2 Diversification | 2026 | 10 | Alberta Internal Load (MW) | -230 | 2
2 Diversification | 2026 | 10 | Alberta Internal Load (MW) | -220 | 1
2 Diversification | 2026 | 10 | Alberta Internal Load (MW) | -210 | 0
2 Diversification | 2026 | 10 | Alberta Internal Load (MW) | -200 | 0
2 Diversification | 2026 | 10 | Alberta Internal Load (MW) | -190 | 0
2 Diversification | 2026 | 10 | Alberta Internal Load (MW) | -180 | 2
2 Diversification | 2026 | 10 | Alberta Internal Load (MW) | -170 | 2
2 Diversification | 2026 | 10 | Alberta Internal Load (MW) | -160 | 10
2 Diversification | 2026 | 10 | Alberta Internal Load (MW) | -150 | 12
2 Diversification | 2026 | 10 | Alberta Internal Load (MW) | -140 | 21
2 Diversification | 2026 | 10 | Alberta Internal Load (MW) | -130 | 52
2 Diversification | 2026 | 10 | Alberta Internal Load (MW) | -120 | 78
2 Diversification | 2026 | 10 | Alberta Internal Load (MW) | -110 | 132
2 Diversification | 2026 | 10 | Alberta Internal Load (MW) | -100 | 223
2 Diversification | 2026 | 10 | Alberta Internal Load (MW) | -90 | 376
2 Diversification | 2026 | 10 | Alberta Internal Load (MW) | -80 | 515
2 Diversification | 2026 | 10 | Alberta Internal Load (MW) | -70 | 795
2 Diversification | 2026 | 10 | Alberta Internal Load (MW) | -60 | 1281
2 Diversification | 2026 | 10 | Alberta Internal Load (MW) | -50 | 2062
2 Diversification | 2026 | 10 | Alberta Internal Load (MW) | -40 | 2848
2 Diversification | 2026 | 10 | Alberta Internal Load (MW) | -30 | 3958
2 Diversification | 2026 | 10 | Alberta Internal Load (MW) | -20 | 5257
2 Diversification | 2026 | 10 | Alberta Internal Load (MW) | -10 | 6355
2 Diversification | 2026 | 10 | Alberta Internal Load (MW) | 0 | 6800
2 Diversification | 2026 | 10 | Alberta Internal Load (MW) | 10 | 5952
2 Diversification | 2026 | 10 | Alberta Internal Load (MW) | 20 | 4581
2 Diversification | 2026 | 10 | Alberta Internal Load (MW) | 30 | 3275
2 Diversification | 2026 | 10 | Alberta Internal Load (MW) | 40 | 2277
2 Diversification | 2026 | 10 | Alberta Internal Load (MW) | 50 | 1562
2 Diversification | 2026 | 10 | Alberta Internal Load (MW) | 60 | 1153
2 Diversification | 2026 | 10 | Alberta Internal Load (MW) | 70 | 806
2 Diversification | 2026 | 10 | Alberta Internal Load (MW) | 80 | 546
2 Diversification | 2026 | 10 | Alberta Internal Load (MW) | 90 | 399
2 Diversification | 2026 | 10 | Alberta Internal Load (MW) | 100 | 356
2 Diversification | 2026 | 10 | Alberta Internal Load (MW) | 110 | 220
2 Diversification | 2026 | 10 | Alberta Internal Load (MW) | 120 | 199
2 Diversification | 2026 | 10 | Alberta Internal Load (MW) | 130 | 171
2 Diversification | 2026 | 10 | Alberta Internal Load (MW) | 140 | 105
2 Diversification | 2026 | 10 | Alberta Internal Load (MW) | 150 | 81
2 Diversification | 2026 | 10 | Alberta Internal Load (MW) | 160 | 46
2 Diversification | 2026 | 10 | Alberta Internal Load (MW) | 170 | 18
2 Diversification | 2026 | 10 | Alberta Internal Load (MW) | 180 | 11
2 Diversification | 2026 | 10 | Alberta Internal Load (MW) | 190 | 6
2 Diversification | 2026 | 10 | Alberta Internal Load (MW) | 200 | 5
2 Diversification | 2026 | 10 | Alberta Internal Load (MW) | 210 | 0
2 Diversification | 2026 | 10 | Alberta Internal Load (MW) | 220 | 2
2 Diversification | 2026 | 10 | Alberta Internal Load (MW) | 230 | 0
2 Diversification | 2026 | 10 | Alberta Internal Load (MW) | 240 | 0
2 Diversification | 2026 | 10 | Alberta Internal Load (MW) | 250 | 1
2 Diversification | 2026 | 10 | Alberta Internal Load (MW) | 260 | 1
2 Diversification | 2026 | 10 | Alberta Internal Load (MW) | 270 | 0
2 Diversification | 2026 | 10 | Alberta Internal Load (MW) | 280 | 0
2 Diversification | 2026 | 10 | Alberta Internal Load (MW) | 290 | 1
2 Diversification | 2026 | 10 | Alberta Internal Load (MW) | 300 | 1
2 Diversification | 2026 | 60 | Alberta Internal Load (MW) | -660 | 2
2 Diversification | 2026 | 60 | Alberta Internal Load (MW) | -650 | 1
2 Diversification | 2026 | 60 | Alberta Internal Load (MW) | -640 | 1
2 Diversification | 2026 | 60 | Alberta Internal Load (MW) | -630 | 2
2 Diversification | 2026 | 60 | Alberta Internal Load (MW) | -620 | 5
2 Diversification | 2026 | 60 | Alberta Internal Load (MW) | -610 | 7
2 Diversification | 2026 | 60 | Alberta Internal Load (MW) | -600 | 6
2 Diversification | 2026 | 60 | Alberta Internal Load (MW) | -590 | 9
2 Diversification | 2026 | 60 | Alberta Internal Load (MW) | -580 | 15
2 Diversification | 2026 | 60 | Alberta Internal Load (MW) | -570 | 17
2 Diversification | 2026 | 60 | Alberta Internal Load (MW) | -560 | 19
2 Diversification | 2026 | 60 | Alberta Internal Load (MW) | -550 | 40
2 Diversification | 2026 | 60 | Alberta Internal Load (MW) | -540 | 45
2 Diversification | 2026 | 60 | Alberta Internal Load (MW) | -530 | 38
2 Diversification | 2026 | 60 | Alberta Internal Load (MW) | -520 | 44
2 Diversification | 2026 | 60 | Alberta Internal Load (MW) | -510 | 81
2 Diversification | 2026 | 60 | Alberta Internal Load (MW) | -500 | 85
2 Diversification | 2026 | 60 | Alberta Internal Load (MW) | -490 | 74
2 Diversification | 2026 | 60 | Alberta Internal Load (MW) | -480 | 68
2 Diversification | 2026 | 60 | Alberta Internal Load (MW) | -470 | 84
2 Diversification | 2026 | 60 | Alberta Internal Load (MW) | -460 | 72
2 Diversification | 2026 | 60 | Alberta Internal Load (MW) | -450 | 101
2 Diversification | 2026 | 60 | Alberta Internal Load (MW) | -440 | 100
2 Diversification | 2026 | 60 | Alberta Internal Load (MW) | -430 | 94
2 Diversification | 2026 | 60 | Alberta Internal Load (MW) | -420 | 95
2 Diversification | 2026 | 60 | Alberta Internal Load (MW) | -410 | 110
2 Diversification | 2026 | 60 | Alberta Internal Load (MW) | -400 | 110
2 Diversification | 2026 | 60 | Alberta Internal Load (MW) | -390 | 111
2 Diversification | 2026 | 60 | Alberta Internal Load (MW) | -380 | 114
2 Diversification | 2026 | 60 | Alberta Internal Load (MW) | -370 | 120
2 Diversification | 2026 | 60 | Alberta Internal Load (MW) | -360 | 175
2 Diversification | 2026 | 60 | Alberta Internal Load (MW) | -350 | 166
2 Diversification | 2026 | 60 | Alberta Internal Load (MW) | -340 | 193
2 Diversification | 2026 | 60 | Alberta Internal Load (MW) | -330 | 223
2 Diversification | 2026 | 60 | Alberta Internal Load (MW) | -320 | 252
2 Diversification | 2026 | 60 | Alberta Internal Load (MW) | -310 | 282
2 Diversification | 2026 | 60 | Alberta Internal Load (MW) | -300 | 295
2 Diversification | 2026 | 60 | Alberta Internal Load (MW) | -290 | 327
2 Diversification | 2026 | 60 | Alberta Internal Load (MW) | -280 | 311
2 Diversification | 2026 | 60 | Alberta Internal Load (MW) | -270 | 325
2 Diversification | 2026 | 60 | Alberta Internal Load (MW) | -260 | 340
2 Diversification | 2026 | 60 | Alberta Internal Load (MW) | -250 | 420
2 Diversification | 2026 | 60 | Alberta Internal Load (MW) | -240 | 383
2 Diversification | 2026 | 60 | Alberta Internal Load (MW) | -230 | 433
2 Diversification | 2026 | 60 | Alberta Internal Load (MW) | -220 | 441
2 Diversification | 2026 | 60 | Alberta Internal Load (MW) | -210 | 494
2 Diversification | 2026 | 60 | Alberta Internal Load (MW) | -200 | 494
2 Diversification | 2026 | 60 | Alberta Internal Load (MW) | -190 | 605
2 Diversification | 2026 | 60 | Alberta Internal Load (MW) | -180 | 586
2 Diversification | 2026 | 60 | Alberta Internal Load (MW) | -170 | 564
2 Diversification | 2026 | 60 | Alberta Internal Load (MW) | -160 | 681
2 Diversification | 2026 | 60 | Alberta Internal Load (MW) | -150 | 666
2 Diversification | 2026 | 60 | Alberta Internal Load (MW) | -140 | 766
2 Diversification | 2026 | 60 | Alberta Internal Load (MW) | -130 | 763
2 Diversification | 2026 | 60 | Alberta Internal Load (MW) | -120 | 788
2 Diversification | 2026 | 60 | Alberta Internal Load (MW) | -110 | 908
2 Diversification | 2026 | 60 | Alberta Internal Load (MW) | -100 | 967
2 Diversification | 2026 | 60 | Alberta Internal Load (MW) | -90 | 1021
2 Diversification | 2026 | 60 | Alberta Internal Load (MW) | -80 | 1122
2 Diversification | 2026 | 60 | Alberta Internal Load (MW) | -70 | 1265
2 Diversification | 2026 | 60 | Alberta Internal Load (MW) | -60 | 1308
2 Diversification | 2026 | 60 | Alberta Internal Load (MW) | -50 | 1465
2 Diversification | 2026 | 60 | Alberta Internal Load (MW) | -40 | 1515
2 Diversification | 2026 | 60 | Alberta Internal Load (MW) | -30 | 1554
2 Diversification | 2026 | 60 | Alberta Internal Load (MW) | -20 | 1663
2 Diversification | 2026 | 60 | Alberta Internal Load (MW) | -10 | 1678
2 Diversification | 2026 | 60 | Alberta Internal Load (MW) | 0 | 1574
2 Diversification | 2026 | 60 | Alberta Internal Load (MW) | 10 | 1605
2 Diversification | 2026 | 60 | Alberta Internal Load (MW) | 20 | 1503
2 Diversification | 2026 | 60 | Alberta Internal Load (MW) | 30 | 1421
2 Diversification | 2026 | 60 | Alberta Internal Load (MW) | 40 | 1341
2 Diversification | 2026 | 60 | Alberta Internal Load (MW) | 50 | 1244
2 Diversification | 2026 | 60 | Alberta Internal Load (MW) | 60 | 1077
2 Diversification | 2026 | 60 | Alberta Internal Load (MW) | 70 | 1013
2 Diversification | 2026 | 60 | Alberta Internal Load (MW) | 80 | 903
2 Diversification | 2026 | 60 | Alberta Internal Load (MW) | 90 | 821
2 Diversification | 2026 | 60 | Alberta Internal Load (MW) | 100 | 770
2 Diversification | 2026 | 60 | Alberta Internal Load (MW) | 110 | 707
2 Diversification | 2026 | 60 | Alberta Internal Load (MW) | 120 | 687
2 Diversification | 2026 | 60 | Alberta Internal Load (MW) | 130 | 615
2 Diversification | 2026 | 60 | Alberta Internal Load (MW) | 140 | 577
2 Diversification | 2026 | 60 | Alberta Internal Load (MW) | 150 | 523
2 Diversification | 2026 | 60 | Alberta Internal Load (MW) | 160 | 490
2 Diversification | 2026 | 60 | Alberta Internal Load (MW) | 170 | 472
2 Diversification | 2026 | 60 | Alberta Internal Load (MW) | 180 | 471
2 Diversification | 2026 | 60 | Alberta Internal Load (MW) | 190 | 448
2 Diversification | 2026 | 60 | Alberta Internal Load (MW) | 200 | 456
2 Diversification | 2026 | 60 | Alberta Internal Load (MW) | 210 | 369
2 Diversification | 2026 | 60 | Alberta Internal Load (MW) | 220 | 353
2 Diversification | 2026 | 60 | Alberta Internal Load (MW) | 230 | 343
2 Diversification | 2026 | 60 | Alberta Internal Load (MW) | 240 | 304
2 Diversification | 2026 | 60 | Alberta Internal Load (MW) | 250 | 296
2 Diversification | 2026 | 60 | Alberta Internal Load (MW) | 260 | 294
2 Diversification | 2026 | 60 | Alberta Internal Load (MW) | 270 | 300
2 Diversification | 2026 | 60 | Alberta Internal Load (MW) | 280 | 260
2 Diversification | 2026 | 60 | Alberta Internal Load (MW) | 290 | 251
2 Diversification | 2026 | 60 | Alberta Internal Load (MW) | 300 | 236
2 Diversification | 2026 | 60 | Alberta Internal Load (MW) | 310 | 215
2 Diversification | 2026 | 60 | Alberta Internal Load (MW) | 320 | 199
2 Diversification | 2026 | 60 | Alberta Internal Load (MW) | 330 | 221
2 Diversification | 2026 | 60 | Alberta Internal Load (MW) | 340 | 164
2 Diversification | 2026 | 60 | Alberta Internal Load (MW) | 350 | 165
2 Diversification | 2026 | 60 | Alberta Internal Load (MW) | 360 | 181
2 Diversification | 2026 | 60 | Alberta Internal Load (MW) | 370 | 157
2 Diversification | 2026 | 60 | Alberta Internal Load (MW) | 380 | 169
2 Diversification | 2026 | 60 | Alberta Internal Load (MW) | 390 | 147
2 Diversification | 2026 | 60 | Alberta Internal Load (MW) | 400 | 139
2 Diversification | 2026 | 60 | Alberta Internal Load (MW) | 410 | 124
2 Diversification | 2026 | 60 | Alberta Internal Load (MW) | 420 | 112
2 Diversification | 2026 | 60 | Alberta Internal Load (MW) | 430 | 103
2 Diversification | 2026 | 60 | Alberta Internal Load (MW) | 440 | 95
2 Diversification | 2026 | 60 | Alberta Internal Load (MW) | 450 | 97
2 Diversification | 2026 | 60 | Alberta Internal Load (MW) | 460 | 95
2 Diversification | 2026 | 60 | Alberta Internal Load (MW) | 470 | 68
2 Diversification | 2026 | 60 | Alberta Internal Load (MW) | 480 | 68
2 Diversification | 2026 | 60 | Alberta Internal Load (MW) | 490 | 67
2 Diversification | 2026 | 60 | Alberta Internal Load (MW) | 500 | 66
2 Diversification | 2026 | 60 | Alberta Internal Load (MW) | 510 | 58
2 Diversification | 2026 | 60 | Alberta Internal Load (MW) | 520 | 51
2 Diversification | 2026 | 60 | Alberta Internal Load (MW) | 530 | 33
2 Diversification | 2026 | 60 | Alberta Internal Load (MW) | 540 | 53
2 Diversification | 2026 | 60 | Alberta Internal Load (MW) | 550 | 50
2 Diversification | 2026 | 60 | Alberta Internal Load (MW) | 560 | 47
2 Diversification | 2026 | 60 | Alberta Internal Load (MW) | 570 | 40
2 Diversification | 2026 | 60 | Alberta Internal Load (MW) | 580 | 52
2 Diversification | 2026 | 60 | Alberta Internal Load (MW) | 590 | 32
2 Diversification | 2026 | 60 | Alberta Internal Load (MW) | 600 | 42
2 Diversification | 2026 | 60 | Alberta Internal Load (MW) | 610 | 32
2 Diversification | 2026 | 60 | Alberta Internal Load (MW) | 620 | 41
2 Diversification | 2026 | 60 | Alberta Internal Load (MW) | 630 | 55
2 Diversification | 2026 | 60 | Alberta Internal Load (MW) | 640 | 48
2 Diversification | 2026 | 60 | Alberta Internal Load (MW) | 650 | 42
2 Diversification | 2026 | 60 | Alberta Internal Load (MW) | 660 | 42
2 Diversification | 2026 | 60 | Alberta Internal Load (MW) | 670 | 30
2 Diversification | 2026 | 60 | Alberta Internal Load (MW) | 680 | 37
2 Diversification | 2026 | 60 | Alberta Internal Load (MW) | 690 | 37
2 Diversification | 2026 | 60 | Alberta Internal Load (MW) | 700 | 38
2 Diversification | 2026 | 60 | Alberta Internal Load (MW) | 710 | 30
2 Diversification | 2026 | 60 | Alberta Internal Load (MW) | 720 | 42
2 Diversification | 2026 | 60 | Alberta Internal Load (MW) | 730 | 21
2 Diversification | 2026 | 60 | Alberta Internal Load (MW) | 740 | 26
2 Diversification | 2026 | 60 | Alberta Internal Load (MW) | 750 | 22
2 Diversification | 2026 | 60 | Alberta Internal Load (MW) | 760 | 13
2 Diversification | 2026 | 60 | Alberta Internal Load (MW) | 770 | 14
2 Diversification | 2026 | 60 | Alberta Internal Load (MW) | 780 | 11
2 Diversification | 2026 | 60 | Alberta Internal Load (MW) | 790 | 10
2 Diversification | 2026 | 60 | Alberta Internal Load (MW) | 800 | 10
2 Diversification | 2026 | 60 | Alberta Internal Load (MW) | 810 | 4
2 Diversification | 2026 | 60 | Alberta Internal Load (MW) | 820 | 3
2 Diversification | 2026 | 60 | Alberta Internal Load (MW) | 830 | 2
2 Diversification | 2026 | 60 | Alberta Internal Load (MW) | 840 | 1
2 Diversification | 2026 | 10 | Variable Generation (MW) | -280 | 1
2 Diversification | 2026 | 10 | Variable Generation (MW) | -270 | 0
2 Diversification | 2026 | 10 | Variable Generation (MW) | -260 | 0
2 Diversification | 2026 | 10 | Variable Generation (MW) | -250 | 0
2 Diversification | 2026 | 10 | Variable Generation (MW) | -240 | 1
2 Diversification | 2026 | 10 | Variable Generation (MW) | -230 | 2
2 Diversification | 2026 | 10 | Variable Generation (MW) | -220 | 1
2 Diversification | 2026 | 10 | Variable Generation (MW) | -210 | 2
2 Diversification | 2026 | 10 | Variable Generation (MW) | -200 | 2
2 Diversification | 2026 | 10 | Variable Generation (MW) | -190 | 4
2 Diversification | 2026 | 10 | Variable Generation (MW) | -180 | 6
2 Diversification | 2026 | 10 | Variable Generation (MW) | -170 | 5
2 Diversification | 2026 | 10 | Variable Generation (MW) | -160 | 6
2 Diversification | 2026 | 10 | Variable Generation (MW) | -150 | 13
2 Diversification | 2026 | 10 | Variable Generation (MW) | -140 | 35
2 Diversification | 2026 | 10 | Variable Generation (MW) | -130 | 35
2 Diversification | 2026 | 10 | Variable Generation (MW) | -120 | 45
2 Diversification | 2026 | 10 | Variable Generation (MW) | -110 | 86
2 Diversification | 2026 | 10 | Variable Generation (MW) | -100 | 146
2 Diversification | 2026 | 10 | Variable Generation (MW) | -90 | 187
2 Diversification | 2026 | 10 | Variable Generation (MW) | -80 | 352
2 Diversification | 2026 | 10 | Variable Generation (MW) | -70 | 506
2 Diversification | 2026 | 10 | Variable Generation (MW) | -60 | 815
2 Diversification | 2026 | 10 | Variable Generation (MW) | -50 | 1212
2 Diversification | 2026 | 10 | Variable Generation (MW) | -40 | 2019
2 Diversification | 2026 | 10 | Variable Generation (MW) | -30 | 3321
2 Diversification | 2026 | 10 | Variable Generation (MW) | -20 | 5319
2 Diversification | 2026 | 10 | Variable Generation (MW) | -10 | 7629
2 Diversification | 2026 | 10 | Variable Generation (MW) | 0 | 9407
2 Diversification | 2026 | 10 | Variable Generation (MW) | 10 | 7514
2 Diversification | 2026 | 10 | Variable Generation (MW) | 20 | 5223
2 Diversification | 2026 | 10 | Variable Generation (MW) | 30 | 3207
2 Diversification | 2026 | 10 | Variable Generation (MW) | 40 | 1854
2 Diversification | 2026 | 10 | Variable Generation (MW) | 50 | 1264
2 Diversification | 2026 | 10 | Variable Generation (MW) | 60 | 845
2 Diversification | 2026 | 10 | Variable Generation (MW) | 70 | 510
2 Diversification | 2026 | 10 | Variable Generation (MW) | 80 | 337
2 Diversification | 2026 | 10 | Variable Generation (MW) | 90 | 200
2 Diversification | 2026 | 10 | Variable Generation (MW) | 100 | 143
2 Diversification | 2026 | 10 | Variable Generation (MW) | 110 | 95
2 Diversification | 2026 | 10 | Variable Generation (MW) | 120 | 59
2 Diversification | 2026 | 10 | Variable Generation (MW) | 130 | 47
2 Diversification | 2026 | 10 | Variable Generation (MW) | 140 | 31
2 Diversification | 2026 | 10 | Variable Generation (MW) | 150 | 18
2 Diversification | 2026 | 10 | Variable Generation (MW) | 160 | 12
2 Diversification | 2026 | 10 | Variable Generation (MW) | 170 | 13
2 Diversification | 2026 | 10 | Variable Generation (MW) | 180 | 10
2 Diversification | 2026 | 10 | Variable Generation (MW) | 190 | 4
2 Diversification | 2026 | 10 | Variable Generation (MW) | 200 | 4
2 Diversification | 2026 | 10 | Variable Generation (MW) | 210 | 3
2 Diversification | 2026 | 10 | Variable Generation (MW) | 220 | 0
2 Diversification | 2026 | 10 | Variable Generation (MW) | 230 | 5
2 Diversification | 2026 | 10 | Variable Generation (MW) | 240 | 0
2 Diversification | 2026 | 10 | Variable Generation (MW) | 250 | 2
2 Diversification | 2026 | 10 | Variable Generation (MW) | 260 | 0
2 Diversification | 2026 | 10 | Variable Generation (MW) | 270 | 0
2 Diversification | 2026 | 10 | Variable Generation (MW) | 280 | 0
2 Diversification | 2026 | 10 | Variable Generation (MW) | 290 | 0
2 Diversification | 2026 | 10 | Variable Generation (MW) | 300 | 1
2 Diversification | 2026 | 10 | Variable Generation (MW) | 310 | 0
2 Diversification | 2026 | 10 | Variable Generation (MW) | 320 | 0
2 Diversification | 2026 | 10 | Variable Generation (MW) | 330 | 1
2 Diversification | 2026 | 60 | Variable Generation (MW) | -1050 | 1
2 Diversification | 2026 | 60 | Variable Generation (MW) | -1040 | 0
2 Diversification | 2026 | 60 | Variable Generation (MW) | -1030 | 1
2 Diversification | 2026 | 60 | Variable Generation (MW) | -1020 | 0
2 Diversification | 2026 | 60 | Variable Generation (MW) | -1010 | 0
2 Diversification | 2026 | 60 | Variable Generation (MW) | -1000 | 0
2 Diversification | 2026 | 60 | Variable Generation (MW) | -990 | 1
2 Diversification | 2026 | 60 | Variable Generation (MW) | -980 | 1
2 Diversification | 2026 | 60 | Variable Generation (MW) | -970 | 1
2 Diversification | 2026 | 60 | Variable Generation (MW) | -960 | 0
2 Diversification | 2026 | 60 | Variable Generation (MW) | -950 | 1
2 Diversification | 2026 | 60 | Variable Generation (MW) | -940 | 0
2 Diversification | 2026 | 60 | Variable Generation (MW) | -930 | 0
2 Diversification | 2026 | 60 | Variable Generation (MW) | -920 | 0
2 Diversification | 2026 | 60 | Variable Generation (MW) | -910 | 0
2 Diversification | 2026 | 60 | Variable Generation (MW) | -900 | 0
2 Diversification | 2026 | 60 | Variable Generation (MW) | -890 | 0
2 Diversification | 2026 | 60 | Variable Generation (MW) | -880 | 0
2 Diversification | 2026 | 60 | Variable Generation (MW) | -870 | 1
2 Diversification | 2026 | 60 | Variable Generation (MW) | -860 | 1
2 Diversification | 2026 | 60 | Variable Generation (MW) | -850 | 2
2 Diversification | 2026 | 60 | Variable Generation (MW) | -840 | 0
2 Diversification | 2026 | 60 | Variable Generation (MW) | -830 | 0
2 Diversification | 2026 | 60 | Variable Generation (MW) | -820 | 2
2 Diversification | 2026 | 60 | Variable Generation (MW) | -810 | 0
2 Diversification | 2026 | 60 | Variable Generation (MW) | -800 | 0
2 Diversification | 2026 | 60 | Variable Generation (MW) | -790 | 0
2 Diversification | 2026 | 60 | Variable Generation (MW) | -780 | 0
2 Diversification | 2026 | 60 | Variable Generation (MW) | -770 | 1
2 Diversification | 2026 | 60 | Variable Generation (MW) | -760 | 1
2 Diversification | 2026 | 60 | Variable Generation (MW) | -750 | 1
2 Diversification | 2026 | 60 | Variable Generation (MW) | -740 | 0
2 Diversification | 2026 | 60 | Variable Generation (MW) | -730 | 1
2 Diversification | 2026 | 60 | Variable Generation (MW) | -720 | 5
2 Diversification | 2026 | 60 | Variable Generation (MW) | -710 | 2
2 Diversification | 2026 | 60 | Variable Generation (MW) | -700 | 2
2 Diversification | 2026 | 60 | Variable Generation (MW) | -690 | 5
2 Diversification | 2026 | 60 | Variable Generation (MW) | -680 | 7
2 Diversification | 2026 | 60 | Variable Generation (MW) | -670 | 6
2 Diversification | 2026 | 60 | Variable Generation (MW) | -660 | 5
2 Diversification | 2026 | 60 | Variable Generation (MW) | -650 | 4
2 Diversification | 2026 | 60 | Variable Generation (MW) | -640 | 4
2 Diversification | 2026 | 60 | Variable Generation (MW) | -630 | 7
2 Diversification | 2026 | 60 | Variable Generation (MW) | -620 | 6
2 Diversification | 2026 | 60 | Variable Generation (MW) | -610 | 6
2 Diversification | 2026 | 60 | Variable Generation (MW) | -600 | 5
2 Diversification | 2026 | 60 | Variable Generation (MW) | -590 | 5
2 Diversification | 2026 | 60 | Variable Generation (MW) | -580 | 3
2 Diversification | 2026 | 60 | Variable Generation (MW) | -570 | 7
2 Diversification | 2026 | 60 | Variable Generation (MW) | -560 | 7
2 Diversification | 2026 | 60 | Variable Generation (MW) | -550 | 16
2 Diversification | 2026 | 60 | Variable Generation (MW) | -540 | 15
2 Diversification | 2026 | 60 | Variable Generation (MW) | -530 | 22
2 Diversification | 2026 | 60 | Variable Generation (MW) | -520 | 17
2 Diversification | 2026 | 60 | Variable Generation (MW) | -510 | 14
2 Diversification | 2026 | 60 | Variable Generation (MW) | -500 | 23
2 Diversification | 2026 | 60 | Variable Generation (MW) | -490 | 20
2 Diversification | 2026 | 60 | Variable Generation (MW) | -480 | 28
2 Diversification | 2026 | 60 | Variable Generation (MW) | -470 | 39
2 Diversification | 2026 | 60 | Variable Generation (MW) | -460 | 35
2 Diversification | 2026 | 60 | Variable Generation (MW) | -450 | 42
2 Diversification | 2026 | 60 | Variable Generation (MW) | -440 | 46
2 Diversification | 2026 | 60 | Variable Generation (MW) | -430 | 55
2 Diversification | 2026 | 60 | Variable Generation (MW) | -420 | 54
2 Diversification | 2026 | 60 | Variable Generation (MW) | -410 | 55
2 Diversification | 2026 | 60 | Variable Generation (MW) | -400 | 56
2 Diversification | 2026 | 60 | Variable Generation (MW) | -390 | 70
2 Diversification | 2026 | 60 | Variable Generation (MW) | -380 | 79
2 Diversification | 2026 | 60 | Variable Generation (MW) | -370 | 86
2 Diversification | 2026 | 60 | Variable Generation (MW) | -360 | 87
2 Diversification | 2026 | 60 | Variable Generation (MW) | -350 | 104
2 Diversification | 2026 | 60 | Variable Generation (MW) | -340 | 98
2 Diversification | 2026 | 60 | Variable Generation (MW) | -330 | 135
2 Diversification | 2026 | 60 | Variable Generation (MW) | -320 | 123
2 Diversification | 2026 | 60 | Variable Generation (MW) | -310 | 134
2 Diversification | 2026 | 60 | Variable Generation (MW) | -300 | 161
2 Diversification | 2026 | 60 | Variable Generation (MW) | -290 | 172
2 Diversification | 2026 | 60 | Variable Generation (MW) | -280 | 189
2 Diversification | 2026 | 60 | Variable Generation (MW) | -270 | 203
2 Diversification | 2026 | 60 | Variable Generation (MW) | -260 | 231
2 Diversification | 2026 | 60 | Variable Generation (MW) | -250 | 259
2 Diversification | 2026 | 60 | Variable Generation (MW) | -240 | 254
2 Diversification | 2026 | 60 | Variable Generation (MW) | -230 | 317
2 Diversification | 2026 | 60 | Variable Generation (MW) | -220 | 336
2 Diversification | 2026 | 60 | Variable Generation (MW) | -210 | 364
2 Diversification | 2026 | 60 | Variable Generation (MW) | -200 | 400
2 Diversification | 2026 | 60 | Variable Generation (MW) | -190 | 451
2 Diversification | 2026 | 60 | Variable Generation (MW) | -180 | 500
2 Diversification | 2026 | 60 | Variable Generation (MW) | -170 | 540
2 Diversification | 2026 | 60 | Variable Generation (MW) | -160 | 600
2 Diversification | 2026 | 60 | Variable Generation (MW) | -150 | 597
2 Diversification | 2026 | 60 | Variable Generation (MW) | -140 | 672
2 Diversification | 2026 | 60 | Variable Generation (MW) | -130 | 816
2 Diversification | 2026 | 60 | Variable Generation (MW) | -120 | 902
2 Diversification | 2026 | 60 | Variable Generation (MW) | -110 | 1012
2 Diversification | 2026 | 60 | Variable Generation (MW) | -100 | 1131
2 Diversification | 2026 | 60 | Variable Generation (MW) | -90 | 1173
2 Diversification | 2026 | 60 | Variable Generation (MW) | -80 | 1271
2 Diversification | 2026 | 60 | Variable Generation (MW) | -70 | 1323
2 Diversification | 2026 | 60 | Variable Generation (MW) | -60 | 1516
2 Diversification | 2026 | 60 | Variable Generation (MW) | -50 | 1536
2 Diversification | 2026 | 60 | Variable Generation (MW) | -40 | 1624
2 Diversification | 2026 | 60 | Variable Generation (MW) | -30 | 1647
2 Diversification | 2026 | 60 | Variable Generation (MW) | -20 | 1752
2 Diversification | 2026 | 60 | Variable Generation (MW) | -10 | 1910
2 Diversification | 2026 | 60 | Variable Generation (MW) | 0 | 2018
2 Diversification | 2026 | 60 | Variable Generation (MW) | 10 | 1928
2 Diversification | 2026 | 60 | Variable Generation (MW) | 20 | 1845
2 Diversification | 2026 | 60 | Variable Generation (MW) | 30 | 1676
2 Diversification | 2026 | 60 | Variable Generation (MW) | 40 | 1579
2 Diversification | 2026 | 60 | Variable Generation (MW) | 50 | 1481
2 Diversification | 2026 | 60 | Variable Generation (MW) | 60 | 1385
2 Diversification | 2026 | 60 | Variable Generation (MW) | 70 | 1325
2 Diversification | 2026 | 60 | Variable Generation (MW) | 80 | 1243
2 Diversification | 2026 | 60 | Variable Generation (MW) | 90 | 1081
2 Diversification | 2026 | 60 | Variable Generation (MW) | 100 | 1032
2 Diversification | 2026 | 60 | Variable Generation (MW) | 110 | 964
2 Diversification | 2026 | 60 | Variable Generation (MW) | 120 | 909
2 Diversification | 2026 | 60 | Variable Generation (MW) | 130 | 776
2 Diversification | 2026 | 60 | Variable Generation (MW) | 140 | 738
2 Diversification | 2026 | 60 | Variable Generation (MW) | 150 | 646
2 Diversification | 2026 | 60 | Variable Generation (MW) | 160 | 637
2 Diversification | 2026 | 60 | Variable Generation (MW) | 170 | 547
2 Diversification | 2026 | 60 | Variable Generation (MW) | 180 | 519
2 Diversification | 2026 | 60 | Variable Generation (MW) | 190 | 433
2 Diversification | 2026 | 60 | Variable Generation (MW) | 200 | 385
2 Diversification | 2026 | 60 | Variable Generation (MW) | 210 | 353
2 Diversification | 2026 | 60 | Variable Generation (MW) | 220 | 321
2 Diversification | 2026 | 60 | Variable Generation (MW) | 230 | 284
2 Diversification | 2026 | 60 | Variable Generation (MW) | 240 | 277
2 Diversification | 2026 | 60 | Variable Generation (MW) | 250 | 240
2 Diversification | 2026 | 60 | Variable Generation (MW) | 260 | 190
2 Diversification | 2026 | 60 | Variable Generation (MW) | 270 | 229
2 Diversification | 2026 | 60 | Variable Generation (MW) | 280 | 186
2 Diversification | 2026 | 60 | Variable Generation (MW) | 290 | 164
2 Diversification | 2026 | 60 | Variable Generation (MW) | 300 | 144
2 Diversification | 2026 | 60 | Variable Generation (MW) | 310 | 135
2 Diversification | 2026 | 60 | Variable Generation (MW) | 320 | 144
2 Diversification | 2026 | 60 | Variable Generation (MW) | 330 | 120
2 Diversification | 2026 | 60 | Variable Generation (MW) | 340 | 117
2 Diversification | 2026 | 60 | Variable Generation (MW) | 350 | 87
2 Diversification | 2026 | 60 | Variable Generation (MW) | 360 | 71
2 Diversification | 2026 | 60 | Variable Generation (MW) | 370 | 81
2 Diversification | 2026 | 60 | Variable Generation (MW) | 380 | 62
2 Diversification | 2026 | 60 | Variable Generation (MW) | 390 | 64
2 Diversification | 2026 | 60 | Variable Generation (MW) | 400 | 63
2 Diversification | 2026 | 60 | Variable Generation (MW) | 410 | 48
2 Diversification | 2026 | 60 | Variable Generation (MW) | 420 | 44
2 Diversification | 2026 | 60 | Variable Generation (MW) | 430 | 35
2 Diversification | 2026 | 60 | Variable Generation (MW) | 440 | 35
2 Diversification | 2026 | 60 | Variable Generation (MW) | 450 | 37
2 Diversification | 2026 | 60 | Variable Generation (MW) | 460 | 34
2 Diversification | 2026 | 60 | Variable Generation (MW) | 470 | 48
2 Diversification | 2026 | 60 | Variable Generation (MW) | 480 | 23
2 Diversification | 2026 | 60 | Variable Generation (MW) | 490 | 38
2 Diversification | 2026 | 60 | Variable Generation (MW) | 500 | 33
2 Diversification | 2026 | 60 | Variable Generation (MW) | 510 | 22
2 Diversification | 2026 | 60 | Variable Generation (MW) | 520 | 30
2 Diversification | 2026 | 60 | Variable Generation (MW) | 530 | 19
2 Diversification | 2026 | 60 | Variable Generation (MW) | 540 | 17
2 Diversification | 2026 | 60 | Variable Generation (MW) | 550 | 23
2 Diversification | 2026 | 60 | Variable Generation (MW) | 560 | 10
2 Diversification | 2026 | 60 | Variable Generation (MW) | 570 | 17
2 Diversification | 2026 | 60 | Variable Generation (MW) | 580 | 16
2 Diversification | 2026 | 60 | Variable Generation (MW) | 590 | 6
2 Diversification | 2026 | 60 | Variable Generation (MW) | 600 | 8
2 Diversification | 2026 | 60 | Variable Generation (MW) | 610 | 10
2 Diversification | 2026 | 60 | Variable Generation (MW) | 620 | 11
2 Diversification | 2026 | 60 | Variable Generation (MW) | 630 | 9
2 Diversification | 2026 | 60 | Variable Generation (MW) | 640 | 8
2 Diversification | 2026 | 60 | Variable Generation (MW) | 650 | 5
2 Diversification | 2026 | 60 | Variable Generation (MW) | 660 | 9
2 Diversification | 2026 | 60 | Variable Generation (MW) | 670 | 8
2 Diversification | 2026 | 60 | Variable Generation (MW) | 680 | 3
2 Diversification | 2026 | 60 | Variable Generation (MW) | 690 | 7
2 Diversification | 2026 | 60 | Variable Generation (MW) | 700 | 3
2 Diversification | 2026 | 60 | Variable Generation (MW) | 710 | 1
2 Diversification | 2026 | 60 | Variable Generation (MW) | 720 | 4
2 Diversification | 2026 | 60 | Variable Generation (MW) | 730 | 1
2 Diversification | 2026 | 60 | Variable Generation (MW) | 740 | 3
2 Diversification | 2026 | 60 | Variable Generation (MW) | 750 | 3
2 Diversification | 2026 | 60 | Variable Generation (MW) | 760 | 0
2 Diversification | 2026 | 60 | Variable Generation (MW) | 770 | 3
2 Diversification | 2026 | 60 | Variable Generation (MW) | 780 | 1
2 Diversification | 2026 | 60 | Variable Generation (MW) | 790 | 1
2 Diversification | 2026 | 60 | Variable Generation (MW) | 800 | 0
2 Diversification | 2026 | 60 | Variable Generation (MW) | 810 | 3
2 Diversification | 2026 | 60 | Variable Generation (MW) | 820 | 1
2 Diversification | 2026 | 60 | Variable Generation (MW) | 830 | 2
2 Diversification | 2026 | 60 | Variable Generation (MW) | 840 | 1
2 Diversification | 2026 | 60 | Variable Generation (MW) | 850 | 3
2 Diversification | 2026 | 60 | Variable Generation (MW) | 860 | 3
2 Diversification | 2026 | 60 | Variable Generation (MW) | 870 | 0
2 Diversification | 2026 | 60 | Variable Generation (MW) | 880 | 2
2 Diversification | 2026 | 60 | Variable Generation (MW) | 890 | 0
2 Diversification | 2026 | 60 | Variable Generation (MW) | 900 | 1
2 Diversification | 2026 | 60 | Variable Generation (MW) | 910 | 1
2 Diversification | 2026 | 60 | Variable Generation (MW) | 920 | 0
2 Diversification | 2026 | 60 | Variable Generation (MW) | 930 | 0
2 Diversification | 2026 | 60 | Variable Generation (MW) | 940 | 3
2 Diversification | 2026 | 60 | Variable Generation (MW) | 950 | 0
2 Diversification | 2026 | 60 | Variable Generation (MW) | 960 | 1
2 Diversification | 2026 | 60 | Variable Generation (MW) | 970 | 1
2 Diversification | 2026 | 60 | Variable Generation (MW) | 980 | 1
2 Diversification | 2026 | 60 | Variable Generation (MW) | 990 | 2
2 Diversification | 2026 | 60 | Variable Generation (MW) | 1000 | 0
2 Diversification | 2026 | 60 | Variable Generation (MW) | 1010 | 0
2 Diversification | 2026 | 60 | Variable Generation (MW) | 1020 | 1
2 Diversification | 2026 | 60 | Variable Generation (MW) | 1030 | 0
2 Diversification | 2026 | 60 | Variable Generation (MW) | 1040 | 2
2 Diversification | 2026 | 10 | Net Demand (MW) | -440 | 1
2 Diversification | 2026 | 10 | Net Demand (MW) | -430 | 0
2 Diversification | 2026 | 10 | Net Demand (MW) | -420 | 0
2 Diversification | 2026 | 10 | Net Demand (MW) | -410 | 0
2 Diversification | 2026 | 10 | Net Demand (MW) | -400 | 0
2 Diversification | 2026 | 10 | Net Demand (MW) | -390 | 0
2 Diversification | 2026 | 10 | Net Demand (MW) | -380 | 0
2 Diversification | 2026 | 10 | Net Demand (MW) | -370 | 0
2 Diversification | 2026 | 10 | Net Demand (MW) | -360 | 0
2 Diversification | 2026 | 10 | Net Demand (MW) | -350 | 0
2 Diversification | 2026 | 10 | Net Demand (MW) | -340 | 1
2 Diversification | 2026 | 10 | Net Demand (MW) | -330 | 0
2 Diversification | 2026 | 10 | Net Demand (MW) | -320 | 0
2 Diversification | 2026 | 10 | Net Demand (MW) | -310 | 1
2 Diversification | 2026 | 10 | Net Demand (MW) | -300 | 0
2 Diversification | 2026 | 10 | Net Demand (MW) | -290 | 1
2 Diversification | 2026 | 10 | Net Demand (MW) | -280 | 2
2 Diversification | 2026 | 10 | Net Demand (MW) | -270 | 2
2 Diversification | 2026 | 10 | Net Demand (MW) | -260 | 1
2 Diversification | 2026 | 10 | Net Demand (MW) | -250 | 5
2 Diversification | 2026 | 10 | Net Demand (MW) | -240 | 3
2 Diversification | 2026 | 10 | Net Demand (MW) | -230 | 6
2 Diversification | 2026 | 10 | Net Demand (MW) | -220 | 6
2 Diversification | 2026 | 10 | Net Demand (MW) | -210 | 11
2 Diversification | 2026 | 10 | Net Demand (MW) | -200 | 7
2 Diversification | 2026 | 10 | Net Demand (MW) | -190 | 15
2 Diversification | 2026 | 10 | Net Demand (MW) | -180 | 18
2 Diversification | 2026 | 10 | Net Demand (MW) | -170 | 34
2 Diversification | 2026 | 10 | Net Demand (MW) | -160 | 39
2 Diversification | 2026 | 10 | Net Demand (MW) | -150 | 73
2 Diversification | 2026 | 10 | Net Demand (MW) | -140 | 116
2 Diversification | 2026 | 10 | Net Demand (MW) | -130 | 154
2 Diversification | 2026 | 10 | Net Demand (MW) | -120 | 244
2 Diversification | 2026 | 10 | Net Demand (MW) | -110 | 359
2 Diversification | 2026 | 10 | Net Demand (MW) | -100 | 495
2 Diversification | 2026 | 10 | Net Demand (MW) | -90 | 702
2 Diversification | 2026 | 10 | Net Demand (MW) | -80 | 991
2 Diversification | 2026 | 10 | Net Demand (MW) | -70 | 1374
2 Diversification | 2026 | 10 | Net Demand (MW) | -60 | 1721
2 Diversification | 2026 | 10 | Net Demand (MW) | -50 | 2352
2 Diversification | 2026 | 10 | Net Demand (MW) | -40 | 2912
2 Diversification | 2026 | 10 | Net Demand (MW) | -30 | 3529
2 Diversification | 2026 | 10 | Net Demand (MW) | -20 | 4128
2 Diversification | 2026 | 10 | Net Demand (MW) | -10 | 4828
2 Diversification | 2026 | 10 | Net Demand (MW) | 0 | 5097
2 Diversification | 2026 | 10 | Net Demand (MW) | 10 | 4638
2 Diversification | 2026 | 10 | Net Demand (MW) | 20 | 4160
2 Diversification | 2026 | 10 | Net Demand (MW) | 30 | 3398
2 Diversification | 2026 | 10 | Net Demand (MW) | 40 | 2799
2 Diversification | 2026 | 10 | Net Demand (MW) | 50 | 2013
2 Diversification | 2026 | 10 | Net Demand (MW) | 60 | 1577
2 Diversification | 2026 | 10 | Net Demand (MW) | 70 | 1210
2 Diversification | 2026 | 10 | Net Demand (MW) | 80 | 837
2 Diversification | 2026 | 10 | Net Demand (MW) | 90 | 719
2 Diversification | 2026 | 10 | Net Demand (MW) | 100 | 479
2 Diversification | 2026 | 10 | Net Demand (MW) | 110 | 377
2 Diversification | 2026 | 10 | Net Demand (MW) | 120 | 316
2 Diversification | 2026 | 10 | Net Demand (MW) | 130 | 218
2 Diversification | 2026 | 10 | Net Demand (MW) | 140 | 183
2 Diversification | 2026 | 10 | Net Demand (MW) | 150 | 114
2 Diversification | 2026 | 10 | Net Demand (MW) | 160 | 96
2 Diversification | 2026 | 10 | Net Demand (MW) | 170 | 67
2 Diversification | 2026 | 10 | Net Demand (MW) | 180 | 42
2 Diversification | 2026 | 10 | Net Demand (MW) | 190 | 26
2 Diversification | 2026 | 10 | Net Demand (MW) | 200 | 17
2 Diversification | 2026 | 10 | Net Demand (MW) | 210 | 10
2 Diversification | 2026 | 10 | Net Demand (MW) | 220 | 14
2 Diversification | 2026 | 10 | Net Demand (MW) | 230 | 7
2 Diversification | 2026 | 10 | Net Demand (MW) | 240 | 2
2 Diversification | 2026 | 10 | Net Demand (MW) | 250 | 3
2 Diversification | 2026 | 10 | Net Demand (MW) | 260 | 1
2 Diversification | 2026 | 10 | Net Demand (MW) | 270 | 4
2 Diversification | 2026 | 10 | Net Demand (MW) | 280 | 2
2 Diversification | 2026 | 10 | Net Demand (MW) | 290 | 1
2 Diversification | 2026 | 10 | Net Demand (MW) | 300 | 0
2 Diversification | 2026 | 10 | Net Demand (MW) | 310 | 0
2 Diversification | 2026 | 10 | Net Demand (MW) | 320 | 1
2 Diversification | 2026 | 60 | Net Demand (MW) | -1270 | 1
2 Diversification | 2026 | 60 | Net Demand (MW) | -1260 | 0
2 Diversification | 2026 | 60 | Net Demand (MW) | -1250 | 1
2 Diversification | 2026 | 60 | Net Demand (MW) | -1240 | 0
2 Diversification | 2026 | 60 | Net Demand (MW) | -1230 | 0
2 Diversification | 2026 | 60 | Net Demand (MW) | -1220 | 0
2 Diversification | 2026 | 60 | Net Demand (MW) | -1210 | 0
2 Diversification | 2026 | 60 | Net Demand (MW) | -1200 | 0
2 Diversification | 2026 | 60 | Net Demand (MW) | -1190 | 0
2 Diversification | 2026 | 60 | Net Demand (MW) | -1180 | 0
2 Diversification | 2026 | 60 | Net Demand (MW) | -1170 | 0
2 Diversification | 2026 | 60 | Net Demand (MW) | -1160 | 0
2 Diversification | 2026 | 60 | Net Demand (MW) | -1150 | 1
2 Diversification | 2026 | 60 | Net Demand (MW) | -1140 | 2
2 Diversification | 2026 | 60 | Net Demand (MW) | -1130 | 0
2 Diversification | 2026 | 60 | Net Demand (MW) | -1120 | 2
2 Diversification | 2026 | 60 | Net Demand (MW) | -1110 | 2
2 Diversification | 2026 | 60 | Net Demand (MW) | -1100 | 1
2 Diversification | 2026 | 60 | Net Demand (MW) | -1090 | 1
2 Diversification | 2026 | 60 | Net Demand (MW) | -1080 | 0
2 Diversification | 2026 | 60 | Net Demand (MW) | -1070 | 1
2 Diversification | 2026 | 60 | Net Demand (MW) | -1060 | 0
2 Diversification | 2026 | 60 | Net Demand (MW) | -1050 | 0
2 Diversification | 2026 | 60 | Net Demand (MW) | -1040 | 1
2 Diversification | 2026 | 60 | Net Demand (MW) | -1030 | 0
2 Diversification | 2026 | 60 | Net Demand (MW) | -1020 | 0
2 Diversification | 2026 | 60 | Net Demand (MW) | -1010 | 2
2 Diversification | 2026 | 60 | Net Demand (MW) | -1000 | 2
2 Diversification | 2026 | 60 | Net Demand (MW) | -990 | 1
2 Diversification | 2026 | 60 | Net Demand (MW) | -980 | 2
2 Diversification | 2026 | 60 | Net Demand (MW) | -970 | 2
2 Diversification | 2026 | 60 | Net Demand (MW) | -960 | 0
2 Diversification | 2026 | 60 | Net Demand (MW) | -950 | 2
2 Diversification | 2026 | 60 | Net Demand (MW) | -940 | 0
2 Diversification | 2026 | 60 | Net Demand (MW) | -930 | 3
2 Diversification | 2026 | 60 | Net Demand (MW) | -920 | 0
2 Diversification | 2026 | 60 | Net Demand (MW) | -910 | 4
2 Diversification | 2026 | 60 | Net Demand (MW) | -900 | 0
2 Diversification | 2026 | 60 | Net Demand (MW) | -890 | 3
2 Diversification | 2026 | 60 | Net Demand (MW) | -880 | 2
2 Diversification | 2026 | 60 | Net Demand (MW) | -870 | 2
2 Diversification | 2026 | 60 | Net Demand (MW) | -860 | 5
2 Diversification | 2026 | 60 | Net Demand (MW) | -850 | 2
2 Diversification | 2026 | 60 | Net Demand (MW) | -840 | 6
2 Diversification | 2026 | 60 | Net Demand (MW) | -830 | 6
2 Diversification | 2026 | 60 | Net Demand (MW) | -820 | 6
2 Diversification | 2026 | 60 | Net Demand (MW) | -810 | 5
2 Diversification | 2026 | 60 | Net Demand (MW) | -800 | 10
2 Diversification | 2026 | 60 | Net Demand (MW) | -790 | 5
2 Diversification | 2026 | 60 | Net Demand (MW) | -780 | 14
2 Diversification | 2026 | 60 | Net Demand (MW) | -770 | 11
2 Diversification | 2026 | 60 | Net Demand (MW) | -760 | 7
2 Diversification | 2026 | 60 | Net Demand (MW) | -750 | 3
2 Diversification | 2026 | 60 | Net Demand (MW) | -740 | 12
2 Diversification | 2026 | 60 | Net Demand (MW) | -730 | 9
2 Diversification | 2026 | 60 | Net Demand (MW) | -720 | 13
2 Diversification | 2026 | 60 | Net Demand (MW) | -710 | 19
2 Diversification | 2026 | 60 | Net Demand (MW) | -700 | 21
2 Diversification | 2026 | 60 | Net Demand (MW) | -690 | 18
2 Diversification | 2026 | 60 | Net Demand (MW) | -680 | 21
2 Diversification | 2026 | 60 | Net Demand (MW) | -670 | 20
2 Diversification | 2026 | 60 | Net Demand (MW) | -660 | 30
2 Diversification | 2026 | 60 | Net Demand (MW) | -650 | 29
2 Diversification | 2026 | 60 | Net Demand (MW) | -640 | 27
2 Diversification | 2026 | 60 | Net Demand (MW) | -630 | 33
2 Diversification | 2026 | 60 | Net Demand (MW) | -620 | 50
2 Diversification | 2026 | 60 | Net Demand (MW) | -610 | 50
2 Diversification | 2026 | 60 | Net Demand (MW) | -600 | 61
2 Diversification | 2026 | 60 | Net Demand (MW) | -590 | 37
2 Diversification | 2026 | 60 | Net Demand (MW) | -580 | 55
2 Diversification | 2026 | 60 | Net Demand (MW) | -570 | 61
2 Diversification | 2026 | 60 | Net Demand (MW) | -560 | 77
2 Diversification | 2026 | 60 | Net Demand (MW) | -550 | 71
2 Diversification | 2026 | 60 | Net Demand (MW) | -540 | 73
2 Diversification | 2026 | 60 | Net Demand (MW) | -530 | 98
2 Diversification | 2026 | 60 | Net Demand (MW) | -520 | 79
2 Diversification | 2026 | 60 | Net Demand (MW) | -510 | 98
2 Diversification | 2026 | 60 | Net Demand (MW) | -500 | 109
2 Diversification | 2026 | 60 | Net Demand (MW) | -490 | 92
2 Diversification | 2026 | 60 | Net Demand (MW) | -480 | 117
2 Diversification | 2026 | 60 | Net Demand (MW) | -470 | 143
2 Diversification | 2026 | 60 | Net Demand (MW) | -460 | 141
2 Diversification | 2026 | 60 | Net Demand (MW) | -450 | 163
2 Diversification | 2026 | 60 | Net Demand (MW) | -440 | 139
2 Diversification | 2026 | 60 | Net Demand (MW) | -430 | 163
2 Diversification | 2026 | 60 | Net Demand (MW) | -420 | 169
2 Diversification | 2026 | 60 | Net Demand (MW) | -410 | 185
2 Diversification | 2026 | 60 | Net Demand (MW) | -400 | 223
2 Diversification | 2026 | 60 | Net Demand (MW) | -390 | 216
2 Diversification | 2026 | 60 | Net Demand (MW) | -380 | 237
2 Diversification | 2026 | 60 | Net Demand (MW) | -370 | 232
2 Diversification | 2026 | 60 | Net Demand (MW) | -360 | 281
2 Diversification | 2026 | 60 | Net Demand (MW) | -350 | 262
2 Diversification | 2026 | 60 | Net Demand (MW) | -340 | 321
2 Diversification | 2026 | 60 | Net Demand (MW) | -330 | 323
2 Diversification | 2026 | 60 | Net Demand (MW) | -320 | 333
2 Diversification | 2026 | 60 | Net Demand (MW) | -310 | 341
2 Diversification | 2026 | 60 | Net Demand (MW) | -300 | 366
2 Diversification | 2026 | 60 | Net Demand (MW) | -290 | 350
2 Diversification | 2026 | 60 | Net Demand (MW) | -280 | 366
2 Diversification | 2026 | 60 | Net Demand (MW) | -270 | 379
2 Diversification | 2026 | 60 | Net Demand (MW) | -260 | 439
2 Diversification | 2026 | 60 | Net Demand (MW) | -250 | 406
2 Diversification | 2026 | 60 | Net Demand (MW) | -240 | 423
2 Diversification | 2026 | 60 | Net Demand (MW) | -230 | 444
2 Diversification | 2026 | 60 | Net Demand (MW) | -220 | 507
2 Diversification | 2026 | 60 | Net Demand (MW) | -210 | 501
2 Diversification | 2026 | 60 | Net Demand (MW) | -200 | 555
2 Diversification | 2026 | 60 | Net Demand (MW) | -190 | 596
2 Diversification | 2026 | 60 | Net Demand (MW) | -180 | 624
2 Diversification | 2026 | 60 | Net Demand (MW) | -170 | 635
2 Diversification | 2026 | 60 | Net Demand (MW) | -160 | 725
2 Diversification | 2026 | 60 | Net Demand (MW) | -150 | 770
2 Diversification | 2026 | 60 | Net Demand (MW) | -140 | 751
2 Diversification | 2026 | 60 | Net Demand (MW) | -130 | 752
2 Diversification | 2026 | 60 | Net Demand (MW) | -120 | 774
2 Diversification | 2026 | 60 | Net Demand (MW) | -110 | 758
2 Diversification | 2026 | 60 | Net Demand (MW) | -100 | 830
2 Diversification | 2026 | 60 | Net Demand (MW) | -90 | 859
2 Diversification | 2026 | 60 | Net Demand (MW) | -80 | 934
2 Diversification | 2026 | 60 | Net Demand (MW) | -70 | 975
2 Diversification | 2026 | 60 | Net Demand (MW) | -60 | 998
2 Diversification | 2026 | 60 | Net Demand (MW) | -50 | 1015
2 Diversification | 2026 | 60 | Net Demand (MW) | -40 | 975
2 Diversification | 2026 | 60 | Net Demand (MW) | -30 | 1036
2 Diversification | 2026 | 60 | Net Demand (MW) | -20 | 974
2 Diversification | 2026 | 60 | Net Demand (MW) | -10 | 976
2 Diversification | 2026 | 60 | Net Demand (MW) | 0 | 1057
2 Diversification | 2026 | 60 | Net Demand (MW) | 10 | 1036
2 Diversification | 2026 | 60 | Net Demand (MW) | 20 | 1071
2 Diversification | 2026 | 60 | Net Demand (MW) | 30 | 1052
2 Diversification | 2026 | 60 | Net Demand (MW) | 40 | 987
2 Diversification | 2026 | 60 | Net Demand (MW) | 50 | 994
2 Diversification | 2026 | 60 | Net Demand (MW) | 60 | 978
2 Diversification | 2026 | 60 | Net Demand (MW) | 70 | 1000
2 Diversification | 2026 | 60 | Net Demand (MW) | 80 | 893
2 Diversification | 2026 | 60 | Net Demand (MW) | 90 | 861
2 Diversification | 2026 | 60 | Net Demand (MW) | 100 | 885
2 Diversification | 2026 | 60 | Net Demand (MW) | 110 | 843
2 Diversification | 2026 | 60 | Net Demand (MW) | 120 | 796
2 Diversification | 2026 | 60 | Net Demand (MW) | 130 | 715
2 Diversification | 2026 | 60 | Net Demand (MW) | 140 | 694
2 Diversification | 2026 | 60 | Net Demand (MW) | 150 | 703
2 Diversification | 2026 | 60 | Net Demand (MW) | 160 | 658
2 Diversification | 2026 | 60 | Net Demand (MW) | 170 | 593
2 Diversification | 2026 | 60 | Net Demand (MW) | 180 | 623
2 Diversification | 2026 | 60 | Net Demand (MW) | 190 | 545
2 Diversification | 2026 | 60 | Net Demand (MW) | 200 | 545
2 Diversification | 2026 | 60 | Net Demand (MW) | 210 | 475
2 Diversification | 2026 | 60 | Net Demand (MW) | 220 | 472
2 Diversification | 2026 | 60 | Net Demand (MW) | 230 | 411
2 Diversification | 2026 | 60 | Net Demand (MW) | 240 | 374
2 Diversification | 2026 | 60 | Net Demand (MW) | 250 | 404
2 Diversification | 2026 | 60 | Net Demand (MW) | 260 | 370
2 Diversification | 2026 | 60 | Net Demand (MW) | 270 | 309
2 Diversification | 2026 | 60 | Net Demand (MW) | 280 | 343
2 Diversification | 2026 | 60 | Net Demand (MW) | 290 | 281
2 Diversification | 2026 | 60 | Net Demand (MW) | 300 | 293
2 Diversification | 2026 | 60 | Net Demand (MW) | 310 | 285
2 Diversification | 2026 | 60 | Net Demand (MW) | 320 | 262
2 Diversification | 2026 | 60 | Net Demand (MW) | 330 | 265
2 Diversification | 2026 | 60 | Net Demand (MW) | 340 | 217
2 Diversification | 2026 | 60 | Net Demand (MW) | 350 | 222
2 Diversification | 2026 | 60 | Net Demand (MW) | 360 | 240
2 Diversification | 2026 | 60 | Net Demand (MW) | 370 | 195
2 Diversification | 2026 | 60 | Net Demand (MW) | 380 | 182
2 Diversification | 2026 | 60 | Net Demand (MW) | 390 | 166
2 Diversification | 2026 | 60 | Net Demand (MW) | 400 | 148
2 Diversification | 2026 | 60 | Net Demand (MW) | 410 | 177
2 Diversification | 2026 | 60 | Net Demand (MW) | 420 | 134
2 Diversification | 2026 | 60 | Net Demand (MW) | 430 | 162
2 Diversification | 2026 | 60 | Net Demand (MW) | 440 | 163
2 Diversification | 2026 | 60 | Net Demand (MW) | 450 | 123
2 Diversification | 2026 | 60 | Net Demand (MW) | 460 | 103
2 Diversification | 2026 | 60 | Net Demand (MW) | 470 | 106
2 Diversification | 2026 | 60 | Net Demand (MW) | 480 | 107
2 Diversification | 2026 | 60 | Net Demand (MW) | 490 | 100
2 Diversification | 2026 | 60 | Net Demand (MW) | 500 | 99
2 Diversification | 2026 | 60 | Net Demand (MW) | 510 | 111
2 Diversification | 2026 | 60 | Net Demand (MW) | 520 | 96
2 Diversification | 2026 | 60 | Net Demand (MW) | 530 | 92
2 Diversification | 2026 | 60 | Net Demand (MW) | 540 | 90
2 Diversification | 2026 | 60 | Net Demand (MW) | 550 | 78
2 Diversification | 2026 | 60 | Net Demand (MW) | 560 | 80
2 Diversification | 2026 | 60 | Net Demand (MW) | 570 | 72
2 Diversification | 2026 | 60 | Net Demand (MW) | 580 | 62
2 Diversification | 2026 | 60 | Net Demand (MW) | 590 | 70
2 Diversification | 2026 | 60 | Net Demand (MW) | 600 | 54
2 Diversification | 2026 | 60 | Net Demand (MW) | 610 | 59
2 Diversification | 2026 | 60 | Net Demand (MW) | 620 | 71
2 Diversification | 2026 | 60 | Net Demand (MW) | 630 | 62
2 Diversification | 2026 | 60 | Net Demand (MW) | 640 | 40
2 Diversification | 2026 | 60 | Net Demand (MW) | 650 | 50
2 Diversification | 2026 | 60 | Net Demand (MW) | 660 | 46
2 Diversification | 2026 | 60 | Net Demand (MW) | 670 | 49
2 Diversification | 2026 | 60 | Net Demand (MW) | 680 | 46
2 Diversification | 2026 | 60 | Net Demand (MW) | 690 | 44
2 Diversification | 2026 | 60 | Net Demand (MW) | 700 | 35
2 Diversification | 2026 | 60 | Net Demand (MW) | 710 | 30
2 Diversification | 2026 | 60 | Net Demand (MW) | 720 | 35
2 Diversification | 2026 | 60 | Net Demand (MW) | 730 | 34
2 Diversification | 2026 | 60 | Net Demand (MW) | 740 | 21
2 Diversification | 2026 | 60 | Net Demand (MW) | 750 | 30
2 Diversification | 2026 | 60 | Net Demand (MW) | 760 | 27
2 Diversification | 2026 | 60 | Net Demand (MW) | 770 | 29
2 Diversification | 2026 | 60 | Net Demand (MW) | 780 | 27
2 Diversification | 2026 | 60 | Net Demand (MW) | 790 | 19
2 Diversification | 2026 | 60 | Net Demand (MW) | 800 | 22
2 Diversification | 2026 | 60 | Net Demand (MW) | 810 | 18
2 Diversification | 2026 | 60 | Net Demand (MW) | 820 | 17
2 Diversification | 2026 | 60 | Net Demand (MW) | 830 | 14
2 Diversification | 2026 | 60 | Net Demand (MW) | 840 | 19
2 Diversification | 2026 | 60 | Net Demand (MW) | 850 | 8
2 Diversification | 2026 | 60 | Net Demand (MW) | 860 | 10
2 Diversification | 2026 | 60 | Net Demand (MW) | 870 | 15
2 Diversification | 2026 | 60 | Net Demand (MW) | 880 | 6
2 Diversification | 2026 | 60 | Net Demand (MW) | 890 | 4
2 Diversification | 2026 | 60 | Net Demand (MW) | 900 | 7
2 Diversification | 2026 | 60 | Net Demand (MW) | 910 | 3
2 Diversification | 2026 | 60 | Net Demand (MW) | 920 | 8
2 Diversification | 2026 | 60 | Net Demand (MW) | 930 | 7
2 Diversification | 2026 | 60 | Net Demand (MW) | 940 | 6
2 Diversification | 2026 | 60 | Net Demand (MW) | 950 | 6
2 Diversification | 2026 | 60 | Net Demand (MW) | 960 | 1
2 Diversification | 2026 | 60 | Net Demand (MW) | 970 | 4
2 Diversification | 2026 | 60 | Net Demand (MW) | 980 | 5
2 Diversification | 2026 | 60 | Net Demand (MW) | 990 | 3
2 Diversification | 2026 | 60 | Net Demand (MW) | 1000 | 2
2 Diversification | 2026 | 60 | Net Demand (MW) | 1010 | 3
2 Diversification | 2026 | 60 | Net Demand (MW) | 1020 | 2
2 Diversification | 2026 | 60 | Net Demand (MW) | 1030 | 1
2 Diversification | 2026 | 60 | Net Demand (MW) | 1040 | 2
2 Diversification | 2026 | 60 | Net Demand (MW) | 1050 | 0
2 Diversification | 2026 | 60 | Net Demand (MW) | 1060 | 1
2 Diversification | 2026 | 60 | Net Demand (MW) | 1070 | 3
2 Diversification | 2026 | 60 | Net Demand (MW) | 1080 | 1
2 Diversification | 2026 | 60 | Net Demand (MW) | 1090 | 3
2 Diversification | 2026 | 60 | Net Demand (MW) | 1100 | 0
2 Diversification | 2026 | 60 | Net Demand (MW) | 1110 | 1
2 Diversification | 2026 | 60 | Net Demand (MW) | 1120 | 2
2 Diversification | 2026 | 60 | Net Demand (MW) | 1130 | 1
2 Diversification | 2026 | 60 | Net Demand (MW) | 1140 | 0
2 Diversification | 2026 | 60 | Net Demand (MW) | 1150 | 2
2 Diversification | 2026 | 60 | Net Demand (MW) | 1160 | 0
2 Diversification | 2026 | 60 | Net Demand (MW) | 1170 | 0
2 Diversification | 2026 | 60 | Net Demand (MW) | 1180 | 0
2 Diversification | 2026 | 60 | Net Demand (MW) | 1190 | 1
2 Diversification | 2026 | 60 | Net Demand (MW) | 1200 | 0
2 Diversification | 2026 | 60 | Net Demand (MW) | 1210 | 1
2 Diversification | 2026 | 60 | Net Demand (MW) | 1220 | 0
2 Diversification | 2026 | 60 | Net Demand (MW) | 1230 | 0
2 Diversification | 2026 | 60 | Net Demand (MW) | 1240 | 2
2 Diversification | 2026 | 60 | Net Demand (MW) | 1250 | 0
2 Diversification | 2026 | 60 | Net Demand (MW) | 1260 | 2
2 Diversification | 2026 | 60 | Net Demand (MW) | 1270 | 0
2 Diversification | 2026 | 60 | Net Demand (MW) | 1280 | 2
2 Diversification | 2027 | 10 | Alberta Internal Load (MW) | -400 | 1
2 Diversification | 2027 | 10 | Alberta Internal Load (MW) | -390 | 0
2 Diversification | 2027 | 10 | Alberta Internal Load (MW) | -380 | 0
2 Diversification | 2027 | 10 | Alberta Internal Load (MW) | -370 | 0
2 Diversification | 2027 | 10 | Alberta Internal Load (MW) | -360 | 0
2 Diversification | 2027 | 10 | Alberta Internal Load (MW) | -350 | 0
2 Diversification | 2027 | 10 | Alberta Internal Load (MW) | -340 | 0
2 Diversification | 2027 | 10 | Alberta Internal Load (MW) | -330 | 0
2 Diversification | 2027 | 10 | Alberta Internal Load (MW) | -320 | 0
2 Diversification | 2027 | 10 | Alberta Internal Load (MW) | -310 | 0
2 Diversification | 2027 | 10 | Alberta Internal Load (MW) | -300 | 0
2 Diversification | 2027 | 10 | Alberta Internal Load (MW) | -290 | 0
2 Diversification | 2027 | 10 | Alberta Internal Load (MW) | -280 | 0
2 Diversification | 2027 | 10 | Alberta Internal Load (MW) | -270 | 0
2 Diversification | 2027 | 10 | Alberta Internal Load (MW) | -260 | 0
2 Diversification | 2027 | 10 | Alberta Internal Load (MW) | -250 | 0
2 Diversification | 2027 | 10 | Alberta Internal Load (MW) | -240 | 1
2 Diversification | 2027 | 10 | Alberta Internal Load (MW) | -230 | 2
2 Diversification | 2027 | 10 | Alberta Internal Load (MW) | -220 | 1
2 Diversification | 2027 | 10 | Alberta Internal Load (MW) | -210 | 0
2 Diversification | 2027 | 10 | Alberta Internal Load (MW) | -200 | 0
2 Diversification | 2027 | 10 | Alberta Internal Load (MW) | -190 | 0
2 Diversification | 2027 | 10 | Alberta Internal Load (MW) | -180 | 1
2 Diversification | 2027 | 10 | Alberta Internal Load (MW) | -170 | 3
2 Diversification | 2027 | 10 | Alberta Internal Load (MW) | -160 | 10
2 Diversification | 2027 | 10 | Alberta Internal Load (MW) | -150 | 12
2 Diversification | 2027 | 10 | Alberta Internal Load (MW) | -140 | 20
2 Diversification | 2027 | 10 | Alberta Internal Load (MW) | -130 | 53
2 Diversification | 2027 | 10 | Alberta Internal Load (MW) | -120 | 76
2 Diversification | 2027 | 10 | Alberta Internal Load (MW) | -110 | 132
2 Diversification | 2027 | 10 | Alberta Internal Load (MW) | -100 | 217
2 Diversification | 2027 | 10 | Alberta Internal Load (MW) | -90 | 381
2 Diversification | 2027 | 10 | Alberta Internal Load (MW) | -80 | 529
2 Diversification | 2027 | 10 | Alberta Internal Load (MW) | -70 | 821
2 Diversification | 2027 | 10 | Alberta Internal Load (MW) | -60 | 1305
2 Diversification | 2027 | 10 | Alberta Internal Load (MW) | -50 | 2073
2 Diversification | 2027 | 10 | Alberta Internal Load (MW) | -40 | 2878
2 Diversification | 2027 | 10 | Alberta Internal Load (MW) | -30 | 3956
2 Diversification | 2027 | 10 | Alberta Internal Load (MW) | -20 | 5255
2 Diversification | 2027 | 10 | Alberta Internal Load (MW) | -10 | 6287
2 Diversification | 2027 | 10 | Alberta Internal Load (MW) | 0 | 6736
2 Diversification | 2027 | 10 | Alberta Internal Load (MW) | 10 | 5916
2 Diversification | 2027 | 10 | Alberta Internal Load (MW) | 20 | 4557
2 Diversification | 2027 | 10 | Alberta Internal Load (MW) | 30 | 3280
2 Diversification | 2027 | 10 | Alberta Internal Load (MW) | 40 | 2303
2 Diversification | 2027 | 10 | Alberta Internal Load (MW) | 50 | 1570
2 Diversification | 2027 | 10 | Alberta Internal Load (MW) | 60 | 1162
2 Diversification | 2027 | 10 | Alberta Internal Load (MW) | 70 | 815
2 Diversification | 2027 | 10 | Alberta Internal Load (MW) | 80 | 554
2 Diversification | 2027 | 10 | Alberta Internal Load (MW) | 90 | 423
2 Diversification | 2027 | 10 | Alberta Internal Load (MW) | 100 | 356
2 Diversification | 2027 | 10 | Alberta Internal Load (MW) | 110 | 225
2 Diversification | 2027 | 10 | Alberta Internal Load (MW) | 120 | 203
2 Diversification | 2027 | 10 | Alberta Internal Load (MW) | 130 | 168
2 Diversification | 2027 | 10 | Alberta Internal Load (MW) | 140 | 107
2 Diversification | 2027 | 10 | Alberta Internal Load (MW) | 150 | 80
2 Diversification | 2027 | 10 | Alberta Internal Load (MW) | 160 | 46
2 Diversification | 2027 | 10 | Alberta Internal Load (MW) | 170 | 16
2 Diversification | 2027 | 10 | Alberta Internal Load (MW) | 180 | 11
2 Diversification | 2027 | 10 | Alberta Internal Load (MW) | 190 | 6
2 Diversification | 2027 | 10 | Alberta Internal Load (MW) | 200 | 5
2 Diversification | 2027 | 10 | Alberta Internal Load (MW) | 210 | 1
2 Diversification | 2027 | 10 | Alberta Internal Load (MW) | 220 | 1
2 Diversification | 2027 | 10 | Alberta Internal Load (MW) | 230 | 0
2 Diversification | 2027 | 10 | Alberta Internal Load (MW) | 240 | 0
2 Diversification | 2027 | 10 | Alberta Internal Load (MW) | 250 | 2
2 Diversification | 2027 | 10 | Alberta Internal Load (MW) | 260 | 0
2 Diversification | 2027 | 10 | Alberta Internal Load (MW) | 270 | 0
2 Diversification | 2027 | 10 | Alberta Internal Load (MW) | 280 | 0
2 Diversification | 2027 | 10 | Alberta Internal Load (MW) | 290 | 1
2 Diversification | 2027 | 10 | Alberta Internal Load (MW) | 300 | 1
2 Diversification | 2027 | 60 | Alberta Internal Load (MW) | -660 | 2
2 Diversification | 2027 | 60 | Alberta Internal Load (MW) | -650 | 1
2 Diversification | 2027 | 60 | Alberta Internal Load (MW) | -640 | 1
2 Diversification | 2027 | 60 | Alberta Internal Load (MW) | -630 | 2
2 Diversification | 2027 | 60 | Alberta Internal Load (MW) | -620 | 4
2 Diversification | 2027 | 60 | Alberta Internal Load (MW) | -610 | 6
2 Diversification | 2027 | 60 | Alberta Internal Load (MW) | -600 | 7
2 Diversification | 2027 | 60 | Alberta Internal Load (MW) | -590 | 10
2 Diversification | 2027 | 60 | Alberta Internal Load (MW) | -580 | 14
2 Diversification | 2027 | 60 | Alberta Internal Load (MW) | -570 | 18
2 Diversification | 2027 | 60 | Alberta Internal Load (MW) | -560 | 14
2 Diversification | 2027 | 60 | Alberta Internal Load (MW) | -550 | 38
2 Diversification | 2027 | 60 | Alberta Internal Load (MW) | -540 | 42
2 Diversification | 2027 | 60 | Alberta Internal Load (MW) | -530 | 42
2 Diversification | 2027 | 60 | Alberta Internal Load (MW) | -520 | 47
2 Diversification | 2027 | 60 | Alberta Internal Load (MW) | -510 | 83
2 Diversification | 2027 | 60 | Alberta Internal Load (MW) | -500 | 77
2 Diversification | 2027 | 60 | Alberta Internal Load (MW) | -490 | 76
2 Diversification | 2027 | 60 | Alberta Internal Load (MW) | -480 | 75
2 Diversification | 2027 | 60 | Alberta Internal Load (MW) | -470 | 81
2 Diversification | 2027 | 60 | Alberta Internal Load (MW) | -460 | 77
2 Diversification | 2027 | 60 | Alberta Internal Load (MW) | -450 | 89
2 Diversification | 2027 | 60 | Alberta Internal Load (MW) | -440 | 111
2 Diversification | 2027 | 60 | Alberta Internal Load (MW) | -430 | 92
2 Diversification | 2027 | 60 | Alberta Internal Load (MW) | -420 | 102
2 Diversification | 2027 | 60 | Alberta Internal Load (MW) | -410 | 107
2 Diversification | 2027 | 60 | Alberta Internal Load (MW) | -400 | 105
2 Diversification | 2027 | 60 | Alberta Internal Load (MW) | -390 | 121
2 Diversification | 2027 | 60 | Alberta Internal Load (MW) | -380 | 103
2 Diversification | 2027 | 60 | Alberta Internal Load (MW) | -370 | 152
2 Diversification | 2027 | 60 | Alberta Internal Load (MW) | -360 | 171
2 Diversification | 2027 | 60 | Alberta Internal Load (MW) | -350 | 176
2 Diversification | 2027 | 60 | Alberta Internal Load (MW) | -340 | 218
2 Diversification | 2027 | 60 | Alberta Internal Load (MW) | -330 | 237
2 Diversification | 2027 | 60 | Alberta Internal Load (MW) | -320 | 271
2 Diversification | 2027 | 60 | Alberta Internal Load (MW) | -310 | 271
2 Diversification | 2027 | 60 | Alberta Internal Load (MW) | -300 | 297
2 Diversification | 2027 | 60 | Alberta Internal Load (MW) | -290 | 322
2 Diversification | 2027 | 60 | Alberta Internal Load (MW) | -280 | 310
2 Diversification | 2027 | 60 | Alberta Internal Load (MW) | -270 | 332
2 Diversification | 2027 | 60 | Alberta Internal Load (MW) | -260 | 361
2 Diversification | 2027 | 60 | Alberta Internal Load (MW) | -250 | 398
2 Diversification | 2027 | 60 | Alberta Internal Load (MW) | -240 | 381
2 Diversification | 2027 | 60 | Alberta Internal Load (MW) | -230 | 438
2 Diversification | 2027 | 60 | Alberta Internal Load (MW) | -220 | 439
2 Diversification | 2027 | 60 | Alberta Internal Load (MW) | -210 | 506
2 Diversification | 2027 | 60 | Alberta Internal Load (MW) | -200 | 502
2 Diversification | 2027 | 60 | Alberta Internal Load (MW) | -190 | 583
2 Diversification | 2027 | 60 | Alberta Internal Load (MW) | -180 | 581
2 Diversification | 2027 | 60 | Alberta Internal Load (MW) | -170 | 577
2 Diversification | 2027 | 60 | Alberta Internal Load (MW) | -160 | 676
2 Diversification | 2027 | 60 | Alberta Internal Load (MW) | -150 | 672
2 Diversification | 2027 | 60 | Alberta Internal Load (MW) | -140 | 772
2 Diversification | 2027 | 60 | Alberta Internal Load (MW) | -130 | 754
2 Diversification | 2027 | 60 | Alberta Internal Load (MW) | -120 | 797
2 Diversification | 2027 | 60 | Alberta Internal Load (MW) | -110 | 890
2 Diversification | 2027 | 60 | Alberta Internal Load (MW) | -100 | 978
2 Diversification | 2027 | 60 | Alberta Internal Load (MW) | -90 | 1003
2 Diversification | 2027 | 60 | Alberta Internal Load (MW) | -80 | 1130
2 Diversification | 2027 | 60 | Alberta Internal Load (MW) | -70 | 1252
2 Diversification | 2027 | 60 | Alberta Internal Load (MW) | -60 | 1321
2 Diversification | 2027 | 60 | Alberta Internal Load (MW) | -50 | 1434
2 Diversification | 2027 | 60 | Alberta Internal Load (MW) | -40 | 1521
2 Diversification | 2027 | 60 | Alberta Internal Load (MW) | -30 | 1542
2 Diversification | 2027 | 60 | Alberta Internal Load (MW) | -20 | 1642
2 Diversification | 2027 | 60 | Alberta Internal Load (MW) | -10 | 1664
2 Diversification | 2027 | 60 | Alberta Internal Load (MW) | 0 | 1558
2 Diversification | 2027 | 60 | Alberta Internal Load (MW) | 10 | 1592
2 Diversification | 2027 | 60 | Alberta Internal Load (MW) | 20 | 1489
2 Diversification | 2027 | 60 | Alberta Internal Load (MW) | 30 | 1409
2 Diversification | 2027 | 60 | Alberta Internal Load (MW) | 40 | 1329
2 Diversification | 2027 | 60 | Alberta Internal Load (MW) | 50 | 1248
2 Diversification | 2027 | 60 | Alberta Internal Load (MW) | 60 | 1061
2 Diversification | 2027 | 60 | Alberta Internal Load (MW) | 70 | 1025
2 Diversification | 2027 | 60 | Alberta Internal Load (MW) | 80 | 894
2 Diversification | 2027 | 60 | Alberta Internal Load (MW) | 90 | 809
2 Diversification | 2027 | 60 | Alberta Internal Load (MW) | 100 | 773
2 Diversification | 2027 | 60 | Alberta Internal Load (MW) | 110 | 720
2 Diversification | 2027 | 60 | Alberta Internal Load (MW) | 120 | 679
2 Diversification | 2027 | 60 | Alberta Internal Load (MW) | 130 | 608
2 Diversification | 2027 | 60 | Alberta Internal Load (MW) | 140 | 577
2 Diversification | 2027 | 60 | Alberta Internal Load (MW) | 150 | 529
2 Diversification | 2027 | 60 | Alberta Internal Load (MW) | 160 | 502
2 Diversification | 2027 | 60 | Alberta Internal Load (MW) | 170 | 470
2 Diversification | 2027 | 60 | Alberta Internal Load (MW) | 180 | 447
2 Diversification | 2027 | 60 | Alberta Internal Load (MW) | 190 | 462
2 Diversification | 2027 | 60 | Alberta Internal Load (MW) | 200 | 419
2 Diversification | 2027 | 60 | Alberta Internal Load (MW) | 210 | 395
2 Diversification | 2027 | 60 | Alberta Internal Load (MW) | 220 | 367
2 Diversification | 2027 | 60 | Alberta Internal Load (MW) | 230 | 335
2 Diversification | 2027 | 60 | Alberta Internal Load (MW) | 240 | 326
2 Diversification | 2027 | 60 | Alberta Internal Load (MW) | 250 | 285
2 Diversification | 2027 | 60 | Alberta Internal Load (MW) | 260 | 299
2 Diversification | 2027 | 60 | Alberta Internal Load (MW) | 270 | 304
2 Diversification | 2027 | 60 | Alberta Internal Load (MW) | 280 | 260
2 Diversification | 2027 | 60 | Alberta Internal Load (MW) | 290 | 232
2 Diversification | 2027 | 60 | Alberta Internal Load (MW) | 300 | 255
2 Diversification | 2027 | 60 | Alberta Internal Load (MW) | 310 | 215
2 Diversification | 2027 | 60 | Alberta Internal Load (MW) | 320 | 221
2 Diversification | 2027 | 60 | Alberta Internal Load (MW) | 330 | 203
2 Diversification | 2027 | 60 | Alberta Internal Load (MW) | 340 | 170
2 Diversification | 2027 | 60 | Alberta Internal Load (MW) | 350 | 169
2 Diversification | 2027 | 60 | Alberta Internal Load (MW) | 360 | 174
2 Diversification | 2027 | 60 | Alberta Internal Load (MW) | 370 | 166
2 Diversification | 2027 | 60 | Alberta Internal Load (MW) | 380 | 162
2 Diversification | 2027 | 60 | Alberta Internal Load (MW) | 390 | 158
2 Diversification | 2027 | 60 | Alberta Internal Load (MW) | 400 | 144
2 Diversification | 2027 | 60 | Alberta Internal Load (MW) | 410 | 118
2 Diversification | 2027 | 60 | Alberta Internal Load (MW) | 420 | 114
2 Diversification | 2027 | 60 | Alberta Internal Load (MW) | 430 | 108
2 Diversification | 2027 | 60 | Alberta Internal Load (MW) | 440 | 99
2 Diversification | 2027 | 60 | Alberta Internal Load (MW) | 450 | 103
2 Diversification | 2027 | 60 | Alberta Internal Load (MW) | 460 | 92
2 Diversification | 2027 | 60 | Alberta Internal Load (MW) | 470 | 73
2 Diversification | 2027 | 60 | Alberta Internal Load (MW) | 480 | 62
2 Diversification | 2027 | 60 | Alberta Internal Load (MW) | 490 | 73
2 Diversification | 2027 | 60 | Alberta Internal Load (MW) | 500 | 67
2 Diversification | 2027 | 60 | Alberta Internal Load (MW) | 510 | 63
2 Diversification | 2027 | 60 | Alberta Internal Load (MW) | 520 | 56
2 Diversification | 2027 | 60 | Alberta Internal Load (MW) | 530 | 42
2 Diversification | 2027 | 60 | Alberta Internal Load (MW) | 540 | 51
2 Diversification | 2027 | 60 | Alberta Internal Load (MW) | 550 | 48
2 Diversification | 2027 | 60 | Alberta Internal Load (MW) | 560 | 46
2 Diversification | 2027 | 60 | Alberta Internal Load (MW) | 570 | 41
2 Diversification | 2027 | 60 | Alberta Internal Load (MW) | 580 | 56
2 Diversification | 2027 | 60 | Alberta Internal Load (MW) | 590 | 32
2 Diversification | 2027 | 60 | Alberta Internal Load (MW) | 600 | 39
2 Diversification | 2027 | 60 | Alberta Internal Load (MW) | 610 | 38
2 Diversification | 2027 | 60 | Alberta Internal Load (MW) | 620 | 42
2 Diversification | 2027 | 60 | Alberta Internal Load (MW) | 630 | 50
2 Diversification | 2027 | 60 | Alberta Internal Load (MW) | 640 | 47
2 Diversification | 2027 | 60 | Alberta Internal Load (MW) | 650 | 47
2 Diversification | 2027 | 60 | Alberta Internal Load (MW) | 660 | 42
2 Diversification | 2027 | 60 | Alberta Internal Load (MW) | 670 | 31
2 Diversification | 2027 | 60 | Alberta Internal Load (MW) | 680 | 34
2 Diversification | 2027 | 60 | Alberta Internal Load (MW) | 690 | 40
2 Diversification | 2027 | 60 | Alberta Internal Load (MW) | 700 | 39
2 Diversification | 2027 | 60 | Alberta Internal Load (MW) | 710 | 28
2 Diversification | 2027 | 60 | Alberta Internal Load (MW) | 720 | 42
2 Diversification | 2027 | 60 | Alberta Internal Load (MW) | 730 | 19
2 Diversification | 2027 | 60 | Alberta Internal Load (MW) | 740 | 26
2 Diversification | 2027 | 60 | Alberta Internal Load (MW) | 750 | 23
2 Diversification | 2027 | 60 | Alberta Internal Load (MW) | 760 | 14
2 Diversification | 2027 | 60 | Alberta Internal Load (MW) | 770 | 11
2 Diversification | 2027 | 60 | Alberta Internal Load (MW) | 780 | 12
2 Diversification | 2027 | 60 | Alberta Internal Load (MW) | 790 | 9
2 Diversification | 2027 | 60 | Alberta Internal Load (MW) | 800 | 9
2 Diversification | 2027 | 60 | Alberta Internal Load (MW) | 810 | 6
2 Diversification | 2027 | 60 | Alberta Internal Load (MW) | 820 | 1
2 Diversification | 2027 | 60 | Alberta Internal Load (MW) | 830 | 2
2 Diversification | 2027 | 60 | Alberta Internal Load (MW) | 840 | 1
2 Diversification | 2027 | 10 | Variable Generation (MW) | -280 | 1
2 Diversification | 2027 | 10 | Variable Generation (MW) | -270 | 0
2 Diversification | 2027 | 10 | Variable Generation (MW) | -260 | 0
2 Diversification | 2027 | 10 | Variable Generation (MW) | -250 | 0
2 Diversification | 2027 | 10 | Variable Generation (MW) | -240 | 1
2 Diversification | 2027 | 10 | Variable Generation (MW) | -230 | 2
2 Diversification | 2027 | 10 | Variable Generation (MW) | -220 | 1
2 Diversification | 2027 | 10 | Variable Generation (MW) | -210 | 2
2 Diversification | 2027 | 10 | Variable Generation (MW) | -200 | 4
2 Diversification | 2027 | 10 | Variable Generation (MW) | -190 | 5
2 Diversification | 2027 | 10 | Variable Generation (MW) | -180 | 5
2 Diversification | 2027 | 10 | Variable Generation (MW) | -170 | 5
2 Diversification | 2027 | 10 | Variable Generation (MW) | -160 | 12
2 Diversification | 2027 | 10 | Variable Generation (MW) | -150 | 9
2 Diversification | 2027 | 10 | Variable Generation (MW) | -140 | 36
2 Diversification | 2027 | 10 | Variable Generation (MW) | -130 | 38
2 Diversification | 2027 | 10 | Variable Generation (MW) | -120 | 57
2 Diversification | 2027 | 10 | Variable Generation (MW) | -110 | 102
2 Diversification | 2027 | 10 | Variable Generation (MW) | -100 | 160
2 Diversification | 2027 | 10 | Variable Generation (MW) | -90 | 237
2 Diversification | 2027 | 10 | Variable Generation (MW) | -80 | 379
2 Diversification | 2027 | 10 | Variable Generation (MW) | -70 | 571
2 Diversification | 2027 | 10 | Variable Generation (MW) | -60 | 933
2 Diversification | 2027 | 10 | Variable Generation (MW) | -50 | 1401
2 Diversification | 2027 | 10 | Variable Generation (MW) | -40 | 2353
2 Diversification | 2027 | 10 | Variable Generation (MW) | -30 | 3702
2 Diversification | 2027 | 10 | Variable Generation (MW) | -20 | 5114
2 Diversification | 2027 | 10 | Variable Generation (MW) | -10 | 6877
2 Diversification | 2027 | 10 | Variable Generation (MW) | 0 | 8456
2 Diversification | 2027 | 10 | Variable Generation (MW) | 10 | 7054
2 Diversification | 2027 | 10 | Variable Generation (MW) | 20 | 5261
2 Diversification | 2027 | 10 | Variable Generation (MW) | 30 | 3626
2 Diversification | 2027 | 10 | Variable Generation (MW) | 40 | 2118
2 Diversification | 2027 | 10 | Variable Generation (MW) | 50 | 1424
2 Diversification | 2027 | 10 | Variable Generation (MW) | 60 | 938
2 Diversification | 2027 | 10 | Variable Generation (MW) | 70 | 585
2 Diversification | 2027 | 10 | Variable Generation (MW) | 80 | 386
2 Diversification | 2027 | 10 | Variable Generation (MW) | 90 | 218
2 Diversification | 2027 | 10 | Variable Generation (MW) | 100 | 150
2 Diversification | 2027 | 10 | Variable Generation (MW) | 110 | 112
2 Diversification | 2027 | 10 | Variable Generation (MW) | 120 | 67
2 Diversification | 2027 | 10 | Variable Generation (MW) | 130 | 46
2 Diversification | 2027 | 10 | Variable Generation (MW) | 140 | 36
2 Diversification | 2027 | 10 | Variable Generation (MW) | 150 | 18
2 Diversification | 2027 | 10 | Variable Generation (MW) | 160 | 8
2 Diversification | 2027 | 10 | Variable Generation (MW) | 170 | 18
2 Diversification | 2027 | 10 | Variable Generation (MW) | 180 | 11
2 Diversification | 2027 | 10 | Variable Generation (MW) | 190 | 5
2 Diversification | 2027 | 10 | Variable Generation (MW) | 200 | 4
2 Diversification | 2027 | 10 | Variable Generation (MW) | 210 | 2
2 Diversification | 2027 | 10 | Variable Generation (MW) | 220 | 1
2 Diversification | 2027 | 10 | Variable Generation (MW) | 230 | 3
2 Diversification | 2027 | 10 | Variable Generation (MW) | 240 | 1
2 Diversification | 2027 | 10 | Variable Generation (MW) | 250 | 2
2 Diversification | 2027 | 10 | Variable Generation (MW) | 260 | 0
2 Diversification | 2027 | 10 | Variable Generation (MW) | 270 | 0
2 Diversification | 2027 | 10 | Variable Generation (MW) | 280 | 0
2 Diversification | 2027 | 10 | Variable Generation (MW) | 290 | 0
2 Diversification | 2027 | 10 | Variable Generation (MW) | 300 | 1
2 Diversification | 2027 | 10 | Variable Generation (MW) | 310 | 0
2 Diversification | 2027 | 10 | Variable Generation (MW) | 320 | 0
2 Diversification | 2027 | 10 | Variable Generation (MW) | 330 | 1
2 Diversification | 2027 | 60 | Variable Generation (MW) | -1070 | 1
2 Diversification | 2027 | 60 | Variable Generation (MW) | -1060 | 0
2 Diversification | 2027 | 60 | Variable Generation (MW) | -1050 | 1
2 Diversification | 2027 | 60 | Variable Generation (MW) | -1040 | 0
2 Diversification | 2027 | 60 | Variable Generation (MW) | -1030 | 0
2 Diversification | 2027 | 60 | Variable Generation (MW) | -1020 | 0
2 Diversification | 2027 | 60 | Variable Generation (MW) | -1010 | 0
2 Diversification | 2027 | 60 | Variable Generation (MW) | -1000 | 3
2 Diversification | 2027 | 60 | Variable Generation (MW) | -990 | 0
2 Diversification | 2027 | 60 | Variable Generation (MW) | -980 | 0
2 Diversification | 2027 | 60 | Variable Generation (MW) | -970 | 1
2 Diversification | 2027 | 60 | Variable Generation (MW) | -960 | 0
2 Diversification | 2027 | 60 | Variable Generation (MW) | -950 | 0
2 Diversification | 2027 | 60 | Variable Generation (MW) | -940 | 0
2 Diversification | 2027 | 60 | Variable Generation (MW) | -930 | 0
2 Diversification | 2027 | 60 | Variable Generation (MW) | -920 | 0
2 Diversification | 2027 | 60 | Variable Generation (MW) | -910 | 0
2 Diversification | 2027 | 60 | Variable Generation (MW) | -900 | 1
2 Diversification | 2027 | 60 | Variable Generation (MW) | -890 | 1
2 Diversification | 2027 | 60 | Variable Generation (MW) | -880 | 0
2 Diversification | 2027 | 60 | Variable Generation (MW) | -870 | 0
2 Diversification | 2027 | 60 | Variable Generation (MW) | -860 | 1
2 Diversification | 2027 | 60 | Variable Generation (MW) | -850 | 1
2 Diversification | 2027 | 60 | Variable Generation (MW) | -840 | 0
2 Diversification | 2027 | 60 | Variable Generation (MW) | -830 | 1
2 Diversification | 2027 | 60 | Variable Generation (MW) | -820 | 2
2 Diversification | 2027 | 60 | Variable Generation (MW) | -810 | 0
2 Diversification | 2027 | 60 | Variable Generation (MW) | -800 | 0
2 Diversification | 2027 | 60 | Variable Generation (MW) | -790 | 0
2 Diversification | 2027 | 60 | Variable Generation (MW) | -780 | 0
2 Diversification | 2027 | 60 | Variable Generation (MW) | -770 | 3
2 Diversification | 2027 | 60 | Variable Generation (MW) | -760 | 0
2 Diversification | 2027 | 60 | Variable Generation (MW) | -750 | 2
2 Diversification | 2027 | 60 | Variable Generation (MW) | -740 | 0
2 Diversification | 2027 | 60 | Variable Generation (MW) | -730 | 1
2 Diversification | 2027 | 60 | Variable Generation (MW) | -720 | 3
2 Diversification | 2027 | 60 | Variable Generation (MW) | -710 | 7
2 Diversification | 2027 | 60 | Variable Generation (MW) | -700 | 4
2 Diversification | 2027 | 60 | Variable Generation (MW) | -690 | 4
2 Diversification | 2027 | 60 | Variable Generation (MW) | -680 | 6
2 Diversification | 2027 | 60 | Variable Generation (MW) | -670 | 12
2 Diversification | 2027 | 60 | Variable Generation (MW) | -660 | 4
2 Diversification | 2027 | 60 | Variable Generation (MW) | -650 | 6
2 Diversification | 2027 | 60 | Variable Generation (MW) | -640 | 4
2 Diversification | 2027 | 60 | Variable Generation (MW) | -630 | 4
2 Diversification | 2027 | 60 | Variable Generation (MW) | -620 | 8
2 Diversification | 2027 | 60 | Variable Generation (MW) | -610 | 8
2 Diversification | 2027 | 60 | Variable Generation (MW) | -600 | 7
2 Diversification | 2027 | 60 | Variable Generation (MW) | -590 | 8
2 Diversification | 2027 | 60 | Variable Generation (MW) | -580 | 5
2 Diversification | 2027 | 60 | Variable Generation (MW) | -570 | 9
2 Diversification | 2027 | 60 | Variable Generation (MW) | -560 | 10
2 Diversification | 2027 | 60 | Variable Generation (MW) | -550 | 17
2 Diversification | 2027 | 60 | Variable Generation (MW) | -540 | 22
2 Diversification | 2027 | 60 | Variable Generation (MW) | -530 | 25
2 Diversification | 2027 | 60 | Variable Generation (MW) | -520 | 27
2 Diversification | 2027 | 60 | Variable Generation (MW) | -510 | 29
2 Diversification | 2027 | 60 | Variable Generation (MW) | -500 | 32
2 Diversification | 2027 | 60 | Variable Generation (MW) | -490 | 28
2 Diversification | 2027 | 60 | Variable Generation (MW) | -480 | 42
2 Diversification | 2027 | 60 | Variable Generation (MW) | -470 | 42
2 Diversification | 2027 | 60 | Variable Generation (MW) | -460 | 36
2 Diversification | 2027 | 60 | Variable Generation (MW) | -450 | 46
2 Diversification | 2027 | 60 | Variable Generation (MW) | -440 | 40
2 Diversification | 2027 | 60 | Variable Generation (MW) | -430 | 68
2 Diversification | 2027 | 60 | Variable Generation (MW) | -420 | 68
2 Diversification | 2027 | 60 | Variable Generation (MW) | -410 | 61
2 Diversification | 2027 | 60 | Variable Generation (MW) | -400 | 72
2 Diversification | 2027 | 60 | Variable Generation (MW) | -390 | 82
2 Diversification | 2027 | 60 | Variable Generation (MW) | -380 | 107
2 Diversification | 2027 | 60 | Variable Generation (MW) | -370 | 105
2 Diversification | 2027 | 60 | Variable Generation (MW) | -360 | 100
2 Diversification | 2027 | 60 | Variable Generation (MW) | -350 | 124
2 Diversification | 2027 | 60 | Variable Generation (MW) | -340 | 128
2 Diversification | 2027 | 60 | Variable Generation (MW) | -330 | 140
2 Diversification | 2027 | 60 | Variable Generation (MW) | -320 | 150
2 Diversification | 2027 | 60 | Variable Generation (MW) | -310 | 172
2 Diversification | 2027 | 60 | Variable Generation (MW) | -300 | 195
2 Diversification | 2027 | 60 | Variable Generation (MW) | -290 | 199
2 Diversification | 2027 | 60 | Variable Generation (MW) | -280 | 244
2 Diversification | 2027 | 60 | Variable Generation (MW) | -270 | 255
2 Diversification | 2027 | 60 | Variable Generation (MW) | -260 | 305
2 Diversification | 2027 | 60 | Variable Generation (MW) | -250 | 330
2 Diversification | 2027 | 60 | Variable Generation (MW) | -240 | 336
2 Diversification | 2027 | 60 | Variable Generation (MW) | -230 | 376
2 Diversification | 2027 | 60 | Variable Generation (MW) | -220 | 380
2 Diversification | 2027 | 60 | Variable Generation (MW) | -210 | 425
2 Diversification | 2027 | 60 | Variable Generation (MW) | -200 | 485
2 Diversification | 2027 | 60 | Variable Generation (MW) | -190 | 517
2 Diversification | 2027 | 60 | Variable Generation (MW) | -180 | 577
2 Diversification | 2027 | 60 | Variable Generation (MW) | -170 | 638
2 Diversification | 2027 | 60 | Variable Generation (MW) | -160 | 723
2 Diversification | 2027 | 60 | Variable Generation (MW) | -150 | 754
2 Diversification | 2027 | 60 | Variable Generation (MW) | -140 | 742
2 Diversification | 2027 | 60 | Variable Generation (MW) | -130 | 860
2 Diversification | 2027 | 60 | Variable Generation (MW) | -120 | 887
2 Diversification | 2027 | 60 | Variable Generation (MW) | -110 | 905
2 Diversification | 2027 | 60 | Variable Generation (MW) | -100 | 1044
2 Diversification | 2027 | 60 | Variable Generation (MW) | -90 | 1058
2 Diversification | 2027 | 60 | Variable Generation (MW) | -80 | 1159
2 Diversification | 2027 | 60 | Variable Generation (MW) | -70 | 1205
2 Diversification | 2027 | 60 | Variable Generation (MW) | -60 | 1341
2 Diversification | 2027 | 60 | Variable Generation (MW) | -50 | 1368
2 Diversification | 2027 | 60 | Variable Generation (MW) | -40 | 1446
2 Diversification | 2027 | 60 | Variable Generation (MW) | -30 | 1482
2 Diversification | 2027 | 60 | Variable Generation (MW) | -20 | 1562
2 Diversification | 2027 | 60 | Variable Generation (MW) | -10 | 1599
2 Diversification | 2027 | 60 | Variable Generation (MW) | 0 | 1727
2 Diversification | 2027 | 60 | Variable Generation (MW) | 10 | 1728
2 Diversification | 2027 | 60 | Variable Generation (MW) | 20 | 1684
2 Diversification | 2027 | 60 | Variable Generation (MW) | 30 | 1575
2 Diversification | 2027 | 60 | Variable Generation (MW) | 40 | 1403
2 Diversification | 2027 | 60 | Variable Generation (MW) | 50 | 1408
2 Diversification | 2027 | 60 | Variable Generation (MW) | 60 | 1282
2 Diversification | 2027 | 60 | Variable Generation (MW) | 70 | 1263
2 Diversification | 2027 | 60 | Variable Generation (MW) | 80 | 1111
2 Diversification | 2027 | 60 | Variable Generation (MW) | 90 | 1052
2 Diversification | 2027 | 60 | Variable Generation (MW) | 100 | 996
2 Diversification | 2027 | 60 | Variable Generation (MW) | 110 | 923
2 Diversification | 2027 | 60 | Variable Generation (MW) | 120 | 904
2 Diversification | 2027 | 60 | Variable Generation (MW) | 130 | 873
2 Diversification | 2027 | 60 | Variable Generation (MW) | 140 | 798
2 Diversification | 2027 | 60 | Variable Generation (MW) | 150 | 723
2 Diversification | 2027 | 60 | Variable Generation (MW) | 160 | 732
2 Diversification | 2027 | 60 | Variable Generation (MW) | 170 | 662
2 Diversification | 2027 | 60 | Variable Generation (MW) | 180 | 644
2 Diversification | 2027 | 60 | Variable Generation (MW) | 190 | 537
2 Diversification | 2027 | 60 | Variable Generation (MW) | 200 | 505
2 Diversification | 2027 | 60 | Variable Generation (MW) | 210 | 469
2 Diversification | 2027 | 60 | Variable Generation (MW) | 220 | 382
2 Diversification | 2027 | 60 | Variable Generation (MW) | 230 | 334
2 Diversification | 2027 | 60 | Variable Generation (MW) | 240 | 334
2 Diversification | 2027 | 60 | Variable Generation (MW) | 250 | 264
2 Diversification | 2027 | 60 | Variable Generation (MW) | 260 | 261
2 Diversification | 2027 | 60 | Variable Generation (MW) | 270 | 244
2 Diversification | 2027 | 60 | Variable Generation (MW) | 280 | 225
2 Diversification | 2027 | 60 | Variable Generation (MW) | 290 | 184
2 Diversification | 2027 | 60 | Variable Generation (MW) | 300 | 180
2 Diversification | 2027 | 60 | Variable Generation (MW) | 310 | 141
2 Diversification | 2027 | 60 | Variable Generation (MW) | 320 | 143
2 Diversification | 2027 | 60 | Variable Generation (MW) | 330 | 134
2 Diversification | 2027 | 60 | Variable Generation (MW) | 340 | 110
2 Diversification | 2027 | 60 | Variable Generation (MW) | 350 | 121
2 Diversification | 2027 | 60 | Variable Generation (MW) | 360 | 99
2 Diversification | 2027 | 60 | Variable Generation (MW) | 370 | 103
2 Diversification | 2027 | 60 | Variable Generation (MW) | 380 | 78
2 Diversification | 2027 | 60 | Variable Generation (MW) | 390 | 79
2 Diversification | 2027 | 60 | Variable Generation (MW) | 400 | 77
2 Diversification | 2027 | 60 | Variable Generation (MW) | 410 | 58
2 Diversification | 2027 | 60 | Variable Generation (MW) | 420 | 60
2 Diversification | 2027 | 60 | Variable Generation (MW) | 430 | 40
2 Diversification | 2027 | 60 | Variable Generation (MW) | 440 | 55
2 Diversification | 2027 | 60 | Variable Generation (MW) | 450 | 38
2 Diversification | 2027 | 60 | Variable Generation (MW) | 460 | 35
2 Diversification | 2027 | 60 | Variable Generation (MW) | 470 | 36
2 Diversification | 2027 | 60 | Variable Generation (MW) | 480 | 30
2 Diversification | 2027 | 60 | Variable Generation (MW) | 490 | 47
2 Diversification | 2027 | 60 | Variable Generation (MW) | 500 | 43
2 Diversification | 2027 | 60 | Variable Generation (MW) | 510 | 35
2 Diversification | 2027 | 60 | Variable Generation (MW) | 520 | 34
2 Diversification | 2027 | 60 | Variable Generation (MW) | 530 | 22
2 Diversification | 2027 | 60 | Variable Generation (MW) | 540 | 21
2 Diversification | 2027 | 60 | Variable Generation (MW) | 550 | 20
2 Diversification | 2027 | 60 | Variable Generation (MW) | 560 | 11
2 Diversification | 2027 | 60 | Variable Generation (MW) | 570 | 15
2 Diversification | 2027 | 60 | Variable Generation (MW) | 580 | 13
2 Diversification | 2027 | 60 | Variable Generation (MW) | 590 | 22
2 Diversification | 2027 | 60 | Variable Generation (MW) | 600 | 13
2 Diversification | 2027 | 60 | Variable Generation (MW) | 610 | 6
2 Diversification | 2027 | 60 | Variable Generation (MW) | 620 | 16
2 Diversification | 2027 | 60 | Variable Generation (MW) | 630 | 12
2 Diversification | 2027 | 60 | Variable Generation (MW) | 640 | 11
2 Diversification | 2027 | 60 | Variable Generation (MW) | 650 | 8
2 Diversification | 2027 | 60 | Variable Generation (MW) | 660 | 5
2 Diversification | 2027 | 60 | Variable Generation (MW) | 670 | 2
2 Diversification | 2027 | 60 | Variable Generation (MW) | 680 | 6
2 Diversification | 2027 | 60 | Variable Generation (MW) | 690 | 3
2 Diversification | 2027 | 60 | Variable Generation (MW) | 700 | 4
2 Diversification | 2027 | 60 | Variable Generation (MW) | 710 | 2
2 Diversification | 2027 | 60 | Variable Generation (MW) | 720 | 6
2 Diversification | 2027 | 60 | Variable Generation (MW) | 730 | 4
2 Diversification | 2027 | 60 | Variable Generation (MW) | 740 | 1
2 Diversification | 2027 | 60 | Variable Generation (MW) | 750 | 2
2 Diversification | 2027 | 60 | Variable Generation (MW) | 760 | 1
2 Diversification | 2027 | 60 | Variable Generation (MW) | 770 | 4
2 Diversification | 2027 | 60 | Variable Generation (MW) | 780 | 4
2 Diversification | 2027 | 60 | Variable Generation (MW) | 790 | 0
2 Diversification | 2027 | 60 | Variable Generation (MW) | 800 | 1
2 Diversification | 2027 | 60 | Variable Generation (MW) | 810 | 0
2 Diversification | 2027 | 60 | Variable Generation (MW) | 820 | 2
2 Diversification | 2027 | 60 | Variable Generation (MW) | 830 | 2
2 Diversification | 2027 | 60 | Variable Generation (MW) | 840 | 1
2 Diversification | 2027 | 60 | Variable Generation (MW) | 850 | 4
2 Diversification | 2027 | 60 | Variable Generation (MW) | 860 | 4
2 Diversification | 2027 | 60 | Variable Generation (MW) | 870 | 0
2 Diversification | 2027 | 60 | Variable Generation (MW) | 880 | 2
2 Diversification | 2027 | 60 | Variable Generation (MW) | 890 | 0
2 Diversification | 2027 | 60 | Variable Generation (MW) | 900 | 1
2 Diversification | 2027 | 60 | Variable Generation (MW) | 910 | 0
2 Diversification | 2027 | 60 | Variable Generation (MW) | 920 | 0
2 Diversification | 2027 | 60 | Variable Generation (MW) | 930 | 0
2 Diversification | 2027 | 60 | Variable Generation (MW) | 940 | 0
2 Diversification | 2027 | 60 | Variable Generation (MW) | 950 | 1
2 Diversification | 2027 | 60 | Variable Generation (MW) | 960 | 2
2 Diversification | 2027 | 60 | Variable Generation (MW) | 970 | 1
2 Diversification | 2027 | 60 | Variable Generation (MW) | 980 | 2
2 Diversification | 2027 | 60 | Variable Generation (MW) | 990 | 2
2 Diversification | 2027 | 60 | Variable Generation (MW) | 1000 | 1
2 Diversification | 2027 | 60 | Variable Generation (MW) | 1010 | 0
2 Diversification | 2027 | 60 | Variable Generation (MW) | 1020 | 0
2 Diversification | 2027 | 60 | Variable Generation (MW) | 1030 | 2
2 Diversification | 2027 | 60 | Variable Generation (MW) | 1040 | 1
2 Diversification | 2027 | 10 | Net Demand (MW) | -440 | 1
2 Diversification | 2027 | 10 | Net Demand (MW) | -430 | 0
2 Diversification | 2027 | 10 | Net Demand (MW) | -420 | 0
2 Diversification | 2027 | 10 | Net Demand (MW) | -410 | 0
2 Diversification | 2027 | 10 | Net Demand (MW) | -400 | 0
2 Diversification | 2027 | 10 | Net Demand (MW) | -390 | 0
2 Diversification | 2027 | 10 | Net Demand (MW) | -380 | 0
2 Diversification | 2027 | 10 | Net Demand (MW) | -370 | 0
2 Diversification | 2027 | 10 | Net Demand (MW) | -360 | 0
2 Diversification | 2027 | 10 | Net Demand (MW) | -350 | 0
2 Diversification | 2027 | 10 | Net Demand (MW) | -340 | 1
2 Diversification | 2027 | 10 | Net Demand (MW) | -330 | 0
2 Diversification | 2027 | 10 | Net Demand (MW) | -320 | 0
2 Diversification | 2027 | 10 | Net Demand (MW) | -310 | 1
2 Diversification | 2027 | 10 | Net Demand (MW) | -300 | 1
2 Diversification | 2027 | 10 | Net Demand (MW) | -290 | 1
2 Diversification | 2027 | 10 | Net Demand (MW) | -280 | 1
2 Diversification | 2027 | 10 | Net Demand (MW) | -270 | 2
2 Diversification | 2027 | 10 | Net Demand (MW) | -260 | 0
2 Diversification | 2027 | 10 | Net Demand (MW) | -250 | 6
2 Diversification | 2027 | 10 | Net Demand (MW) | -240 | 3
2 Diversification | 2027 | 10 | Net Demand (MW) | -230 | 5
2 Diversification | 2027 | 10 | Net Demand (MW) | -220 | 7
2 Diversification | 2027 | 10 | Net Demand (MW) | -210 | 11
2 Diversification | 2027 | 10 | Net Demand (MW) | -200 | 10
2 Diversification | 2027 | 10 | Net Demand (MW) | -190 | 12
2 Diversification | 2027 | 10 | Net Demand (MW) | -180 | 18
2 Diversification | 2027 | 10 | Net Demand (MW) | -170 | 35
2 Diversification | 2027 | 10 | Net Demand (MW) | -160 | 39
2 Diversification | 2027 | 10 | Net Demand (MW) | -150 | 68
2 Diversification | 2027 | 10 | Net Demand (MW) | -140 | 119
2 Diversification | 2027 | 10 | Net Demand (MW) | -130 | 160
2 Diversification | 2027 | 10 | Net Demand (MW) | -120 | 257
2 Diversification | 2027 | 10 | Net Demand (MW) | -110 | 347
2 Diversification | 2027 | 10 | Net Demand (MW) | -100 | 527
2 Diversification | 2027 | 10 | Net Demand (MW) | -90 | 713
2 Diversification | 2027 | 10 | Net Demand (MW) | -80 | 1020
2 Diversification | 2027 | 10 | Net Demand (MW) | -70 | 1402
2 Diversification | 2027 | 10 | Net Demand (MW) | -60 | 1784
2 Diversification | 2027 | 10 | Net Demand (MW) | -50 | 2395
2 Diversification | 2027 | 10 | Net Demand (MW) | -40 | 2928
2 Diversification | 2027 | 10 | Net Demand (MW) | -30 | 3555
2 Diversification | 2027 | 10 | Net Demand (MW) | -20 | 4133
2 Diversification | 2027 | 10 | Net Demand (MW) | -10 | 4822
2 Diversification | 2027 | 10 | Net Demand (MW) | 0 | 4856
2 Diversification | 2027 | 10 | Net Demand (MW) | 10 | 4478
2 Diversification | 2027 | 10 | Net Demand (MW) | 20 | 4018
2 Diversification | 2027 | 10 | Net Demand (MW) | 30 | 3459
2 Diversification | 2027 | 10 | Net Demand (MW) | 40 | 2823
2 Diversification | 2027 | 10 | Net Demand (MW) | 50 | 2096
2 Diversification | 2027 | 10 | Net Demand (MW) | 60 | 1581
2 Diversification | 2027 | 10 | Net Demand (MW) | 70 | 1199
2 Diversification | 2027 | 10 | Net Demand (MW) | 80 | 883
2 Diversification | 2027 | 10 | Net Demand (MW) | 90 | 713
2 Diversification | 2027 | 10 | Net Demand (MW) | 100 | 504
2 Diversification | 2027 | 10 | Net Demand (MW) | 110 | 395
2 Diversification | 2027 | 10 | Net Demand (MW) | 120 | 328
2 Diversification | 2027 | 10 | Net Demand (MW) | 130 | 220
2 Diversification | 2027 | 10 | Net Demand (MW) | 140 | 185
2 Diversification | 2027 | 10 | Net Demand (MW) | 150 | 136
2 Diversification | 2027 | 10 | Net Demand (MW) | 160 | 94
2 Diversification | 2027 | 10 | Net Demand (MW) | 170 | 68
2 Diversification | 2027 | 10 | Net Demand (MW) | 180 | 49
2 Diversification | 2027 | 10 | Net Demand (MW) | 190 | 28
2 Diversification | 2027 | 10 | Net Demand (MW) | 200 | 15
2 Diversification | 2027 | 10 | Net Demand (MW) | 210 | 13
2 Diversification | 2027 | 10 | Net Demand (MW) | 220 | 14
2 Diversification | 2027 | 10 | Net Demand (MW) | 230 | 6
2 Diversification | 2027 | 10 | Net Demand (MW) | 240 | 3
2 Diversification | 2027 | 10 | Net Demand (MW) | 250 | 2
2 Diversification | 2027 | 10 | Net Demand (MW) | 260 | 2
2 Diversification | 2027 | 10 | Net Demand (MW) | 270 | 1
2 Diversification | 2027 | 10 | Net Demand (MW) | 280 | 2
2 Diversification | 2027 | 10 | Net Demand (MW) | 290 | 2
2 Diversification | 2027 | 10 | Net Demand (MW) | 300 | 1
2 Diversification | 2027 | 10 | Net Demand (MW) | 310 | 0
2 Diversification | 2027 | 10 | Net Demand (MW) | 320 | 1
2 Diversification | 2027 | 60 | Net Demand (MW) | -1270 | 1
2 Diversification | 2027 | 60 | Net Demand (MW) | -1260 | 0
2 Diversification | 2027 | 60 | Net Demand (MW) | -1250 | 1
2 Diversification | 2027 | 60 | Net Demand (MW) | -1240 | 0
2 Diversification | 2027 | 60 | Net Demand (MW) | -1230 | 0
2 Diversification | 2027 | 60 | Net Demand (MW) | -1220 | 0
2 Diversification | 2027 | 60 | Net Demand (MW) | -1210 | 0
2 Diversification | 2027 | 60 | Net Demand (MW) | -1200 | 0
2 Diversification | 2027 | 60 | Net Demand (MW) | -1190 | 0
2 Diversification | 2027 | 60 | Net Demand (MW) | -1180 | 0
2 Diversification | 2027 | 60 | Net Demand (MW) | -1170 | 0
2 Diversification | 2027 | 60 | Net Demand (MW) | -1160 | 0
2 Diversification | 2027 | 60 | Net Demand (MW) | -1150 | 2
2 Diversification | 2027 | 60 | Net Demand (MW) | -1140 | 1
2 Diversification | 2027 | 60 | Net Demand (MW) | -1130 | 0
2 Diversification | 2027 | 60 | Net Demand (MW) | -1120 | 3
2 Diversification | 2027 | 60 | Net Demand (MW) | -1110 | 2
2 Diversification | 2027 | 60 | Net Demand (MW) | -1100 | 0
2 Diversification | 2027 | 60 | Net Demand (MW) | -1090 | 1
2 Diversification | 2027 | 60 | Net Demand (MW) | -1080 | 0
2 Diversification | 2027 | 60 | Net Demand (MW) | -1070 | 1
2 Diversification | 2027 | 60 | Net Demand (MW) | -1060 | 0
2 Diversification | 2027 | 60 | Net Demand (MW) | -1050 | 0
2 Diversification | 2027 | 60 | Net Demand (MW) | -1040 | 0
2 Diversification | 2027 | 60 | Net Demand (MW) | -1030 | 1
2 Diversification | 2027 | 60 | Net Demand (MW) | -1020 | 1
2 Diversification | 2027 | 60 | Net Demand (MW) | -1010 | 3
2 Diversification | 2027 | 60 | Net Demand (MW) | -1000 | 3
2 Diversification | 2027 | 60 | Net Demand (MW) | -990 | 1
2 Diversification | 2027 | 60 | Net Demand (MW) | -980 | 2
2 Diversification | 2027 | 60 | Net Demand (MW) | -970 | 0
2 Diversification | 2027 | 60 | Net Demand (MW) | -960 | 0
2 Diversification | 2027 | 60 | Net Demand (MW) | -950 | 1
2 Diversification | 2027 | 60 | Net Demand (MW) | -940 | 1
2 Diversification | 2027 | 60 | Net Demand (MW) | -930 | 2
2 Diversification | 2027 | 60 | Net Demand (MW) | -920 | 1
2 Diversification | 2027 | 60 | Net Demand (MW) | -910 | 2
2 Diversification | 2027 | 60 | Net Demand (MW) | -900 | 1
2 Diversification | 2027 | 60 | Net Demand (MW) | -890 | 3
2 Diversification | 2027 | 60 | Net Demand (MW) | -880 | 2
2 Diversification | 2027 | 60 | Net Demand (MW) | -870 | 3
2 Diversification | 2027 | 60 | Net Demand (MW) | -860 | 6
2 Diversification | 2027 | 60 | Net Demand (MW) | -850 | 4
2 Diversification | 2027 | 60 | Net Demand (MW) | -840 | 3
2 Diversification | 2027 | 60 | Net Demand (MW) | -830 | 6
2 Diversification | 2027 | 60 | Net Demand (MW) | -820 | 4
2 Diversification | 2027 | 60 | Net Demand (MW) | -810 | 7
2 Diversification | 2027 | 60 | Net Demand (MW) | -800 | 9
2 Diversification | 2027 | 60 | Net Demand (MW) | -790 | 7
2 Diversification | 2027 | 60 | Net Demand (MW) | -780 | 11
2 Diversification | 2027 | 60 | Net Demand (MW) | -770 | 10
2 Diversification | 2027 | 60 | Net Demand (MW) | -760 | 9
2 Diversification | 2027 | 60 | Net Demand (MW) | -750 | 3
2 Diversification | 2027 | 60 | Net Demand (MW) | -740 | 11
2 Diversification | 2027 | 60 | Net Demand (MW) | -730 | 7
2 Diversification | 2027 | 60 | Net Demand (MW) | -720 | 22
2 Diversification | 2027 | 60 | Net Demand (MW) | -710 | 19
2 Diversification | 2027 | 60 | Net Demand (MW) | -700 | 17
2 Diversification | 2027 | 60 | Net Demand (MW) | -690 | 19
2 Diversification | 2027 | 60 | Net Demand (MW) | -680 | 19
2 Diversification | 2027 | 60 | Net Demand (MW) | -670 | 24
2 Diversification | 2027 | 60 | Net Demand (MW) | -660 | 26
2 Diversification | 2027 | 60 | Net Demand (MW) | -650 | 34
2 Diversification | 2027 | 60 | Net Demand (MW) | -640 | 30
2 Diversification | 2027 | 60 | Net Demand (MW) | -630 | 42
2 Diversification | 2027 | 60 | Net Demand (MW) | -620 | 41
2 Diversification | 2027 | 60 | Net Demand (MW) | -610 | 53
2 Diversification | 2027 | 60 | Net Demand (MW) | -600 | 51
2 Diversification | 2027 | 60 | Net Demand (MW) | -590 | 51
2 Diversification | 2027 | 60 | Net Demand (MW) | -580 | 58
2 Diversification | 2027 | 60 | Net Demand (MW) | -570 | 56
2 Diversification | 2027 | 60 | Net Demand (MW) | -560 | 76
2 Diversification | 2027 | 60 | Net Demand (MW) | -550 | 75
2 Diversification | 2027 | 60 | Net Demand (MW) | -540 | 79
2 Diversification | 2027 | 60 | Net Demand (MW) | -530 | 92
2 Diversification | 2027 | 60 | Net Demand (MW) | -520 | 92
2 Diversification | 2027 | 60 | Net Demand (MW) | -510 | 92
2 Diversification | 2027 | 60 | Net Demand (MW) | -500 | 117
2 Diversification | 2027 | 60 | Net Demand (MW) | -490 | 102
2 Diversification | 2027 | 60 | Net Demand (MW) | -480 | 128
2 Diversification | 2027 | 60 | Net Demand (MW) | -470 | 148
2 Diversification | 2027 | 60 | Net Demand (MW) | -460 | 149
2 Diversification | 2027 | 60 | Net Demand (MW) | -450 | 165
2 Diversification | 2027 | 60 | Net Demand (MW) | -440 | 162
2 Diversification | 2027 | 60 | Net Demand (MW) | -430 | 160
2 Diversification | 2027 | 60 | Net Demand (MW) | -420 | 173
2 Diversification | 2027 | 60 | Net Demand (MW) | -410 | 201
2 Diversification | 2027 | 60 | Net Demand (MW) | -400 | 222
2 Diversification | 2027 | 60 | Net Demand (MW) | -390 | 226
2 Diversification | 2027 | 60 | Net Demand (MW) | -380 | 252
2 Diversification | 2027 | 60 | Net Demand (MW) | -370 | 271
2 Diversification | 2027 | 60 | Net Demand (MW) | -360 | 280
2 Diversification | 2027 | 60 | Net Demand (MW) | -350 | 267
2 Diversification | 2027 | 60 | Net Demand (MW) | -340 | 305
2 Diversification | 2027 | 60 | Net Demand (MW) | -330 | 317
2 Diversification | 2027 | 60 | Net Demand (MW) | -320 | 329
2 Diversification | 2027 | 60 | Net Demand (MW) | -310 | 378
2 Diversification | 2027 | 60 | Net Demand (MW) | -300 | 342
2 Diversification | 2027 | 60 | Net Demand (MW) | -290 | 366
2 Diversification | 2027 | 60 | Net Demand (MW) | -280 | 372
2 Diversification | 2027 | 60 | Net Demand (MW) | -270 | 387
2 Diversification | 2027 | 60 | Net Demand (MW) | -260 | 461
2 Diversification | 2027 | 60 | Net Demand (MW) | -250 | 410
2 Diversification | 2027 | 60 | Net Demand (MW) | -240 | 429
2 Diversification | 2027 | 60 | Net Demand (MW) | -230 | 454
2 Diversification | 2027 | 60 | Net Demand (MW) | -220 | 523
2 Diversification | 2027 | 60 | Net Demand (MW) | -210 | 547
2 Diversification | 2027 | 60 | Net Demand (MW) | -200 | 518
2 Diversification | 2027 | 60 | Net Demand (MW) | -190 | 615
2 Diversification | 2027 | 60 | Net Demand (MW) | -180 | 641
2 Diversification | 2027 | 60 | Net Demand (MW) | -170 | 641
2 Diversification | 2027 | 60 | Net Demand (MW) | -160 | 720
2 Diversification | 2027 | 60 | Net Demand (MW) | -150 | 764
2 Diversification | 2027 | 60 | Net Demand (MW) | -140 | 742
2 Diversification | 2027 | 60 | Net Demand (MW) | -130 | 804
2 Diversification | 2027 | 60 | Net Demand (MW) | -120 | 796
2 Diversification | 2027 | 60 | Net Demand (MW) | -110 | 789
2 Diversification | 2027 | 60 | Net Demand (MW) | -100 | 857
2 Diversification | 2027 | 60 | Net Demand (MW) | -90 | 912
2 Diversification | 2027 | 60 | Net Demand (MW) | -80 | 914
2 Diversification | 2027 | 60 | Net Demand (MW) | -70 | 954
2 Diversification | 2027 | 60 | Net Demand (MW) | -60 | 937
2 Diversification | 2027 | 60 | Net Demand (MW) | -50 | 967
2 Diversification | 2027 | 60 | Net Demand (MW) | -40 | 938
2 Diversification | 2027 | 60 | Net Demand (MW) | -30 | 951
2 Diversification | 2027 | 60 | Net Demand (MW) | -20 | 1004
2 Diversification | 2027 | 60 | Net Demand (MW) | -10 | 963
2 Diversification | 2027 | 60 | Net Demand (MW) | 0 | 995
2 Diversification | 2027 | 60 | Net Demand (MW) | 10 | 990
2 Diversification | 2027 | 60 | Net Demand (MW) | 20 | 1007
2 Diversification | 2027 | 60 | Net Demand (MW) | 30 | 958
2 Diversification | 2027 | 60 | Net Demand (MW) | 40 | 951
2 Diversification | 2027 | 60 | Net Demand (MW) | 50 | 960
2 Diversification | 2027 | 60 | Net Demand (MW) | 60 | 898
2 Diversification | 2027 | 60 | Net Demand (MW) | 70 | 928
2 Diversification | 2027 | 60 | Net Demand (MW) | 80 | 828
2 Diversification | 2027 | 60 | Net Demand (MW) | 90 | 788
2 Diversification | 2027 | 60 | Net Demand (MW) | 100 | 882
2 Diversification | 2027 | 60 | Net Demand (MW) | 110 | 792
2 Diversification | 2027 | 60 | Net Demand (MW) | 120 | 806
2 Diversification | 2027 | 60 | Net Demand (MW) | 130 | 711
2 Diversification | 2027 | 60 | Net Demand (MW) | 140 | 679
2 Diversification | 2027 | 60 | Net Demand (MW) | 150 | 667
2 Diversification | 2027 | 60 | Net Demand (MW) | 160 | 734
2 Diversification | 2027 | 60 | Net Demand (MW) | 170 | 621
2 Diversification | 2027 | 60 | Net Demand (MW) | 180 | 626
2 Diversification | 2027 | 60 | Net Demand (MW) | 190 | 614
2 Diversification | 2027 | 60 | Net Demand (MW) | 200 | 509
2 Diversification | 2027 | 60 | Net Demand (MW) | 210 | 515
2 Diversification | 2027 | 60 | Net Demand (MW) | 220 | 475
2 Diversification | 2027 | 60 | Net Demand (MW) | 230 | 451
2 Diversification | 2027 | 60 | Net Demand (MW) | 240 | 449
2 Diversification | 2027 | 60 | Net Demand (MW) | 250 | 411
2 Diversification | 2027 | 60 | Net Demand (MW) | 260 | 382
2 Diversification | 2027 | 60 | Net Demand (MW) | 270 | 337
2 Diversification | 2027 | 60 | Net Demand (MW) | 280 | 381
2 Diversification | 2027 | 60 | Net Demand (MW) | 290 | 327
2 Diversification | 2027 | 60 | Net Demand (MW) | 300 | 273
2 Diversification | 2027 | 60 | Net Demand (MW) | 310 | 276
2 Diversification | 2027 | 60 | Net Demand (MW) | 320 | 248
2 Diversification | 2027 | 60 | Net Demand (MW) | 330 | 259
2 Diversification | 2027 | 60 | Net Demand (MW) | 340 | 250
2 Diversification | 2027 | 60 | Net Demand (MW) | 350 | 273
2 Diversification | 2027 | 60 | Net Demand (MW) | 360 | 219
2 Diversification | 2027 | 60 | Net Demand (MW) | 370 | 201
2 Diversification | 2027 | 60 | Net Demand (MW) | 380 | 194
2 Diversification | 2027 | 60 | Net Demand (MW) | 390 | 171
2 Diversification | 2027 | 60 | Net Demand (MW) | 400 | 181
2 Diversification | 2027 | 60 | Net Demand (MW) | 410 | 133
2 Diversification | 2027 | 60 | Net Demand (MW) | 420 | 146
2 Diversification | 2027 | 60 | Net Demand (MW) | 430 | 149
2 Diversification | 2027 | 60 | Net Demand (MW) | 440 | 153
2 Diversification | 2027 | 60 | Net Demand (MW) | 450 | 119
2 Diversification | 2027 | 60 | Net Demand (MW) | 460 | 121
2 Diversification | 2027 | 60 | Net Demand (MW) | 470 | 109
2 Diversification | 2027 | 60 | Net Demand (MW) | 480 | 99
2 Diversification | 2027 | 60 | Net Demand (MW) | 490 | 93
2 Diversification | 2027 | 60 | Net Demand (MW) | 500 | 114
2 Diversification | 2027 | 60 | Net Demand (MW) | 510 | 98
2 Diversification | 2027 | 60 | Net Demand (MW) | 520 | 98
2 Diversification | 2027 | 60 | Net Demand (MW) | 530 | 76
2 Diversification | 2027 | 60 | Net Demand (MW) | 540 | 98
2 Diversification | 2027 | 60 | Net Demand (MW) | 550 | 70
2 Diversification | 2027 | 60 | Net Demand (MW) | 560 | 84
2 Diversification | 2027 | 60 | Net Demand (MW) | 570 | 81
2 Diversification | 2027 | 60 | Net Demand (MW) | 580 | 78
2 Diversification | 2027 | 60 | Net Demand (MW) | 590 | 66
2 Diversification | 2027 | 60 | Net Demand (MW) | 600 | 60
2 Diversification | 2027 | 60 | Net Demand (MW) | 610 | 49
2 Diversification | 2027 | 60 | Net Demand (MW) | 620 | 81
2 Diversification | 2027 | 60 | Net Demand (MW) | 630 | 56
2 Diversification | 2027 | 60 | Net Demand (MW) | 640 | 48
2 Diversification | 2027 | 60 | Net Demand (MW) | 650 | 50
2 Diversification | 2027 | 60 | Net Demand (MW) | 660 | 47
2 Diversification | 2027 | 60 | Net Demand (MW) | 670 | 53
2 Diversification | 2027 | 60 | Net Demand (MW) | 680 | 50
2 Diversification | 2027 | 60 | Net Demand (MW) | 690 | 47
2 Diversification | 2027 | 60 | Net Demand (MW) | 700 | 31
2 Diversification | 2027 | 60 | Net Demand (MW) | 710 | 41
2 Diversification | 2027 | 60 | Net Demand (MW) | 720 | 35
2 Diversification | 2027 | 60 | Net Demand (MW) | 730 | 32
2 Diversification | 2027 | 60 | Net Demand (MW) | 740 | 23
2 Diversification | 2027 | 60 | Net Demand (MW) | 750 | 42
2 Diversification | 2027 | 60 | Net Demand (MW) | 760 | 23
2 Diversification | 2027 | 60 | Net Demand (MW) | 770 | 22
2 Diversification | 2027 | 60 | Net Demand (MW) | 780 | 28
2 Diversification | 2027 | 60 | Net Demand (MW) | 790 | 26
2 Diversification | 2027 | 60 | Net Demand (MW) | 800 | 18
2 Diversification | 2027 | 60 | Net Demand (MW) | 810 | 21
2 Diversification | 2027 | 60 | Net Demand (MW) | 820 | 20
2 Diversification | 2027 | 60 | Net Demand (MW) | 830 | 17
2 Diversification | 2027 | 60 | Net Demand (MW) | 840 | 14
2 Diversification | 2027 | 60 | Net Demand (MW) | 850 | 15
2 Diversification | 2027 | 60 | Net Demand (MW) | 860 | 13
2 Diversification | 2027 | 60 | Net Demand (MW) | 870 | 14
2 Diversification | 2027 | 60 | Net Demand (MW) | 880 | 7
2 Diversification | 2027 | 60 | Net Demand (MW) | 890 | 10
2 Diversification | 2027 | 60 | Net Demand (MW) | 900 | 5
2 Diversification | 2027 | 60 | Net Demand (MW) | 910 | 5
2 Diversification | 2027 | 60 | Net Demand (MW) | 920 | 7
2 Diversification | 2027 | 60 | Net Demand (MW) | 930 | 8
2 Diversification | 2027 | 60 | Net Demand (MW) | 940 | 6
2 Diversification | 2027 | 60 | Net Demand (MW) | 950 | 8
2 Diversification | 2027 | 60 | Net Demand (MW) | 960 | 2
2 Diversification | 2027 | 60 | Net Demand (MW) | 970 | 3
2 Diversification | 2027 | 60 | Net Demand (MW) | 980 | 4
2 Diversification | 2027 | 60 | Net Demand (MW) | 990 | 2
2 Diversification | 2027 | 60 | Net Demand (MW) | 1000 | 4
2 Diversification | 2027 | 60 | Net Demand (MW) | 1010 | 2
2 Diversification | 2027 | 60 | Net Demand (MW) | 1020 | 1
2 Diversification | 2027 | 60 | Net Demand (MW) | 1030 | 3
2 Diversification | 2027 | 60 | Net Demand (MW) | 1040 | 3
2 Diversification | 2027 | 60 | Net Demand (MW) | 1050 | 0
2 Diversification | 2027 | 60 | Net Demand (MW) | 1060 | 0
2 Diversification | 2027 | 60 | Net Demand (MW) | 1070 | 2
2 Diversification | 2027 | 60 | Net Demand (MW) | 1080 | 3
2 Diversification | 2027 | 60 | Net Demand (MW) | 1090 | 3
2 Diversification | 2027 | 60 | Net Demand (MW) | 1100 | 0
2 Diversification | 2027 | 60 | Net Demand (MW) | 1110 | 2
2 Diversification | 2027 | 60 | Net Demand (MW) | 1120 | 1
2 Diversification | 2027 | 60 | Net Demand (MW) | 1130 | 1
2 Diversification | 2027 | 60 | Net Demand (MW) | 1140 | 1
2 Diversification | 2027 | 60 | Net Demand (MW) | 1150 | 1
2 Diversification | 2027 | 60 | Net Demand (MW) | 1160 | 0
2 Diversification | 2027 | 60 | Net Demand (MW) | 1170 | 0
2 Diversification | 2027 | 60 | Net Demand (MW) | 1180 | 0
2 Diversification | 2027 | 60 | Net Demand (MW) | 1190 | 0
2 Diversification | 2027 | 60 | Net Demand (MW) | 1200 | 1
2 Diversification | 2027 | 60 | Net Demand (MW) | 1210 | 1
2 Diversification | 2027 | 60 | Net Demand (MW) | 1220 | 0
2 Diversification | 2027 | 60 | Net Demand (MW) | 1230 | 0
2 Diversification | 2027 | 60 | Net Demand (MW) | 1240 | 2
2 Diversification | 2027 | 60 | Net Demand (MW) | 1250 | 1
2 Diversification | 2027 | 60 | Net Demand (MW) | 1260 | 1
2 Diversification | 2027 | 60 | Net Demand (MW) | 1270 | 1
2 Diversification | 2027 | 60 | Net Demand (MW) | 1280 | 1
2 Diversification | 2028 | 10 | Alberta Internal Load (MW) | -400 | 1
2 Diversification | 2028 | 10 | Alberta Internal Load (MW) | -390 | 0
2 Diversification | 2028 | 10 | Alberta Internal Load (MW) | -380 | 0
2 Diversification | 2028 | 10 | Alberta Internal Load (MW) | -370 | 0
2 Diversification | 2028 | 10 | Alberta Internal Load (MW) | -360 | 0
2 Diversification | 2028 | 10 | Alberta Internal Load (MW) | -350 | 0
2 Diversification | 2028 | 10 | Alberta Internal Load (MW) | -340 | 0
2 Diversification | 2028 | 10 | Alberta Internal Load (MW) | -330 | 0
2 Diversification | 2028 | 10 | Alberta Internal Load (MW) | -320 | 0
2 Diversification | 2028 | 10 | Alberta Internal Load (MW) | -310 | 0
2 Diversification | 2028 | 10 | Alberta Internal Load (MW) | -300 | 0
2 Diversification | 2028 | 10 | Alberta Internal Load (MW) | -290 | 0
2 Diversification | 2028 | 10 | Alberta Internal Load (MW) | -280 | 0
2 Diversification | 2028 | 10 | Alberta Internal Load (MW) | -270 | 0
2 Diversification | 2028 | 10 | Alberta Internal Load (MW) | -260 | 0
2 Diversification | 2028 | 10 | Alberta Internal Load (MW) | -250 | 1
2 Diversification | 2028 | 10 | Alberta Internal Load (MW) | -240 | 0
2 Diversification | 2028 | 10 | Alberta Internal Load (MW) | -230 | 2
2 Diversification | 2028 | 10 | Alberta Internal Load (MW) | -220 | 1
2 Diversification | 2028 | 10 | Alberta Internal Load (MW) | -210 | 0
2 Diversification | 2028 | 10 | Alberta Internal Load (MW) | -200 | 0
2 Diversification | 2028 | 10 | Alberta Internal Load (MW) | -190 | 0
2 Diversification | 2028 | 10 | Alberta Internal Load (MW) | -180 | 2
2 Diversification | 2028 | 10 | Alberta Internal Load (MW) | -170 | 2
2 Diversification | 2028 | 10 | Alberta Internal Load (MW) | -160 | 10
2 Diversification | 2028 | 10 | Alberta Internal Load (MW) | -150 | 12
2 Diversification | 2028 | 10 | Alberta Internal Load (MW) | -140 | 22
2 Diversification | 2028 | 10 | Alberta Internal Load (MW) | -130 | 52
2 Diversification | 2028 | 10 | Alberta Internal Load (MW) | -120 | 79
2 Diversification | 2028 | 10 | Alberta Internal Load (MW) | -110 | 135
2 Diversification | 2028 | 10 | Alberta Internal Load (MW) | -100 | 219
2 Diversification | 2028 | 10 | Alberta Internal Load (MW) | -90 | 385
2 Diversification | 2028 | 10 | Alberta Internal Load (MW) | -80 | 524
2 Diversification | 2028 | 10 | Alberta Internal Load (MW) | -70 | 812
2 Diversification | 2028 | 10 | Alberta Internal Load (MW) | -60 | 1299
2 Diversification | 2028 | 10 | Alberta Internal Load (MW) | -50 | 2073
2 Diversification | 2028 | 10 | Alberta Internal Load (MW) | -40 | 2864
2 Diversification | 2028 | 10 | Alberta Internal Load (MW) | -30 | 3960
2 Diversification | 2028 | 10 | Alberta Internal Load (MW) | -20 | 5255
2 Diversification | 2028 | 10 | Alberta Internal Load (MW) | -10 | 6302
2 Diversification | 2028 | 10 | Alberta Internal Load (MW) | 0 | 6741
2 Diversification | 2028 | 10 | Alberta Internal Load (MW) | 10 | 5921
2 Diversification | 2028 | 10 | Alberta Internal Load (MW) | 20 | 4562
2 Diversification | 2028 | 10 | Alberta Internal Load (MW) | 30 | 3270
2 Diversification | 2028 | 10 | Alberta Internal Load (MW) | 40 | 2305
2 Diversification | 2028 | 10 | Alberta Internal Load (MW) | 50 | 1573
2 Diversification | 2028 | 10 | Alberta Internal Load (MW) | 60 | 1157
2 Diversification | 2028 | 10 | Alberta Internal Load (MW) | 70 | 814
2 Diversification | 2028 | 10 | Alberta Internal Load (MW) | 80 | 554
2 Diversification | 2028 | 10 | Alberta Internal Load (MW) | 90 | 411
2 Diversification | 2028 | 10 | Alberta Internal Load (MW) | 100 | 363
2 Diversification | 2028 | 10 | Alberta Internal Load (MW) | 110 | 220
2 Diversification | 2028 | 10 | Alberta Internal Load (MW) | 120 | 206
2 Diversification | 2028 | 10 | Alberta Internal Load (MW) | 130 | 170
2 Diversification | 2028 | 10 | Alberta Internal Load (MW) | 140 | 104
2 Diversification | 2028 | 10 | Alberta Internal Load (MW) | 150 | 83
2 Diversification | 2028 | 10 | Alberta Internal Load (MW) | 160 | 47
2 Diversification | 2028 | 10 | Alberta Internal Load (MW) | 170 | 18
2 Diversification | 2028 | 10 | Alberta Internal Load (MW) | 180 | 11
2 Diversification | 2028 | 10 | Alberta Internal Load (MW) | 190 | 6
2 Diversification | 2028 | 10 | Alberta Internal Load (MW) | 200 | 5
2 Diversification | 2028 | 10 | Alberta Internal Load (MW) | 210 | 0
2 Diversification | 2028 | 10 | Alberta Internal Load (MW) | 220 | 2
2 Diversification | 2028 | 10 | Alberta Internal Load (MW) | 230 | 0
2 Diversification | 2028 | 10 | Alberta Internal Load (MW) | 240 | 0
2 Diversification | 2028 | 10 | Alberta Internal Load (MW) | 250 | 1
2 Diversification | 2028 | 10 | Alberta Internal Load (MW) | 260 | 1
2 Diversification | 2028 | 10 | Alberta Internal Load (MW) | 270 | 0
2 Diversification | 2028 | 10 | Alberta Internal Load (MW) | 280 | 0
2 Diversification | 2028 | 10 | Alberta Internal Load (MW) | 290 | 1
2 Diversification | 2028 | 10 | Alberta Internal Load (MW) | 300 | 1
2 Diversification | 2028 | 60 | Alberta Internal Load (MW) | -660 | 2
2 Diversification | 2028 | 60 | Alberta Internal Load (MW) | -650 | 1
2 Diversification | 2028 | 60 | Alberta Internal Load (MW) | -640 | 1
2 Diversification | 2028 | 60 | Alberta Internal Load (MW) | -630 | 2
2 Diversification | 2028 | 60 | Alberta Internal Load (MW) | -620 | 5
2 Diversification | 2028 | 60 | Alberta Internal Load (MW) | -610 | 7
2 Diversification | 2028 | 60 | Alberta Internal Load (MW) | -600 | 7
2 Diversification | 2028 | 60 | Alberta Internal Load (MW) | -590 | 8
2 Diversification | 2028 | 60 | Alberta Internal Load (MW) | -580 | 16
2 Diversification | 2028 | 60 | Alberta Internal Load (MW) | -570 | 16
2 Diversification | 2028 | 60 | Alberta Internal Load (MW) | -560 | 24
2 Diversification | 2028 | 60 | Alberta Internal Load (MW) | -550 | 36
2 Diversification | 2028 | 60 | Alberta Internal Load (MW) | -540 | 46
2 Diversification | 2028 | 60 | Alberta Internal Load (MW) | -530 | 39
2 Diversification | 2028 | 60 | Alberta Internal Load (MW) | -520 | 47
2 Diversification | 2028 | 60 | Alberta Internal Load (MW) | -510 | 83
2 Diversification | 2028 | 60 | Alberta Internal Load (MW) | -500 | 82
2 Diversification | 2028 | 60 | Alberta Internal Load (MW) | -490 | 76
2 Diversification | 2028 | 60 | Alberta Internal Load (MW) | -480 | 65
2 Diversification | 2028 | 60 | Alberta Internal Load (MW) | -470 | 84
2 Diversification | 2028 | 60 | Alberta Internal Load (MW) | -460 | 79
2 Diversification | 2028 | 60 | Alberta Internal Load (MW) | -450 | 100
2 Diversification | 2028 | 60 | Alberta Internal Load (MW) | -440 | 105
2 Diversification | 2028 | 60 | Alberta Internal Load (MW) | -430 | 89
2 Diversification | 2028 | 60 | Alberta Internal Load (MW) | -420 | 98
2 Diversification | 2028 | 60 | Alberta Internal Load (MW) | -410 | 110
2 Diversification | 2028 | 60 | Alberta Internal Load (MW) | -400 | 108
2 Diversification | 2028 | 60 | Alberta Internal Load (MW) | -390 | 114
2 Diversification | 2028 | 60 | Alberta Internal Load (MW) | -380 | 110
2 Diversification | 2028 | 60 | Alberta Internal Load (MW) | -370 | 139
2 Diversification | 2028 | 60 | Alberta Internal Load (MW) | -360 | 168
2 Diversification | 2028 | 60 | Alberta Internal Load (MW) | -350 | 178
2 Diversification | 2028 | 60 | Alberta Internal Load (MW) | -340 | 213
2 Diversification | 2028 | 60 | Alberta Internal Load (MW) | -330 | 239
2 Diversification | 2028 | 60 | Alberta Internal Load (MW) | -320 | 259
2 Diversification | 2028 | 60 | Alberta Internal Load (MW) | -310 | 274
2 Diversification | 2028 | 60 | Alberta Internal Load (MW) | -300 | 301
2 Diversification | 2028 | 60 | Alberta Internal Load (MW) | -290 | 320
2 Diversification | 2028 | 60 | Alberta Internal Load (MW) | -280 | 304
2 Diversification | 2028 | 60 | Alberta Internal Load (MW) | -270 | 335
2 Diversification | 2028 | 60 | Alberta Internal Load (MW) | -260 | 344
2 Diversification | 2028 | 60 | Alberta Internal Load (MW) | -250 | 423
2 Diversification | 2028 | 60 | Alberta Internal Load (MW) | -240 | 375
2 Diversification | 2028 | 60 | Alberta Internal Load (MW) | -230 | 448
2 Diversification | 2028 | 60 | Alberta Internal Load (MW) | -220 | 438
2 Diversification | 2028 | 60 | Alberta Internal Load (MW) | -210 | 503
2 Diversification | 2028 | 60 | Alberta Internal Load (MW) | -200 | 495
2 Diversification | 2028 | 60 | Alberta Internal Load (MW) | -190 | 599
2 Diversification | 2028 | 60 | Alberta Internal Load (MW) | -180 | 576
2 Diversification | 2028 | 60 | Alberta Internal Load (MW) | -170 | 559
2 Diversification | 2028 | 60 | Alberta Internal Load (MW) | -160 | 692
2 Diversification | 2028 | 60 | Alberta Internal Load (MW) | -150 | 670
2 Diversification | 2028 | 60 | Alberta Internal Load (MW) | -140 | 769
2 Diversification | 2028 | 60 | Alberta Internal Load (MW) | -130 | 752
2 Diversification | 2028 | 60 | Alberta Internal Load (MW) | -120 | 797
2 Diversification | 2028 | 60 | Alberta Internal Load (MW) | -110 | 898
2 Diversification | 2028 | 60 | Alberta Internal Load (MW) | -100 | 961
2 Diversification | 2028 | 60 | Alberta Internal Load (MW) | -90 | 1008
2 Diversification | 2028 | 60 | Alberta Internal Load (MW) | -80 | 1126
2 Diversification | 2028 | 60 | Alberta Internal Load (MW) | -70 | 1257
2 Diversification | 2028 | 60 | Alberta Internal Load (MW) | -60 | 1310
2 Diversification | 2028 | 60 | Alberta Internal Load (MW) | -50 | 1448
2 Diversification | 2028 | 60 | Alberta Internal Load (MW) | -40 | 1521
2 Diversification | 2028 | 60 | Alberta Internal Load (MW) | -30 | 1538
2 Diversification | 2028 | 60 | Alberta Internal Load (MW) | -20 | 1653
2 Diversification | 2028 | 60 | Alberta Internal Load (MW) | -10 | 1667
2 Diversification | 2028 | 60 | Alberta Internal Load (MW) | 0 | 1559
2 Diversification | 2028 | 60 | Alberta Internal Load (MW) | 10 | 1590
2 Diversification | 2028 | 60 | Alberta Internal Load (MW) | 20 | 1497
2 Diversification | 2028 | 60 | Alberta Internal Load (MW) | 30 | 1412
2 Diversification | 2028 | 60 | Alberta Internal Load (MW) | 40 | 1322
2 Diversification | 2028 | 60 | Alberta Internal Load (MW) | 50 | 1266
2 Diversification | 2028 | 60 | Alberta Internal Load (MW) | 60 | 1044
2 Diversification | 2028 | 60 | Alberta Internal Load (MW) | 70 | 1026
2 Diversification | 2028 | 60 | Alberta Internal Load (MW) | 80 | 898
2 Diversification | 2028 | 60 | Alberta Internal Load (MW) | 90 | 809
2 Diversification | 2028 | 60 | Alberta Internal Load (MW) | 100 | 777
2 Diversification | 2028 | 60 | Alberta Internal Load (MW) | 110 | 719
2 Diversification | 2028 | 60 | Alberta Internal Load (MW) | 120 | 678
2 Diversification | 2028 | 60 | Alberta Internal Load (MW) | 130 | 611
2 Diversification | 2028 | 60 | Alberta Internal Load (MW) | 140 | 572
2 Diversification | 2028 | 60 | Alberta Internal Load (MW) | 150 | 539
2 Diversification | 2028 | 60 | Alberta Internal Load (MW) | 160 | 484
2 Diversification | 2028 | 60 | Alberta Internal Load (MW) | 170 | 476
2 Diversification | 2028 | 60 | Alberta Internal Load (MW) | 180 | 454
2 Diversification | 2028 | 60 | Alberta Internal Load (MW) | 190 | 463
2 Diversification | 2028 | 60 | Alberta Internal Load (MW) | 200 | 427
2 Diversification | 2028 | 60 | Alberta Internal Load (MW) | 210 | 393
2 Diversification | 2028 | 60 | Alberta Internal Load (MW) | 220 | 354
2 Diversification | 2028 | 60 | Alberta Internal Load (MW) | 230 | 343
2 Diversification | 2028 | 60 | Alberta Internal Load (MW) | 240 | 315
2 Diversification | 2028 | 60 | Alberta Internal Load (MW) | 250 | 283
2 Diversification | 2028 | 60 | Alberta Internal Load (MW) | 260 | 300
2 Diversification | 2028 | 60 | Alberta Internal Load (MW) | 270 | 305
2 Diversification | 2028 | 60 | Alberta Internal Load (MW) | 280 | 260
2 Diversification | 2028 | 60 | Alberta Internal Load (MW) | 290 | 243
2 Diversification | 2028 | 60 | Alberta Internal Load (MW) | 300 | 254
2 Diversification | 2028 | 60 | Alberta Internal Load (MW) | 310 | 199
2 Diversification | 2028 | 60 | Alberta Internal Load (MW) | 320 | 226
2 Diversification | 2028 | 60 | Alberta Internal Load (MW) | 330 | 209
2 Diversification | 2028 | 60 | Alberta Internal Load (MW) | 340 | 166
2 Diversification | 2028 | 60 | Alberta Internal Load (MW) | 350 | 170
2 Diversification | 2028 | 60 | Alberta Internal Load (MW) | 360 | 166
2 Diversification | 2028 | 60 | Alberta Internal Load (MW) | 370 | 167
2 Diversification | 2028 | 60 | Alberta Internal Load (MW) | 380 | 172
2 Diversification | 2028 | 60 | Alberta Internal Load (MW) | 390 | 153
2 Diversification | 2028 | 60 | Alberta Internal Load (MW) | 400 | 134
2 Diversification | 2028 | 60 | Alberta Internal Load (MW) | 410 | 129
2 Diversification | 2028 | 60 | Alberta Internal Load (MW) | 420 | 109
2 Diversification | 2028 | 60 | Alberta Internal Load (MW) | 430 | 105
2 Diversification | 2028 | 60 | Alberta Internal Load (MW) | 440 | 108
2 Diversification | 2028 | 60 | Alberta Internal Load (MW) | 450 | 96
2 Diversification | 2028 | 60 | Alberta Internal Load (MW) | 460 | 95
2 Diversification | 2028 | 60 | Alberta Internal Load (MW) | 470 | 69
2 Diversification | 2028 | 60 | Alberta Internal Load (MW) | 480 | 64
2 Diversification | 2028 | 60 | Alberta Internal Load (MW) | 490 | 73
2 Diversification | 2028 | 60 | Alberta Internal Load (MW) | 500 | 63
2 Diversification | 2028 | 60 | Alberta Internal Load (MW) | 510 | 69
2 Diversification | 2028 | 60 | Alberta Internal Load (MW) | 520 | 52
2 Diversification | 2028 | 60 | Alberta Internal Load (MW) | 530 | 37
2 Diversification | 2028 | 60 | Alberta Internal Load (MW) | 540 | 53
2 Diversification | 2028 | 60 | Alberta Internal Load (MW) | 550 | 47
2 Diversification | 2028 | 60 | Alberta Internal Load (MW) | 560 | 47
2 Diversification | 2028 | 60 | Alberta Internal Load (MW) | 570 | 42
2 Diversification | 2028 | 60 | Alberta Internal Load (MW) | 580 | 53
2 Diversification | 2028 | 60 | Alberta Internal Load (MW) | 590 | 35
2 Diversification | 2028 | 60 | Alberta Internal Load (MW) | 600 | 39
2 Diversification | 2028 | 60 | Alberta Internal Load (MW) | 610 | 32
2 Diversification | 2028 | 60 | Alberta Internal Load (MW) | 620 | 44
2 Diversification | 2028 | 60 | Alberta Internal Load (MW) | 630 | 49
2 Diversification | 2028 | 60 | Alberta Internal Load (MW) | 640 | 49
2 Diversification | 2028 | 60 | Alberta Internal Load (MW) | 650 | 46
2 Diversification | 2028 | 60 | Alberta Internal Load (MW) | 660 | 45
2 Diversification | 2028 | 60 | Alberta Internal Load (MW) | 670 | 28
2 Diversification | 2028 | 60 | Alberta Internal Load (MW) | 680 | 35
2 Diversification | 2028 | 60 | Alberta Internal Load (MW) | 690 | 40
2 Diversification | 2028 | 60 | Alberta Internal Load (MW) | 700 | 36
2 Diversification | 2028 | 60 | Alberta Internal Load (MW) | 710 | 32
2 Diversification | 2028 | 60 | Alberta Internal Load (MW) | 720 | 41
2 Diversification | 2028 | 60 | Alberta Internal Load (MW) | 730 | 24
2 Diversification | 2028 | 60 | Alberta Internal Load (MW) | 740 | 24
2 Diversification | 2028 | 60 | Alberta Internal Load (MW) | 750 | 20
2 Diversification | 2028 | 60 | Alberta Internal Load (MW) | 760 | 15
2 Diversification | 2028 | 60 | Alberta Internal Load (MW) | 770 | 15
2 Diversification | 2028 | 60 | Alberta Internal Load (MW) | 780 | 12
2 Diversification | 2028 | 60 | Alberta Internal Load (MW) | 790 | 7
2 Diversification | 2028 | 60 | Alberta Internal Load (MW) | 800 | 12
2 Diversification | 2028 | 60 | Alberta Internal Load (MW) | 810 | 4
2 Diversification | 2028 | 60 | Alberta Internal Load (MW) | 820 | 4
2 Diversification | 2028 | 60 | Alberta Internal Load (MW) | 830 | 1
2 Diversification | 2028 | 60 | Alberta Internal Load (MW) | 840 | 2
2 Diversification | 2028 | 10 | Variable Generation (MW) | -290 | 1
2 Diversification | 2028 | 10 | Variable Generation (MW) | -280 | 0
2 Diversification | 2028 | 10 | Variable Generation (MW) | -270 | 0
2 Diversification | 2028 | 10 | Variable Generation (MW) | -260 | 0
2 Diversification | 2028 | 10 | Variable Generation (MW) | -250 | 1
2 Diversification | 2028 | 10 | Variable Generation (MW) | -240 | 1
2 Diversification | 2028 | 10 | Variable Generation (MW) | -230 | 2
2 Diversification | 2028 | 10 | Variable Generation (MW) | -220 | 3
2 Diversification | 2028 | 10 | Variable Generation (MW) | -210 | 4
2 Diversification | 2028 | 10 | Variable Generation (MW) | -200 | 4
2 Diversification | 2028 | 10 | Variable Generation (MW) | -190 | 6
2 Diversification | 2028 | 10 | Variable Generation (MW) | -180 | 5
2 Diversification | 2028 | 10 | Variable Generation (MW) | -170 | 9
2 Diversification | 2028 | 10 | Variable Generation (MW) | -160 | 10
2 Diversification | 2028 | 10 | Variable Generation (MW) | -150 | 22
2 Diversification | 2028 | 10 | Variable Generation (MW) | -140 | 36
2 Diversification | 2028 | 10 | Variable Generation (MW) | -130 | 57
2 Diversification | 2028 | 10 | Variable Generation (MW) | -120 | 89
2 Diversification | 2028 | 10 | Variable Generation (MW) | -110 | 133
2 Diversification | 2028 | 10 | Variable Generation (MW) | -100 | 198
2 Diversification | 2028 | 10 | Variable Generation (MW) | -90 | 314
2 Diversification | 2028 | 10 | Variable Generation (MW) | -80 | 490
2 Diversification | 2028 | 10 | Variable Generation (MW) | -70 | 740
2 Diversification | 2028 | 10 | Variable Generation (MW) | -60 | 1160
2 Diversification | 2028 | 10 | Variable Generation (MW) | -50 | 1830
2 Diversification | 2028 | 10 | Variable Generation (MW) | -40 | 2626
2 Diversification | 2028 | 10 | Variable Generation (MW) | -30 | 3740
2 Diversification | 2028 | 10 | Variable Generation (MW) | -20 | 4668
2 Diversification | 2028 | 10 | Variable Generation (MW) | -10 | 6288
2 Diversification | 2028 | 10 | Variable Generation (MW) | 0 | 7511
2 Diversification | 2028 | 10 | Variable Generation (MW) | 10 | 6338
2 Diversification | 2028 | 10 | Variable Generation (MW) | 20 | 5008
2 Diversification | 2028 | 10 | Variable Generation (MW) | 30 | 3714
2 Diversification | 2028 | 10 | Variable Generation (MW) | 40 | 2582
2 Diversification | 2028 | 10 | Variable Generation (MW) | 50 | 1680
2 Diversification | 2028 | 10 | Variable Generation (MW) | 60 | 1150
2 Diversification | 2028 | 10 | Variable Generation (MW) | 70 | 721
2 Diversification | 2028 | 10 | Variable Generation (MW) | 80 | 477
2 Diversification | 2028 | 10 | Variable Generation (MW) | 90 | 332
2 Diversification | 2028 | 10 | Variable Generation (MW) | 100 | 184
2 Diversification | 2028 | 10 | Variable Generation (MW) | 110 | 141
2 Diversification | 2028 | 10 | Variable Generation (MW) | 120 | 87
2 Diversification | 2028 | 10 | Variable Generation (MW) | 130 | 55
2 Diversification | 2028 | 10 | Variable Generation (MW) | 140 | 49
2 Diversification | 2028 | 10 | Variable Generation (MW) | 150 | 28
2 Diversification | 2028 | 10 | Variable Generation (MW) | 160 | 12
2 Diversification | 2028 | 10 | Variable Generation (MW) | 170 | 10
2 Diversification | 2028 | 10 | Variable Generation (MW) | 180 | 18
2 Diversification | 2028 | 10 | Variable Generation (MW) | 190 | 9
2 Diversification | 2028 | 10 | Variable Generation (MW) | 200 | 3
2 Diversification | 2028 | 10 | Variable Generation (MW) | 210 | 3
2 Diversification | 2028 | 10 | Variable Generation (MW) | 220 | 1
2 Diversification | 2028 | 10 | Variable Generation (MW) | 230 | 4
2 Diversification | 2028 | 10 | Variable Generation (MW) | 240 | 1
2 Diversification | 2028 | 10 | Variable Generation (MW) | 250 | 2
2 Diversification | 2028 | 10 | Variable Generation (MW) | 260 | 0
2 Diversification | 2028 | 10 | Variable Generation (MW) | 270 | 0
2 Diversification | 2028 | 10 | Variable Generation (MW) | 280 | 0
2 Diversification | 2028 | 10 | Variable Generation (MW) | 290 | 0
2 Diversification | 2028 | 10 | Variable Generation (MW) | 300 | 0
2 Diversification | 2028 | 10 | Variable Generation (MW) | 310 | 1
2 Diversification | 2028 | 10 | Variable Generation (MW) | 320 | 0
2 Diversification | 2028 | 10 | Variable Generation (MW) | 330 | 1
2 Diversification | 2028 | 60 | Variable Generation (MW) | -1130 | 1
2 Diversification | 2028 | 60 | Variable Generation (MW) | -1120 | 0
2 Diversification | 2028 | 60 | Variable Generation (MW) | -1110 | 0
2 Diversification | 2028 | 60 | Variable Generation (MW) | -1100 | 1
2 Diversification | 2028 | 60 | Variable Generation (MW) | -1090 | 0
2 Diversification | 2028 | 60 | Variable Generation (MW) | -1080 | 0
2 Diversification | 2028 | 60 | Variable Generation (MW) | -1070 | 1
2 Diversification | 2028 | 60 | Variable Generation (MW) | -1060 | 1
2 Diversification | 2028 | 60 | Variable Generation (MW) | -1050 | 1
2 Diversification | 2028 | 60 | Variable Generation (MW) | -1040 | 0
2 Diversification | 2028 | 60 | Variable Generation (MW) | -1030 | 0
2 Diversification | 2028 | 60 | Variable Generation (MW) | -1020 | 1
2 Diversification | 2028 | 60 | Variable Generation (MW) | -1010 | 0
2 Diversification | 2028 | 60 | Variable Generation (MW) | -1000 | 0
2 Diversification | 2028 | 60 | Variable Generation (MW) | -990 | 0
2 Diversification | 2028 | 60 | Variable Generation (MW) | -980 | 0
2 Diversification | 2028 | 60 | Variable Generation (MW) | -970 | 0
2 Diversification | 2028 | 60 | Variable Generation (MW) | -960 | 0
2 Diversification | 2028 | 60 | Variable Generation (MW) | -950 | 2
2 Diversification | 2028 | 60 | Variable Generation (MW) | -940 | 0
2 Diversification | 2028 | 60 | Variable Generation (MW) | -930 | 0
2 Diversification | 2028 | 60 | Variable Generation (MW) | -920 | 0
2 Diversification | 2028 | 60 | Variable Generation (MW) | -910 | 0
2 Diversification | 2028 | 60 | Variable Generation (MW) | -900 | 1
2 Diversification | 2028 | 60 | Variable Generation (MW) | -890 | 1
2 Diversification | 2028 | 60 | Variable Generation (MW) | -880 | 2
2 Diversification | 2028 | 60 | Variable Generation (MW) | -870 | 0
2 Diversification | 2028 | 60 | Variable Generation (MW) | -860 | 0
2 Diversification | 2028 | 60 | Variable Generation (MW) | -850 | 2
2 Diversification | 2028 | 60 | Variable Generation (MW) | -840 | 1
2 Diversification | 2028 | 60 | Variable Generation (MW) | -830 | 0
2 Diversification | 2028 | 60 | Variable Generation (MW) | -820 | 1
2 Diversification | 2028 | 60 | Variable Generation (MW) | -810 | 1
2 Diversification | 2028 | 60 | Variable Generation (MW) | -800 | 2
2 Diversification | 2028 | 60 | Variable Generation (MW) | -790 | 1
2 Diversification | 2028 | 60 | Variable Generation (MW) | -780 | 3
2 Diversification | 2028 | 60 | Variable Generation (MW) | -770 | 2
2 Diversification | 2028 | 60 | Variable Generation (MW) | -760 | 8
2 Diversification | 2028 | 60 | Variable Generation (MW) | -750 | 7
2 Diversification | 2028 | 60 | Variable Generation (MW) | -740 | 0
2 Diversification | 2028 | 60 | Variable Generation (MW) | -730 | 4
2 Diversification | 2028 | 60 | Variable Generation (MW) | -720 | 7
2 Diversification | 2028 | 60 | Variable Generation (MW) | -710 | 4
2 Diversification | 2028 | 60 | Variable Generation (MW) | -700 | 10
2 Diversification | 2028 | 60 | Variable Generation (MW) | -690 | 6
2 Diversification | 2028 | 60 | Variable Generation (MW) | -680 | 6
2 Diversification | 2028 | 60 | Variable Generation (MW) | -670 | 7
2 Diversification | 2028 | 60 | Variable Generation (MW) | -660 | 10
2 Diversification | 2028 | 60 | Variable Generation (MW) | -650 | 6
2 Diversification | 2028 | 60 | Variable Generation (MW) | -640 | 12
2 Diversification | 2028 | 60 | Variable Generation (MW) | -630 | 12
2 Diversification | 2028 | 60 | Variable Generation (MW) | -620 | 10
2 Diversification | 2028 | 60 | Variable Generation (MW) | -610 | 11
2 Diversification | 2028 | 60 | Variable Generation (MW) | -600 | 23
2 Diversification | 2028 | 60 | Variable Generation (MW) | -590 | 15
2 Diversification | 2028 | 60 | Variable Generation (MW) | -580 | 21
2 Diversification | 2028 | 60 | Variable Generation (MW) | -570 | 17
2 Diversification | 2028 | 60 | Variable Generation (MW) | -560 | 26
2 Diversification | 2028 | 60 | Variable Generation (MW) | -550 | 30
2 Diversification | 2028 | 60 | Variable Generation (MW) | -540 | 29
2 Diversification | 2028 | 60 | Variable Generation (MW) | -530 | 33
2 Diversification | 2028 | 60 | Variable Generation (MW) | -520 | 32
2 Diversification | 2028 | 60 | Variable Generation (MW) | -510 | 34
2 Diversification | 2028 | 60 | Variable Generation (MW) | -500 | 37
2 Diversification | 2028 | 60 | Variable Generation (MW) | -490 | 52
2 Diversification | 2028 | 60 | Variable Generation (MW) | -480 | 54
2 Diversification | 2028 | 60 | Variable Generation (MW) | -470 | 64
2 Diversification | 2028 | 60 | Variable Generation (MW) | -460 | 71
2 Diversification | 2028 | 60 | Variable Generation (MW) | -450 | 72
2 Diversification | 2028 | 60 | Variable Generation (MW) | -440 | 84
2 Diversification | 2028 | 60 | Variable Generation (MW) | -430 | 61
2 Diversification | 2028 | 60 | Variable Generation (MW) | -420 | 79
2 Diversification | 2028 | 60 | Variable Generation (MW) | -410 | 89
2 Diversification | 2028 | 60 | Variable Generation (MW) | -400 | 102
2 Diversification | 2028 | 60 | Variable Generation (MW) | -390 | 110
2 Diversification | 2028 | 60 | Variable Generation (MW) | -380 | 125
2 Diversification | 2028 | 60 | Variable Generation (MW) | -370 | 144
2 Diversification | 2028 | 60 | Variable Generation (MW) | -360 | 155
2 Diversification | 2028 | 60 | Variable Generation (MW) | -350 | 201
2 Diversification | 2028 | 60 | Variable Generation (MW) | -340 | 199
2 Diversification | 2028 | 60 | Variable Generation (MW) | -330 | 207
2 Diversification | 2028 | 60 | Variable Generation (MW) | -320 | 243
2 Diversification | 2028 | 60 | Variable Generation (MW) | -310 | 236
2 Diversification | 2028 | 60 | Variable Generation (MW) | -300 | 233
2 Diversification | 2028 | 60 | Variable Generation (MW) | -290 | 259
2 Diversification | 2028 | 60 | Variable Generation (MW) | -280 | 292
2 Diversification | 2028 | 60 | Variable Generation (MW) | -270 | 351
2 Diversification | 2028 | 60 | Variable Generation (MW) | -260 | 379
2 Diversification | 2028 | 60 | Variable Generation (MW) | -250 | 384
2 Diversification | 2028 | 60 | Variable Generation (MW) | -240 | 440
2 Diversification | 2028 | 60 | Variable Generation (MW) | -230 | 468
2 Diversification | 2028 | 60 | Variable Generation (MW) | -220 | 492
2 Diversification | 2028 | 60 | Variable Generation (MW) | -210 | 556
2 Diversification | 2028 | 60 | Variable Generation (MW) | -200 | 599
2 Diversification | 2028 | 60 | Variable Generation (MW) | -190 | 582
2 Diversification | 2028 | 60 | Variable Generation (MW) | -180 | 548
2 Diversification | 2028 | 60 | Variable Generation (MW) | -170 | 625
2 Diversification | 2028 | 60 | Variable Generation (MW) | -160 | 654
2 Diversification | 2028 | 60 | Variable Generation (MW) | -150 | 675
2 Diversification | 2028 | 60 | Variable Generation (MW) | -140 | 716
2 Diversification | 2028 | 60 | Variable Generation (MW) | -130 | 772
2 Diversification | 2028 | 60 | Variable Generation (MW) | -120 | 843
2 Diversification | 2028 | 60 | Variable Generation (MW) | -110 | 851
2 Diversification | 2028 | 60 | Variable Generation (MW) | -100 | 941
2 Diversification | 2028 | 60 | Variable Generation (MW) | -90 | 951
2 Diversification | 2028 | 60 | Variable Generation (MW) | -80 | 1008
2 Diversification | 2028 | 60 | Variable Generation (MW) | -70 | 1108
2 Diversification | 2028 | 60 | Variable Generation (MW) | -60 | 1148
2 Diversification | 2028 | 60 | Variable Generation (MW) | -50 | 1209
2 Diversification | 2028 | 60 | Variable Generation (MW) | -40 | 1272
2 Diversification | 2028 | 60 | Variable Generation (MW) | -30 | 1351
2 Diversification | 2028 | 60 | Variable Generation (MW) | -20 | 1386
2 Diversification | 2028 | 60 | Variable Generation (MW) | -10 | 1385
2 Diversification | 2028 | 60 | Variable Generation (MW) | 0 | 1548
2 Diversification | 2028 | 60 | Variable Generation (MW) | 10 | 1554
2 Diversification | 2028 | 60 | Variable Generation (MW) | 20 | 1493
2 Diversification | 2028 | 60 | Variable Generation (MW) | 30 | 1397
2 Diversification | 2028 | 60 | Variable Generation (MW) | 40 | 1244
2 Diversification | 2028 | 60 | Variable Generation (MW) | 50 | 1316
2 Diversification | 2028 | 60 | Variable Generation (MW) | 60 | 1146
2 Diversification | 2028 | 60 | Variable Generation (MW) | 70 | 1100
2 Diversification | 2028 | 60 | Variable Generation (MW) | 80 | 936
2 Diversification | 2028 | 60 | Variable Generation (MW) | 90 | 1018
2 Diversification | 2028 | 60 | Variable Generation (MW) | 100 | 887
2 Diversification | 2028 | 60 | Variable Generation (MW) | 110 | 933
2 Diversification | 2028 | 60 | Variable Generation (MW) | 120 | 832
2 Diversification | 2028 | 60 | Variable Generation (MW) | 130 | 828
2 Diversification | 2028 | 60 | Variable Generation (MW) | 140 | 803
2 Diversification | 2028 | 60 | Variable Generation (MW) | 150 | 707
2 Diversification | 2028 | 60 | Variable Generation (MW) | 160 | 669
2 Diversification | 2028 | 60 | Variable Generation (MW) | 170 | 716
2 Diversification | 2028 | 60 | Variable Generation (MW) | 180 | 631
2 Diversification | 2028 | 60 | Variable Generation (MW) | 190 | 614
2 Diversification | 2028 | 60 | Variable Generation (MW) | 200 | 580
2 Diversification | 2028 | 60 | Variable Generation (MW) | 210 | 494
2 Diversification | 2028 | 60 | Variable Generation (MW) | 220 | 525
2 Diversification | 2028 | 60 | Variable Generation (MW) | 230 | 447
2 Diversification | 2028 | 60 | Variable Generation (MW) | 240 | 438
2 Diversification | 2028 | 60 | Variable Generation (MW) | 250 | 369
2 Diversification | 2028 | 60 | Variable Generation (MW) | 260 | 369
2 Diversification | 2028 | 60 | Variable Generation (MW) | 270 | 319
2 Diversification | 2028 | 60 | Variable Generation (MW) | 280 | 286
2 Diversification | 2028 | 60 | Variable Generation (MW) | 290 | 258
2 Diversification | 2028 | 60 | Variable Generation (MW) | 300 | 245
2 Diversification | 2028 | 60 | Variable Generation (MW) | 310 | 213
2 Diversification | 2028 | 60 | Variable Generation (MW) | 320 | 211
2 Diversification | 2028 | 60 | Variable Generation (MW) | 330 | 185
2 Diversification | 2028 | 60 | Variable Generation (MW) | 340 | 148
2 Diversification | 2028 | 60 | Variable Generation (MW) | 350 | 148
2 Diversification | 2028 | 60 | Variable Generation (MW) | 360 | 115
2 Diversification | 2028 | 60 | Variable Generation (MW) | 370 | 133
2 Diversification | 2028 | 60 | Variable Generation (MW) | 380 | 114
2 Diversification | 2028 | 60 | Variable Generation (MW) | 390 | 112
2 Diversification | 2028 | 60 | Variable Generation (MW) | 400 | 82
2 Diversification | 2028 | 60 | Variable Generation (MW) | 410 | 80
2 Diversification | 2028 | 60 | Variable Generation (MW) | 420 | 86
2 Diversification | 2028 | 60 | Variable Generation (MW) | 430 | 75
2 Diversification | 2028 | 60 | Variable Generation (MW) | 440 | 53
2 Diversification | 2028 | 60 | Variable Generation (MW) | 450 | 59
2 Diversification | 2028 | 60 | Variable Generation (MW) | 460 | 51
2 Diversification | 2028 | 60 | Variable Generation (MW) | 470 | 65
2 Diversification | 2028 | 60 | Variable Generation (MW) | 480 | 57
2 Diversification | 2028 | 60 | Variable Generation (MW) | 490 | 44
2 Diversification | 2028 | 60 | Variable Generation (MW) | 500 | 47
2 Diversification | 2028 | 60 | Variable Generation (MW) | 510 | 46
2 Diversification | 2028 | 60 | Variable Generation (MW) | 520 | 46
2 Diversification | 2028 | 60 | Variable Generation (MW) | 530 | 35
2 Diversification | 2028 | 60 | Variable Generation (MW) | 540 | 30
2 Diversification | 2028 | 60 | Variable Generation (MW) | 550 | 33
2 Diversification | 2028 | 60 | Variable Generation (MW) | 560 | 27
2 Diversification | 2028 | 60 | Variable Generation (MW) | 570 | 26
2 Diversification | 2028 | 60 | Variable Generation (MW) | 580 | 29
2 Diversification | 2028 | 60 | Variable Generation (MW) | 590 | 21
2 Diversification | 2028 | 60 | Variable Generation (MW) | 600 | 25
2 Diversification | 2028 | 60 | Variable Generation (MW) | 610 | 18
2 Diversification | 2028 | 60 | Variable Generation (MW) | 620 | 14
2 Diversification | 2028 | 60 | Variable Generation (MW) | 630 | 12
2 Diversification | 2028 | 60 | Variable Generation (MW) | 640 | 13
2 Diversification | 2028 | 60 | Variable Generation (MW) | 650 | 13
2 Diversification | 2028 | 60 | Variable Generation (MW) | 660 | 13
2 Diversification | 2028 | 60 | Variable Generation (MW) | 670 | 7
2 Diversification | 2028 | 60 | Variable Generation (MW) | 680 | 6
2 Diversification | 2028 | 60 | Variable Generation (MW) | 690 | 8
2 Diversification | 2028 | 60 | Variable Generation (MW) | 700 | 5
2 Diversification | 2028 | 60 | Variable Generation (MW) | 710 | 6
2 Diversification | 2028 | 60 | Variable Generation (MW) | 720 | 8
2 Diversification | 2028 | 60 | Variable Generation (MW) | 730 | 3
2 Diversification | 2028 | 60 | Variable Generation (MW) | 740 | 1
2 Diversification | 2028 | 60 | Variable Generation (MW) | 750 | 5
2 Diversification | 2028 | 60 | Variable Generation (MW) | 760 | 6
2 Diversification | 2028 | 60 | Variable Generation (MW) | 770 | 2
2 Diversification | 2028 | 60 | Variable Generation (MW) | 780 | 1
2 Diversification | 2028 | 60 | Variable Generation (MW) | 790 | 4
2 Diversification | 2028 | 60 | Variable Generation (MW) | 800 | 1
2 Diversification | 2028 | 60 | Variable Generation (MW) | 810 | 5
2 Diversification | 2028 | 60 | Variable Generation (MW) | 820 | 1
2 Diversification | 2028 | 60 | Variable Generation (MW) | 830 | 5
2 Diversification | 2028 | 60 | Variable Generation (MW) | 840 | 3
2 Diversification | 2028 | 60 | Variable Generation (MW) | 850 | 1
2 Diversification | 2028 | 60 | Variable Generation (MW) | 860 | 1
2 Diversification | 2028 | 60 | Variable Generation (MW) | 870 | 2
2 Diversification | 2028 | 60 | Variable Generation (MW) | 880 | 2
2 Diversification | 2028 | 60 | Variable Generation (MW) | 890 | 3
2 Diversification | 2028 | 60 | Variable Generation (MW) | 900 | 1
2 Diversification | 2028 | 60 | Variable Generation (MW) | 910 | 2
2 Diversification | 2028 | 60 | Variable Generation (MW) | 920 | 1
2 Diversification | 2028 | 60 | Variable Generation (MW) | 930 | 2
2 Diversification | 2028 | 60 | Variable Generation (MW) | 940 | 1
2 Diversification | 2028 | 60 | Variable Generation (MW) | 950 | 0
2 Diversification | 2028 | 60 | Variable Generation (MW) | 960 | 0
2 Diversification | 2028 | 60 | Variable Generation (MW) | 970 | 0
2 Diversification | 2028 | 60 | Variable Generation (MW) | 980 | 1
2 Diversification | 2028 | 60 | Variable Generation (MW) | 990 | 2
2 Diversification | 2028 | 60 | Variable Generation (MW) | 1000 | 0
2 Diversification | 2028 | 60 | Variable Generation (MW) | 1010 | 2
2 Diversification | 2028 | 60 | Variable Generation (MW) | 1020 | 0
2 Diversification | 2028 | 60 | Variable Generation (MW) | 1030 | 0
2 Diversification | 2028 | 60 | Variable Generation (MW) | 1040 | 2
2 Diversification | 2028 | 60 | Variable Generation (MW) | 1050 | 1
2 Diversification | 2028 | 60 | Variable Generation (MW) | 1060 | 0
2 Diversification | 2028 | 60 | Variable Generation (MW) | 1070 | 1
2 Diversification | 2028 | 60 | Variable Generation (MW) | 1080 | 2
2 Diversification | 2028 | 60 | Variable Generation (MW) | 1090 | 1
2 Diversification | 2028 | 10 | Net Demand (MW) | -430 | 1
2 Diversification | 2028 | 10 | Net Demand (MW) | -420 | 0
2 Diversification | 2028 | 10 | Net Demand (MW) | -410 | 0
2 Diversification | 2028 | 10 | Net Demand (MW) | -400 | 0
2 Diversification | 2028 | 10 | Net Demand (MW) | -390 | 0
2 Diversification | 2028 | 10 | Net Demand (MW) | -380 | 0
2 Diversification | 2028 | 10 | Net Demand (MW) | -370 | 0
2 Diversification | 2028 | 10 | Net Demand (MW) | -360 | 0
2 Diversification | 2028 | 10 | Net Demand (MW) | -350 | 1
2 Diversification | 2028 | 10 | Net Demand (MW) | -340 | 0
2 Diversification | 2028 | 10 | Net Demand (MW) | -330 | 0
2 Diversification | 2028 | 10 | Net Demand (MW) | -320 | 0
2 Diversification | 2028 | 10 | Net Demand (MW) | -310 | 1
2 Diversification | 2028 | 10 | Net Demand (MW) | -300 | 1
2 Diversification | 2028 | 10 | Net Demand (MW) | -290 | 1
2 Diversification | 2028 | 10 | Net Demand (MW) | -280 | 0
2 Diversification | 2028 | 10 | Net Demand (MW) | -270 | 3
2 Diversification | 2028 | 10 | Net Demand (MW) | -260 | 3
2 Diversification | 2028 | 10 | Net Demand (MW) | -250 | 1
2 Diversification | 2028 | 10 | Net Demand (MW) | -240 | 6
2 Diversification | 2028 | 10 | Net Demand (MW) | -230 | 2
2 Diversification | 2028 | 10 | Net Demand (MW) | -220 | 12
2 Diversification | 2028 | 10 | Net Demand (MW) | -210 | 14
2 Diversification | 2028 | 10 | Net Demand (MW) | -200 | 6
2 Diversification | 2028 | 10 | Net Demand (MW) | -190 | 13
2 Diversification | 2028 | 10 | Net Demand (MW) | -180 | 25
2 Diversification | 2028 | 10 | Net Demand (MW) | -170 | 41
2 Diversification | 2028 | 10 | Net Demand (MW) | -160 | 54
2 Diversification | 2028 | 10 | Net Demand (MW) | -150 | 77
2 Diversification | 2028 | 10 | Net Demand (MW) | -140 | 128
2 Diversification | 2028 | 10 | Net Demand (MW) | -130 | 179
2 Diversification | 2028 | 10 | Net Demand (MW) | -120 | 278
2 Diversification | 2028 | 10 | Net Demand (MW) | -110 | 395
2 Diversification | 2028 | 10 | Net Demand (MW) | -100 | 537
2 Diversification | 2028 | 10 | Net Demand (MW) | -90 | 795
2 Diversification | 2028 | 10 | Net Demand (MW) | -80 | 1068
2 Diversification | 2028 | 10 | Net Demand (MW) | -70 | 1466
2 Diversification | 2028 | 10 | Net Demand (MW) | -60 | 1879
2 Diversification | 2028 | 10 | Net Demand (MW) | -50 | 2414
2 Diversification | 2028 | 10 | Net Demand (MW) | -40 | 2959
2 Diversification | 2028 | 10 | Net Demand (MW) | -30 | 3611
2 Diversification | 2028 | 10 | Net Demand (MW) | -20 | 4115
2 Diversification | 2028 | 10 | Net Demand (MW) | -10 | 4472
2 Diversification | 2028 | 10 | Net Demand (MW) | 0 | 4579
2 Diversification | 2028 | 10 | Net Demand (MW) | 10 | 4288
2 Diversification | 2028 | 10 | Net Demand (MW) | 20 | 3844
2 Diversification | 2028 | 10 | Net Demand (MW) | 30 | 3360
2 Diversification | 2028 | 10 | Net Demand (MW) | 40 | 2843
2 Diversification | 2028 | 10 | Net Demand (MW) | 50 | 2177
2 Diversification | 2028 | 10 | Net Demand (MW) | 60 | 1654
2 Diversification | 2028 | 10 | Net Demand (MW) | 70 | 1315
2 Diversification | 2028 | 10 | Net Demand (MW) | 80 | 928
2 Diversification | 2028 | 10 | Net Demand (MW) | 90 | 735
2 Diversification | 2028 | 10 | Net Demand (MW) | 100 | 563
2 Diversification | 2028 | 10 | Net Demand (MW) | 110 | 420
2 Diversification | 2028 | 10 | Net Demand (MW) | 120 | 354
2 Diversification | 2028 | 10 | Net Demand (MW) | 130 | 243
2 Diversification | 2028 | 10 | Net Demand (MW) | 140 | 186
2 Diversification | 2028 | 10 | Net Demand (MW) | 150 | 150
2 Diversification | 2028 | 10 | Net Demand (MW) | 160 | 121
2 Diversification | 2028 | 10 | Net Demand (MW) | 170 | 79
2 Diversification | 2028 | 10 | Net Demand (MW) | 180 | 53
2 Diversification | 2028 | 10 | Net Demand (MW) | 190 | 39
2 Diversification | 2028 | 10 | Net Demand (MW) | 200 | 21
2 Diversification | 2028 | 10 | Net Demand (MW) | 210 | 9
2 Diversification | 2028 | 10 | Net Demand (MW) | 220 | 11
2 Diversification | 2028 | 10 | Net Demand (MW) | 230 | 12
2 Diversification | 2028 | 10 | Net Demand (MW) | 240 | 5
2 Diversification | 2028 | 10 | Net Demand (MW) | 250 | 3
2 Diversification | 2028 | 10 | Net Demand (MW) | 260 | 2
2 Diversification | 2028 | 10 | Net Demand (MW) | 270 | 1
2 Diversification | 2028 | 10 | Net Demand (MW) | 280 | 3
2 Diversification | 2028 | 10 | Net Demand (MW) | 290 | 1
2 Diversification | 2028 | 10 | Net Demand (MW) | 300 | 0
2 Diversification | 2028 | 10 | Net Demand (MW) | 310 | 0
2 Diversification | 2028 | 10 | Net Demand (MW) | 320 | 1
2 Diversification | 2028 | 10 | Net Demand (MW) | 330 | 1
2 Diversification | 2028 | 60 | Net Demand (MW) | -1280 | 1
2 Diversification | 2028 | 60 | Net Demand (MW) | -1270 | 0
2 Diversification | 2028 | 60 | Net Demand (MW) | -1260 | 0
2 Diversification | 2028 | 60 | Net Demand (MW) | -1250 | 1
2 Diversification | 2028 | 60 | Net Demand (MW) | -1240 | 0
2 Diversification | 2028 | 60 | Net Demand (MW) | -1230 | 0
2 Diversification | 2028 | 60 | Net Demand (MW) | -1220 | 0
2 Diversification | 2028 | 60 | Net Demand (MW) | -1210 | 0
2 Diversification | 2028 | 60 | Net Demand (MW) | -1200 | 1
2 Diversification | 2028 | 60 | Net Demand (MW) | -1190 | 0
2 Diversification | 2028 | 60 | Net Demand (MW) | -1180 | 1
2 Diversification | 2028 | 60 | Net Demand (MW) | -1170 | 2
2 Diversification | 2028 | 60 | Net Demand (MW) | -1160 | 1
2 Diversification | 2028 | 60 | Net Demand (MW) | -1150 | 0
2 Diversification | 2028 | 60 | Net Demand (MW) | -1140 | 3
2 Diversification | 2028 | 60 | Net Demand (MW) | -1130 | 0
2 Diversification | 2028 | 60 | Net Demand (MW) | -1120 | 1
2 Diversification | 2028 | 60 | Net Demand (MW) | -1110 | 0
2 Diversification | 2028 | 60 | Net Demand (MW) | -1100 | 1
2 Diversification | 2028 | 60 | Net Demand (MW) | -1090 | 1
2 Diversification | 2028 | 60 | Net Demand (MW) | -1080 | 2
2 Diversification | 2028 | 60 | Net Demand (MW) | -1070 | 1
2 Diversification | 2028 | 60 | Net Demand (MW) | -1060 | 1
2 Diversification | 2028 | 60 | Net Demand (MW) | -1050 | 1
2 Diversification | 2028 | 60 | Net Demand (MW) | -1040 | 2
2 Diversification | 2028 | 60 | Net Demand (MW) | -1030 | 0
2 Diversification | 2028 | 60 | Net Demand (MW) | -1020 | 1
2 Diversification | 2028 | 60 | Net Demand (MW) | -1010 | 0
2 Diversification | 2028 | 60 | Net Demand (MW) | -1000 | 1
2 Diversification | 2028 | 60 | Net Demand (MW) | -990 | 1
2 Diversification | 2028 | 60 | Net Demand (MW) | -980 | 1
2 Diversification | 2028 | 60 | Net Demand (MW) | -970 | 2
2 Diversification | 2028 | 60 | Net Demand (MW) | -960 | 0
2 Diversification | 2028 | 60 | Net Demand (MW) | -950 | 2
2 Diversification | 2028 | 60 | Net Demand (MW) | -940 | 3
2 Diversification | 2028 | 60 | Net Demand (MW) | -930 | 2
2 Diversification | 2028 | 60 | Net Demand (MW) | -920 | 3
2 Diversification | 2028 | 60 | Net Demand (MW) | -910 | 5
2 Diversification | 2028 | 60 | Net Demand (MW) | -900 | 2
2 Diversification | 2028 | 60 | Net Demand (MW) | -890 | 2
2 Diversification | 2028 | 60 | Net Demand (MW) | -880 | 3
2 Diversification | 2028 | 60 | Net Demand (MW) | -870 | 5
2 Diversification | 2028 | 60 | Net Demand (MW) | -860 | 2
2 Diversification | 2028 | 60 | Net Demand (MW) | -850 | 3
2 Diversification | 2028 | 60 | Net Demand (MW) | -840 | 9
2 Diversification | 2028 | 60 | Net Demand (MW) | -830 | 7
2 Diversification | 2028 | 60 | Net Demand (MW) | -820 | 8
2 Diversification | 2028 | 60 | Net Demand (MW) | -810 | 6
2 Diversification | 2028 | 60 | Net Demand (MW) | -800 | 14
2 Diversification | 2028 | 60 | Net Demand (MW) | -790 | 7
2 Diversification | 2028 | 60 | Net Demand (MW) | -780 | 2
2 Diversification | 2028 | 60 | Net Demand (MW) | -770 | 11
2 Diversification | 2028 | 60 | Net Demand (MW) | -760 | 10
2 Diversification | 2028 | 60 | Net Demand (MW) | -750 | 10
2 Diversification | 2028 | 60 | Net Demand (MW) | -740 | 14
2 Diversification | 2028 | 60 | Net Demand (MW) | -730 | 18
2 Diversification | 2028 | 60 | Net Demand (MW) | -720 | 13
2 Diversification | 2028 | 60 | Net Demand (MW) | -710 | 26
2 Diversification | 2028 | 60 | Net Demand (MW) | -700 | 21
2 Diversification | 2028 | 60 | Net Demand (MW) | -690 | 20
2 Diversification | 2028 | 60 | Net Demand (MW) | -680 | 22
2 Diversification | 2028 | 60 | Net Demand (MW) | -670 | 32
2 Diversification | 2028 | 60 | Net Demand (MW) | -660 | 27
2 Diversification | 2028 | 60 | Net Demand (MW) | -650 | 42
2 Diversification | 2028 | 60 | Net Demand (MW) | -640 | 47
2 Diversification | 2028 | 60 | Net Demand (MW) | -630 | 50
2 Diversification | 2028 | 60 | Net Demand (MW) | -620 | 42
2 Diversification | 2028 | 60 | Net Demand (MW) | -610 | 53
2 Diversification | 2028 | 60 | Net Demand (MW) | -600 | 50
2 Diversification | 2028 | 60 | Net Demand (MW) | -590 | 55
2 Diversification | 2028 | 60 | Net Demand (MW) | -580 | 68
2 Diversification | 2028 | 60 | Net Demand (MW) | -570 | 76
2 Diversification | 2028 | 60 | Net Demand (MW) | -560 | 76
2 Diversification | 2028 | 60 | Net Demand (MW) | -550 | 83
2 Diversification | 2028 | 60 | Net Demand (MW) | -540 | 111
2 Diversification | 2028 | 60 | Net Demand (MW) | -530 | 101
2 Diversification | 2028 | 60 | Net Demand (MW) | -520 | 89
2 Diversification | 2028 | 60 | Net Demand (MW) | -510 | 120
2 Diversification | 2028 | 60 | Net Demand (MW) | -500 | 118
2 Diversification | 2028 | 60 | Net Demand (MW) | -490 | 132
2 Diversification | 2028 | 60 | Net Demand (MW) | -480 | 135
2 Diversification | 2028 | 60 | Net Demand (MW) | -470 | 143
2 Diversification | 2028 | 60 | Net Demand (MW) | -460 | 166
2 Diversification | 2028 | 60 | Net Demand (MW) | -450 | 172
2 Diversification | 2028 | 60 | Net Demand (MW) | -440 | 180
2 Diversification | 2028 | 60 | Net Demand (MW) | -430 | 192
2 Diversification | 2028 | 60 | Net Demand (MW) | -420 | 199
2 Diversification | 2028 | 60 | Net Demand (MW) | -410 | 211
2 Diversification | 2028 | 60 | Net Demand (MW) | -400 | 231
2 Diversification | 2028 | 60 | Net Demand (MW) | -390 | 224
2 Diversification | 2028 | 60 | Net Demand (MW) | -380 | 248
2 Diversification | 2028 | 60 | Net Demand (MW) | -370 | 293
2 Diversification | 2028 | 60 | Net Demand (MW) | -360 | 280
2 Diversification | 2028 | 60 | Net Demand (MW) | -350 | 300
2 Diversification | 2028 | 60 | Net Demand (MW) | -340 | 322
2 Diversification | 2028 | 60 | Net Demand (MW) | -330 | 372
2 Diversification | 2028 | 60 | Net Demand (MW) | -320 | 357
2 Diversification | 2028 | 60 | Net Demand (MW) | -310 | 349
2 Diversification | 2028 | 60 | Net Demand (MW) | -300 | 360
2 Diversification | 2028 | 60 | Net Demand (MW) | -290 | 387
2 Diversification | 2028 | 60 | Net Demand (MW) | -280 | 400
2 Diversification | 2028 | 60 | Net Demand (MW) | -270 | 427
2 Diversification | 2028 | 60 | Net Demand (MW) | -260 | 432
2 Diversification | 2028 | 60 | Net Demand (MW) | -250 | 465
2 Diversification | 2028 | 60 | Net Demand (MW) | -240 | 415
2 Diversification | 2028 | 60 | Net Demand (MW) | -230 | 523
2 Diversification | 2028 | 60 | Net Demand (MW) | -220 | 507
2 Diversification | 2028 | 60 | Net Demand (MW) | -210 | 544
2 Diversification | 2028 | 60 | Net Demand (MW) | -200 | 567
2 Diversification | 2028 | 60 | Net Demand (MW) | -190 | 642
2 Diversification | 2028 | 60 | Net Demand (MW) | -180 | 644
2 Diversification | 2028 | 60 | Net Demand (MW) | -170 | 700
2 Diversification | 2028 | 60 | Net Demand (MW) | -160 | 730
2 Diversification | 2028 | 60 | Net Demand (MW) | -150 | 725
2 Diversification | 2028 | 60 | Net Demand (MW) | -140 | 727
2 Diversification | 2028 | 60 | Net Demand (MW) | -130 | 791
2 Diversification | 2028 | 60 | Net Demand (MW) | -120 | 784
2 Diversification | 2028 | 60 | Net Demand (MW) | -110 | 842
2 Diversification | 2028 | 60 | Net Demand (MW) | -100 | 820
2 Diversification | 2028 | 60 | Net Demand (MW) | -90 | 892
2 Diversification | 2028 | 60 | Net Demand (MW) | -80 | 878
2 Diversification | 2028 | 60 | Net Demand (MW) | -70 | 875
2 Diversification | 2028 | 60 | Net Demand (MW) | -60 | 904
2 Diversification | 2028 | 60 | Net Demand (MW) | -50 | 856
2 Diversification | 2028 | 60 | Net Demand (MW) | -40 | 911
2 Diversification | 2028 | 60 | Net Demand (MW) | -30 | 888
2 Diversification | 2028 | 60 | Net Demand (MW) | -20 | 914
2 Diversification | 2028 | 60 | Net Demand (MW) | -10 | 908
2 Diversification | 2028 | 60 | Net Demand (MW) | 0 | 896
2 Diversification | 2028 | 60 | Net Demand (MW) | 10 | 936
2 Diversification | 2028 | 60 | Net Demand (MW) | 20 | 852
2 Diversification | 2028 | 60 | Net Demand (MW) | 30 | 922
2 Diversification | 2028 | 60 | Net Demand (MW) | 40 | 878
2 Diversification | 2028 | 60 | Net Demand (MW) | 50 | 856
2 Diversification | 2028 | 60 | Net Demand (MW) | 60 | 892
2 Diversification | 2028 | 60 | Net Demand (MW) | 70 | 821
2 Diversification | 2028 | 60 | Net Demand (MW) | 80 | 776
2 Diversification | 2028 | 60 | Net Demand (MW) | 90 | 803
2 Diversification | 2028 | 60 | Net Demand (MW) | 100 | 776
2 Diversification | 2028 | 60 | Net Demand (MW) | 110 | 746
2 Diversification | 2028 | 60 | Net Demand (MW) | 120 | 706
2 Diversification | 2028 | 60 | Net Demand (MW) | 130 | 722
2 Diversification | 2028 | 60 | Net Demand (MW) | 140 | 703
2 Diversification | 2028 | 60 | Net Demand (MW) | 150 | 657
2 Diversification | 2028 | 60 | Net Demand (MW) | 160 | 637
2 Diversification | 2028 | 60 | Net Demand (MW) | 170 | 613
2 Diversification | 2028 | 60 | Net Demand (MW) | 180 | 605
2 Diversification | 2028 | 60 | Net Demand (MW) | 190 | 547
2 Diversification | 2028 | 60 | Net Demand (MW) | 200 | 575
2 Diversification | 2028 | 60 | Net Demand (MW) | 210 | 505
2 Diversification | 2028 | 60 | Net Demand (MW) | 220 | 512
2 Diversification | 2028 | 60 | Net Demand (MW) | 230 | 478
2 Diversification | 2028 | 60 | Net Demand (MW) | 240 | 463
2 Diversification | 2028 | 60 | Net Demand (MW) | 250 | 450
2 Diversification | 2028 | 60 | Net Demand (MW) | 260 | 413
2 Diversification | 2028 | 60 | Net Demand (MW) | 270 | 402
2 Diversification | 2028 | 60 | Net Demand (MW) | 280 | 401
2 Diversification | 2028 | 60 | Net Demand (MW) | 290 | 344
2 Diversification | 2028 | 60 | Net Demand (MW) | 300 | 333
2 Diversification | 2028 | 60 | Net Demand (MW) | 310 | 319
2 Diversification | 2028 | 60 | Net Demand (MW) | 320 | 296
2 Diversification | 2028 | 60 | Net Demand (MW) | 330 | 305
2 Diversification | 2028 | 60 | Net Demand (MW) | 340 | 256
2 Diversification | 2028 | 60 | Net Demand (MW) | 350 | 262
2 Diversification | 2028 | 60 | Net Demand (MW) | 360 | 249
2 Diversification | 2028 | 60 | Net Demand (MW) | 370 | 221
2 Diversification | 2028 | 60 | Net Demand (MW) | 380 | 204
2 Diversification | 2028 | 60 | Net Demand (MW) | 390 | 192
2 Diversification | 2028 | 60 | Net Demand (MW) | 400 | 178
2 Diversification | 2028 | 60 | Net Demand (MW) | 410 | 184
2 Diversification | 2028 | 60 | Net Demand (MW) | 420 | 158
2 Diversification | 2028 | 60 | Net Demand (MW) | 430 | 144
2 Diversification | 2028 | 60 | Net Demand (MW) | 440 | 143
2 Diversification | 2028 | 60 | Net Demand (MW) | 450 | 140
2 Diversification | 2028 | 60 | Net Demand (MW) | 460 | 126
2 Diversification | 2028 | 60 | Net Demand (MW) | 470 | 121
2 Diversification | 2028 | 60 | Net Demand (MW) | 480 | 132
2 Diversification | 2028 | 60 | Net Demand (MW) | 490 | 113
2 Diversification | 2028 | 60 | Net Demand (MW) | 500 | 101
2 Diversification | 2028 | 60 | Net Demand (MW) | 510 | 99
2 Diversification | 2028 | 60 | Net Demand (MW) | 520 | 92
2 Diversification | 2028 | 60 | Net Demand (MW) | 530 | 100
2 Diversification | 2028 | 60 | Net Demand (MW) | 540 | 96
2 Diversification | 2028 | 60 | Net Demand (MW) | 550 | 94
2 Diversification | 2028 | 60 | Net Demand (MW) | 560 | 77
2 Diversification | 2028 | 60 | Net Demand (MW) | 570 | 91
2 Diversification | 2028 | 60 | Net Demand (MW) | 580 | 68
2 Diversification | 2028 | 60 | Net Demand (MW) | 590 | 64
2 Diversification | 2028 | 60 | Net Demand (MW) | 600 | 73
2 Diversification | 2028 | 60 | Net Demand (MW) | 610 | 53
2 Diversification | 2028 | 60 | Net Demand (MW) | 620 | 69
2 Diversification | 2028 | 60 | Net Demand (MW) | 630 | 82
2 Diversification | 2028 | 60 | Net Demand (MW) | 640 | 61
2 Diversification | 2028 | 60 | Net Demand (MW) | 650 | 54
2 Diversification | 2028 | 60 | Net Demand (MW) | 660 | 46
2 Diversification | 2028 | 60 | Net Demand (MW) | 670 | 61
2 Diversification | 2028 | 60 | Net Demand (MW) | 680 | 61
2 Diversification | 2028 | 60 | Net Demand (MW) | 690 | 40
2 Diversification | 2028 | 60 | Net Demand (MW) | 700 | 48
2 Diversification | 2028 | 60 | Net Demand (MW) | 710 | 30
2 Diversification | 2028 | 60 | Net Demand (MW) | 720 | 47
2 Diversification | 2028 | 60 | Net Demand (MW) | 730 | 31
2 Diversification | 2028 | 60 | Net Demand (MW) | 740 | 32
2 Diversification | 2028 | 60 | Net Demand (MW) | 750 | 36
2 Diversification | 2028 | 60 | Net Demand (MW) | 760 | 31
2 Diversification | 2028 | 60 | Net Demand (MW) | 770 | 28
2 Diversification | 2028 | 60 | Net Demand (MW) | 780 | 41
2 Diversification | 2028 | 60 | Net Demand (MW) | 790 | 25
2 Diversification | 2028 | 60 | Net Demand (MW) | 800 | 17
2 Diversification | 2028 | 60 | Net Demand (MW) | 810 | 20
2 Diversification | 2028 | 60 | Net Demand (MW) | 820 | 26
2 Diversification | 2028 | 60 | Net Demand (MW) | 830 | 18
2 Diversification | 2028 | 60 | Net Demand (MW) | 840 | 16
2 Diversification | 2028 | 60 | Net Demand (MW) | 850 | 13
2 Diversification | 2028 | 60 | Net Demand (MW) | 860 | 20
2 Diversification | 2028 | 60 | Net Demand (MW) | 870 | 12
2 Diversification | 2028 | 60 | Net Demand (MW) | 880 | 12
2 Diversification | 2028 | 60 | Net Demand (MW) | 890 | 9
2 Diversification | 2028 | 60 | Net Demand (MW) | 900 | 10
2 Diversification | 2028 | 60 | Net Demand (MW) | 910 | 12
2 Diversification | 2028 | 60 | Net Demand (MW) | 920 | 11
2 Diversification | 2028 | 60 | Net Demand (MW) | 930 | 5
2 Diversification | 2028 | 60 | Net Demand (MW) | 940 | 11
2 Diversification | 2028 | 60 | Net Demand (MW) | 950 | 4
2 Diversification | 2028 | 60 | Net Demand (MW) | 960 | 8
2 Diversification | 2028 | 60 | Net Demand (MW) | 970 | 5
2 Diversification | 2028 | 60 | Net Demand (MW) | 980 | 4
2 Diversification | 2028 | 60 | Net Demand (MW) | 990 | 3
2 Diversification | 2028 | 60 | Net Demand (MW) | 1000 | 4
2 Diversification | 2028 | 60 | Net Demand (MW) | 1010 | 5
2 Diversification | 2028 | 60 | Net Demand (MW) | 1020 | 1
2 Diversification | 2028 | 60 | Net Demand (MW) | 1030 | 4
2 Diversification | 2028 | 60 | Net Demand (MW) | 1040 | 1
2 Diversification | 2028 | 60 | Net Demand (MW) | 1050 | 2
2 Diversification | 2028 | 60 | Net Demand (MW) | 1060 | 1
2 Diversification | 2028 | 60 | Net Demand (MW) | 1070 | 2
2 Diversification | 2028 | 60 | Net Demand (MW) | 1080 | 3
2 Diversification | 2028 | 60 | Net Demand (MW) | 1090 | 1
2 Diversification | 2028 | 60 | Net Demand (MW) | 1100 | 2
2 Diversification | 2028 | 60 | Net Demand (MW) | 1110 | 2
2 Diversification | 2028 | 60 | Net Demand (MW) | 1120 | 1
2 Diversification | 2028 | 60 | Net Demand (MW) | 1130 | 2
2 Diversification | 2028 | 60 | Net Demand (MW) | 1140 | 3
2 Diversification | 2028 | 60 | Net Demand (MW) | 1150 | 1
2 Diversification | 2028 | 60 | Net Demand (MW) | 1160 | 0
2 Diversification | 2028 | 60 | Net Demand (MW) | 1170 | 0
2 Diversification | 2028 | 60 | Net Demand (MW) | 1180 | 0
2 Diversification | 2028 | 60 | Net Demand (MW) | 1190 | 0
2 Diversification | 2028 | 60 | Net Demand (MW) | 1200 | 1
2 Diversification | 2028 | 60 | Net Demand (MW) | 1210 | 0
2 Diversification | 2028 | 60 | Net Demand (MW) | 1220 | 0
2 Diversification | 2028 | 60 | Net Demand (MW) | 1230 | 1
2 Diversification | 2028 | 60 | Net Demand (MW) | 1240 | 1
2 Diversification | 2028 | 60 | Net Demand (MW) | 1250 | 2
2 Diversification | 2028 | 60 | Net Demand (MW) | 1260 | 1
2 Diversification | 2028 | 60 | Net Demand (MW) | 1270 | 0
2 Diversification | 2028 | 60 | Net Demand (MW) | 1280 | 2
2 Diversification | 2028 | 60 | Net Demand (MW) | 1290 | 1
2 Diversification | 2029 | 10 | Alberta Internal Load (MW) | -400 | 1
2 Diversification | 2029 | 10 | Alberta Internal Load (MW) | -390 | 0
2 Diversification | 2029 | 10 | Alberta Internal Load (MW) | -380 | 0
2 Diversification | 2029 | 10 | Alberta Internal Load (MW) | -370 | 0
2 Diversification | 2029 | 10 | Alberta Internal Load (MW) | -360 | 0
2 Diversification | 2029 | 10 | Alberta Internal Load (MW) | -350 | 0
2 Diversification | 2029 | 10 | Alberta Internal Load (MW) | -340 | 0
2 Diversification | 2029 | 10 | Alberta Internal Load (MW) | -330 | 0
2 Diversification | 2029 | 10 | Alberta Internal Load (MW) | -320 | 0
2 Diversification | 2029 | 10 | Alberta Internal Load (MW) | -310 | 0
2 Diversification | 2029 | 10 | Alberta Internal Load (MW) | -300 | 0
2 Diversification | 2029 | 10 | Alberta Internal Load (MW) | -290 | 0
2 Diversification | 2029 | 10 | Alberta Internal Load (MW) | -280 | 0
2 Diversification | 2029 | 10 | Alberta Internal Load (MW) | -270 | 0
2 Diversification | 2029 | 10 | Alberta Internal Load (MW) | -260 | 0
2 Diversification | 2029 | 10 | Alberta Internal Load (MW) | -250 | 1
2 Diversification | 2029 | 10 | Alberta Internal Load (MW) | -240 | 2
2 Diversification | 2029 | 10 | Alberta Internal Load (MW) | -230 | 1
2 Diversification | 2029 | 10 | Alberta Internal Load (MW) | -220 | 0
2 Diversification | 2029 | 10 | Alberta Internal Load (MW) | -210 | 0
2 Diversification | 2029 | 10 | Alberta Internal Load (MW) | -200 | 0
2 Diversification | 2029 | 10 | Alberta Internal Load (MW) | -190 | 1
2 Diversification | 2029 | 10 | Alberta Internal Load (MW) | -180 | 1
2 Diversification | 2029 | 10 | Alberta Internal Load (MW) | -170 | 5
2 Diversification | 2029 | 10 | Alberta Internal Load (MW) | -160 | 11
2 Diversification | 2029 | 10 | Alberta Internal Load (MW) | -150 | 13
2 Diversification | 2029 | 10 | Alberta Internal Load (MW) | -140 | 32
2 Diversification | 2029 | 10 | Alberta Internal Load (MW) | -130 | 50
2 Diversification | 2029 | 10 | Alberta Internal Load (MW) | -120 | 91
2 Diversification | 2029 | 10 | Alberta Internal Load (MW) | -110 | 142
2 Diversification | 2029 | 10 | Alberta Internal Load (MW) | -100 | 239
2 Diversification | 2029 | 10 | Alberta Internal Load (MW) | -90 | 382
2 Diversification | 2029 | 10 | Alberta Internal Load (MW) | -80 | 505
2 Diversification | 2029 | 10 | Alberta Internal Load (MW) | -70 | 743
2 Diversification | 2029 | 10 | Alberta Internal Load (MW) | -60 | 1225
2 Diversification | 2029 | 10 | Alberta Internal Load (MW) | -50 | 2011
2 Diversification | 2029 | 10 | Alberta Internal Load (MW) | -40 | 2808
2 Diversification | 2029 | 10 | Alberta Internal Load (MW) | -30 | 3962
2 Diversification | 2029 | 10 | Alberta Internal Load (MW) | -20 | 5210
2 Diversification | 2029 | 10 | Alberta Internal Load (MW) | -10 | 6474
2 Diversification | 2029 | 10 | Alberta Internal Load (MW) | 0 | 6947
2 Diversification | 2029 | 10 | Alberta Internal Load (MW) | 10 | 5981
2 Diversification | 2029 | 10 | Alberta Internal Load (MW) | 20 | 4633
2 Diversification | 2029 | 10 | Alberta Internal Load (MW) | 30 | 3229
2 Diversification | 2029 | 10 | Alberta Internal Load (MW) | 40 | 2255
2 Diversification | 2029 | 10 | Alberta Internal Load (MW) | 50 | 1538
2 Diversification | 2029 | 10 | Alberta Internal Load (MW) | 60 | 1128
2 Diversification | 2029 | 10 | Alberta Internal Load (MW) | 70 | 790
2 Diversification | 2029 | 10 | Alberta Internal Load (MW) | 80 | 532
2 Diversification | 2029 | 10 | Alberta Internal Load (MW) | 90 | 379
2 Diversification | 2029 | 10 | Alberta Internal Load (MW) | 100 | 325
2 Diversification | 2029 | 10 | Alberta Internal Load (MW) | 110 | 224
2 Diversification | 2029 | 10 | Alberta Internal Load (MW) | 120 | 193
2 Diversification | 2029 | 10 | Alberta Internal Load (MW) | 130 | 173
2 Diversification | 2029 | 10 | Alberta Internal Load (MW) | 140 | 123
2 Diversification | 2029 | 10 | Alberta Internal Load (MW) | 150 | 85
2 Diversification | 2029 | 10 | Alberta Internal Load (MW) | 160 | 56
2 Diversification | 2029 | 10 | Alberta Internal Load (MW) | 170 | 28
2 Diversification | 2029 | 10 | Alberta Internal Load (MW) | 180 | 10
2 Diversification | 2029 | 10 | Alberta Internal Load (MW) | 190 | 9
2 Diversification | 2029 | 10 | Alberta Internal Load (MW) | 200 | 2
2 Diversification | 2029 | 10 | Alberta Internal Load (MW) | 210 | 3
2 Diversification | 2029 | 10 | Alberta Internal Load (MW) | 220 | 2
2 Diversification | 2029 | 10 | Alberta Internal Load (MW) | 230 | 0
2 Diversification | 2029 | 10 | Alberta Internal Load (MW) | 240 | 0
2 Diversification | 2029 | 10 | Alberta Internal Load (MW) | 250 | 1
2 Diversification | 2029 | 10 | Alberta Internal Load (MW) | 260 | 1
2 Diversification | 2029 | 10 | Alberta Internal Load (MW) | 270 | 0
2 Diversification | 2029 | 10 | Alberta Internal Load (MW) | 280 | 0
2 Diversification | 2029 | 10 | Alberta Internal Load (MW) | 290 | 0
2 Diversification | 2029 | 10 | Alberta Internal Load (MW) | 300 | 1
2 Diversification | 2029 | 10 | Alberta Internal Load (MW) | 310 | 1
2 Diversification | 2029 | 60 | Alberta Internal Load (MW) | -680 | 2
2 Diversification | 2029 | 60 | Alberta Internal Load (MW) | -670 | 1
2 Diversification | 2029 | 60 | Alberta Internal Load (MW) | -660 | 0
2 Diversification | 2029 | 60 | Alberta Internal Load (MW) | -650 | 2
2 Diversification | 2029 | 60 | Alberta Internal Load (MW) | -640 | 4
2 Diversification | 2029 | 60 | Alberta Internal Load (MW) | -630 | 6
2 Diversification | 2029 | 60 | Alberta Internal Load (MW) | -620 | 5
2 Diversification | 2029 | 60 | Alberta Internal Load (MW) | -610 | 7
2 Diversification | 2029 | 60 | Alberta Internal Load (MW) | -600 | 9
2 Diversification | 2029 | 60 | Alberta Internal Load (MW) | -590 | 19
2 Diversification | 2029 | 60 | Alberta Internal Load (MW) | -580 | 14
2 Diversification | 2029 | 60 | Alberta Internal Load (MW) | -570 | 29
2 Diversification | 2029 | 60 | Alberta Internal Load (MW) | -560 | 30
2 Diversification | 2029 | 60 | Alberta Internal Load (MW) | -550 | 46
2 Diversification | 2029 | 60 | Alberta Internal Load (MW) | -540 | 39
2 Diversification | 2029 | 60 | Alberta Internal Load (MW) | -530 | 53
2 Diversification | 2029 | 60 | Alberta Internal Load (MW) | -520 | 70
2 Diversification | 2029 | 60 | Alberta Internal Load (MW) | -510 | 90
2 Diversification | 2029 | 60 | Alberta Internal Load (MW) | -500 | 66
2 Diversification | 2029 | 60 | Alberta Internal Load (MW) | -490 | 67
2 Diversification | 2029 | 60 | Alberta Internal Load (MW) | -480 | 80
2 Diversification | 2029 | 60 | Alberta Internal Load (MW) | -470 | 71
2 Diversification | 2029 | 60 | Alberta Internal Load (MW) | -460 | 97
2 Diversification | 2029 | 60 | Alberta Internal Load (MW) | -450 | 97
2 Diversification | 2029 | 60 | Alberta Internal Load (MW) | -440 | 84
2 Diversification | 2029 | 60 | Alberta Internal Load (MW) | -430 | 94
2 Diversification | 2029 | 60 | Alberta Internal Load (MW) | -420 | 96
2 Diversification | 2029 | 60 | Alberta Internal Load (MW) | -410 | 103
2 Diversification | 2029 | 60 | Alberta Internal Load (MW) | -400 | 111
2 Diversification | 2029 | 60 | Alberta Internal Load (MW) | -390 | 99
2 Diversification | 2029 | 60 | Alberta Internal Load (MW) | -380 | 104
2 Diversification | 2029 | 60 | Alberta Internal Load (MW) | -370 | 145
2 Diversification | 2029 | 60 | Alberta Internal Load (MW) | -360 | 122
2 Diversification | 2029 | 60 | Alberta Internal Load (MW) | -350 | 153
2 Diversification | 2029 | 60 | Alberta Internal Load (MW) | -340 | 178
2 Diversification | 2029 | 60 | Alberta Internal Load (MW) | -330 | 175
2 Diversification | 2029 | 60 | Alberta Internal Load (MW) | -320 | 222
2 Diversification | 2029 | 60 | Alberta Internal Load (MW) | -310 | 266
2 Diversification | 2029 | 60 | Alberta Internal Load (MW) | -300 | 274
2 Diversification | 2029 | 60 | Alberta Internal Load (MW) | -290 | 308
2 Diversification | 2029 | 60 | Alberta Internal Load (MW) | -280 | 344
2 Diversification | 2029 | 60 | Alberta Internal Load (MW) | -270 | 314
2 Diversification | 2029 | 60 | Alberta Internal Load (MW) | -260 | 339
2 Diversification | 2029 | 60 | Alberta Internal Load (MW) | -250 | 387
2 Diversification | 2029 | 60 | Alberta Internal Load (MW) | -240 | 434
2 Diversification | 2029 | 60 | Alberta Internal Load (MW) | -230 | 405
2 Diversification | 2029 | 60 | Alberta Internal Load (MW) | -220 | 460
2 Diversification | 2029 | 60 | Alberta Internal Load (MW) | -210 | 470
2 Diversification | 2029 | 60 | Alberta Internal Load (MW) | -200 | 516
2 Diversification | 2029 | 60 | Alberta Internal Load (MW) | -190 | 577
2 Diversification | 2029 | 60 | Alberta Internal Load (MW) | -180 | 601
2 Diversification | 2029 | 60 | Alberta Internal Load (MW) | -170 | 601
2 Diversification | 2029 | 60 | Alberta Internal Load (MW) | -160 | 666
2 Diversification | 2029 | 60 | Alberta Internal Load (MW) | -150 | 692
2 Diversification | 2029 | 60 | Alberta Internal Load (MW) | -140 | 719
2 Diversification | 2029 | 60 | Alberta Internal Load (MW) | -130 | 773
2 Diversification | 2029 | 60 | Alberta Internal Load (MW) | -120 | 802
2 Diversification | 2029 | 60 | Alberta Internal Load (MW) | -110 | 876
2 Diversification | 2029 | 60 | Alberta Internal Load (MW) | -100 | 982
2 Diversification | 2029 | 60 | Alberta Internal Load (MW) | -90 | 1030
2 Diversification | 2029 | 60 | Alberta Internal Load (MW) | -80 | 1120
2 Diversification | 2029 | 60 | Alberta Internal Load (MW) | -70 | 1272
2 Diversification | 2029 | 60 | Alberta Internal Load (MW) | -60 | 1331
2 Diversification | 2029 | 60 | Alberta Internal Load (MW) | -50 | 1472
2 Diversification | 2029 | 60 | Alberta Internal Load (MW) | -40 | 1480
2 Diversification | 2029 | 60 | Alberta Internal Load (MW) | -30 | 1598
2 Diversification | 2029 | 60 | Alberta Internal Load (MW) | -20 | 1701
2 Diversification | 2029 | 60 | Alberta Internal Load (MW) | -10 | 1696
2 Diversification | 2029 | 60 | Alberta Internal Load (MW) | 0 | 1595
2 Diversification | 2029 | 60 | Alberta Internal Load (MW) | 10 | 1640
2 Diversification | 2029 | 60 | Alberta Internal Load (MW) | 20 | 1497
2 Diversification | 2029 | 60 | Alberta Internal Load (MW) | 30 | 1475
2 Diversification | 2029 | 60 | Alberta Internal Load (MW) | 40 | 1341
2 Diversification | 2029 | 60 | Alberta Internal Load (MW) | 50 | 1231
2 Diversification | 2029 | 60 | Alberta Internal Load (MW) | 60 | 1075
2 Diversification | 2029 | 60 | Alberta Internal Load (MW) | 70 | 1006
2 Diversification | 2029 | 60 | Alberta Internal Load (MW) | 80 | 918
2 Diversification | 2029 | 60 | Alberta Internal Load (MW) | 90 | 826
2 Diversification | 2029 | 60 | Alberta Internal Load (MW) | 100 | 785
2 Diversification | 2029 | 60 | Alberta Internal Load (MW) | 110 | 726
2 Diversification | 2029 | 60 | Alberta Internal Load (MW) | 120 | 668
2 Diversification | 2029 | 60 | Alberta Internal Load (MW) | 130 | 619
2 Diversification | 2029 | 60 | Alberta Internal Load (MW) | 140 | 563
2 Diversification | 2029 | 60 | Alberta Internal Load (MW) | 150 | 534
2 Diversification | 2029 | 60 | Alberta Internal Load (MW) | 160 | 491
2 Diversification | 2029 | 60 | Alberta Internal Load (MW) | 170 | 516
2 Diversification | 2029 | 60 | Alberta Internal Load (MW) | 180 | 469
2 Diversification | 2029 | 60 | Alberta Internal Load (MW) | 190 | 435
2 Diversification | 2029 | 60 | Alberta Internal Load (MW) | 200 | 414
2 Diversification | 2029 | 60 | Alberta Internal Load (MW) | 210 | 378
2 Diversification | 2029 | 60 | Alberta Internal Load (MW) | 220 | 343
2 Diversification | 2029 | 60 | Alberta Internal Load (MW) | 230 | 349
2 Diversification | 2029 | 60 | Alberta Internal Load (MW) | 240 | 307
2 Diversification | 2029 | 60 | Alberta Internal Load (MW) | 250 | 281
2 Diversification | 2029 | 60 | Alberta Internal Load (MW) | 260 | 283
2 Diversification | 2029 | 60 | Alberta Internal Load (MW) | 270 | 284
2 Diversification | 2029 | 60 | Alberta Internal Load (MW) | 280 | 288
2 Diversification | 2029 | 60 | Alberta Internal Load (MW) | 290 | 237
2 Diversification | 2029 | 60 | Alberta Internal Load (MW) | 300 | 235
2 Diversification | 2029 | 60 | Alberta Internal Load (MW) | 310 | 220
2 Diversification | 2029 | 60 | Alberta Internal Load (MW) | 320 | 209
2 Diversification | 2029 | 60 | Alberta Internal Load (MW) | 330 | 189
2 Diversification | 2029 | 60 | Alberta Internal Load (MW) | 340 | 164
2 Diversification | 2029 | 60 | Alberta Internal Load (MW) | 350 | 167
2 Diversification | 2029 | 60 | Alberta Internal Load (MW) | 360 | 159
2 Diversification | 2029 | 60 | Alberta Internal Load (MW) | 370 | 180
2 Diversification | 2029 | 60 | Alberta Internal Load (MW) | 380 | 142
2 Diversification | 2029 | 60 | Alberta Internal Load (MW) | 390 | 141
2 Diversification | 2029 | 60 | Alberta Internal Load (MW) | 400 | 122
2 Diversification | 2029 | 60 | Alberta Internal Load (MW) | 410 | 131
2 Diversification | 2029 | 60 | Alberta Internal Load (MW) | 420 | 118
2 Diversification | 2029 | 60 | Alberta Internal Load (MW) | 430 | 96
2 Diversification | 2029 | 60 | Alberta Internal Load (MW) | 440 | 83
2 Diversification | 2029 | 60 | Alberta Internal Load (MW) | 450 | 81
2 Diversification | 2029 | 60 | Alberta Internal Load (MW) | 460 | 100
2 Diversification | 2029 | 60 | Alberta Internal Load (MW) | 470 | 86
2 Diversification | 2029 | 60 | Alberta Internal Load (MW) | 480 | 64
2 Diversification | 2029 | 60 | Alberta Internal Load (MW) | 490 | 61
2 Diversification | 2029 | 60 | Alberta Internal Load (MW) | 500 | 47
2 Diversification | 2029 | 60 | Alberta Internal Load (MW) | 510 | 52
2 Diversification | 2029 | 60 | Alberta Internal Load (MW) | 520 | 49
2 Diversification | 2029 | 60 | Alberta Internal Load (MW) | 530 | 44
2 Diversification | 2029 | 60 | Alberta Internal Load (MW) | 540 | 40
2 Diversification | 2029 | 60 | Alberta Internal Load (MW) | 550 | 47
2 Diversification | 2029 | 60 | Alberta Internal Load (MW) | 560 | 49
2 Diversification | 2029 | 60 | Alberta Internal Load (MW) | 570 | 42
2 Diversification | 2029 | 60 | Alberta Internal Load (MW) | 580 | 30
2 Diversification | 2029 | 60 | Alberta Internal Load (MW) | 590 | 48
2 Diversification | 2029 | 60 | Alberta Internal Load (MW) | 600 | 41
2 Diversification | 2029 | 60 | Alberta Internal Load (MW) | 610 | 38
2 Diversification | 2029 | 60 | Alberta Internal Load (MW) | 620 | 32
2 Diversification | 2029 | 60 | Alberta Internal Load (MW) | 630 | 40
2 Diversification | 2029 | 60 | Alberta Internal Load (MW) | 640 | 45
2 Diversification | 2029 | 60 | Alberta Internal Load (MW) | 650 | 46
2 Diversification | 2029 | 60 | Alberta Internal Load (MW) | 660 | 45
2 Diversification | 2029 | 60 | Alberta Internal Load (MW) | 670 | 40
2 Diversification | 2029 | 60 | Alberta Internal Load (MW) | 680 | 29
2 Diversification | 2029 | 60 | Alberta Internal Load (MW) | 690 | 37
2 Diversification | 2029 | 60 | Alberta Internal Load (MW) | 700 | 22
2 Diversification | 2029 | 60 | Alberta Internal Load (MW) | 710 | 47
2 Diversification | 2029 | 60 | Alberta Internal Load (MW) | 720 | 31
2 Diversification | 2029 | 60 | Alberta Internal Load (MW) | 730 | 34
2 Diversification | 2029 | 60 | Alberta Internal Load (MW) | 740 | 31
2 Diversification | 2029 | 60 | Alberta Internal Load (MW) | 750 | 21
2 Diversification | 2029 | 60 | Alberta Internal Load (MW) | 760 | 24
2 Diversification | 2029 | 60 | Alberta Internal Load (MW) | 770 | 20
2 Diversification | 2029 | 60 | Alberta Internal Load (MW) | 780 | 15
2 Diversification | 2029 | 60 | Alberta Internal Load (MW) | 790 | 10
2 Diversification | 2029 | 60 | Alberta Internal Load (MW) | 800 | 12
2 Diversification | 2029 | 60 | Alberta Internal Load (MW) | 810 | 9
2 Diversification | 2029 | 60 | Alberta Internal Load (MW) | 820 | 9
2 Diversification | 2029 | 60 | Alberta Internal Load (MW) | 830 | 5
2 Diversification | 2029 | 60 | Alberta Internal Load (MW) | 840 | 2
2 Diversification | 2029 | 60 | Alberta Internal Load (MW) | 850 | 2
2 Diversification | 2029 | 60 | Alberta Internal Load (MW) | 860 | 1
2 Diversification | 2029 | 10 | Variable Generation (MW) | -300 | 1
2 Diversification | 2029 | 10 | Variable Generation (MW) | -290 | 0
2 Diversification | 2029 | 10 | Variable Generation (MW) | -280 | 0
2 Diversification | 2029 | 10 | Variable Generation (MW) | -270 | 0
2 Diversification | 2029 | 10 | Variable Generation (MW) | -260 | 1
2 Diversification | 2029 | 10 | Variable Generation (MW) | -250 | 0
2 Diversification | 2029 | 10 | Variable Generation (MW) | -240 | 3
2 Diversification | 2029 | 10 | Variable Generation (MW) | -230 | 5
2 Diversification | 2029 | 10 | Variable Generation (MW) | -220 | 2
2 Diversification | 2029 | 10 | Variable Generation (MW) | -210 | 4
2 Diversification | 2029 | 10 | Variable Generation (MW) | -200 | 8
2 Diversification | 2029 | 10 | Variable Generation (MW) | -190 | 5
2 Diversification | 2029 | 10 | Variable Generation (MW) | -180 | 8
2 Diversification | 2029 | 10 | Variable Generation (MW) | -170 | 7
2 Diversification | 2029 | 10 | Variable Generation (MW) | -160 | 19
2 Diversification | 2029 | 10 | Variable Generation (MW) | -150 | 33
2 Diversification | 2029 | 10 | Variable Generation (MW) | -140 | 61
2 Diversification | 2029 | 10 | Variable Generation (MW) | -130 | 95
2 Diversification | 2029 | 10 | Variable Generation (MW) | -120 | 107
2 Diversification | 2029 | 10 | Variable Generation (MW) | -110 | 162
2 Diversification | 2029 | 10 | Variable Generation (MW) | -100 | 293
2 Diversification | 2029 | 10 | Variable Generation (MW) | -90 | 431
2 Diversification | 2029 | 10 | Variable Generation (MW) | -80 | 642
2 Diversification | 2029 | 10 | Variable Generation (MW) | -70 | 1043
2 Diversification | 2029 | 10 | Variable Generation (MW) | -60 | 1472
2 Diversification | 2029 | 10 | Variable Generation (MW) | -50 | 2110
2 Diversification | 2029 | 10 | Variable Generation (MW) | -40 | 2676
2 Diversification | 2029 | 10 | Variable Generation (MW) | -30 | 3481
2 Diversification | 2029 | 10 | Variable Generation (MW) | -20 | 4389
2 Diversification | 2029 | 10 | Variable Generation (MW) | -10 | 5671
2 Diversification | 2029 | 10 | Variable Generation (MW) | 0 | 6893
2 Diversification | 2029 | 10 | Variable Generation (MW) | 10 | 5794
2 Diversification | 2029 | 10 | Variable Generation (MW) | 20 | 4513
2 Diversification | 2029 | 10 | Variable Generation (MW) | 30 | 3586
2 Diversification | 2029 | 10 | Variable Generation (MW) | 40 | 2774
2 Diversification | 2029 | 10 | Variable Generation (MW) | 50 | 2029
2 Diversification | 2029 | 10 | Variable Generation (MW) | 60 | 1383
2 Diversification | 2029 | 10 | Variable Generation (MW) | 70 | 986
2 Diversification | 2029 | 10 | Variable Generation (MW) | 80 | 576
2 Diversification | 2029 | 10 | Variable Generation (MW) | 90 | 422
2 Diversification | 2029 | 10 | Variable Generation (MW) | 100 | 292
2 Diversification | 2029 | 10 | Variable Generation (MW) | 110 | 182
2 Diversification | 2029 | 10 | Variable Generation (MW) | 120 | 130
2 Diversification | 2029 | 10 | Variable Generation (MW) | 130 | 79
2 Diversification | 2029 | 10 | Variable Generation (MW) | 140 | 58
2 Diversification | 2029 | 10 | Variable Generation (MW) | 150 | 54
2 Diversification | 2029 | 10 | Variable Generation (MW) | 160 | 18
2 Diversification | 2029 | 10 | Variable Generation (MW) | 170 | 13
2 Diversification | 2029 | 10 | Variable Generation (MW) | 180 | 12
2 Diversification | 2029 | 10 | Variable Generation (MW) | 190 | 14
2 Diversification | 2029 | 10 | Variable Generation (MW) | 200 | 8
2 Diversification | 2029 | 10 | Variable Generation (MW) | 210 | 4
2 Diversification | 2029 | 10 | Variable Generation (MW) | 220 | 1
2 Diversification | 2029 | 10 | Variable Generation (MW) | 230 | 2
2 Diversification | 2029 | 10 | Variable Generation (MW) | 240 | 2
2 Diversification | 2029 | 10 | Variable Generation (MW) | 250 | 2
2 Diversification | 2029 | 10 | Variable Generation (MW) | 260 | 0
2 Diversification | 2029 | 10 | Variable Generation (MW) | 270 | 1
2 Diversification | 2029 | 10 | Variable Generation (MW) | 280 | 0
2 Diversification | 2029 | 10 | Variable Generation (MW) | 290 | 0
2 Diversification | 2029 | 10 | Variable Generation (MW) | 300 | 0
2 Diversification | 2029 | 10 | Variable Generation (MW) | 310 | 0
2 Diversification | 2029 | 10 | Variable Generation (MW) | 320 | 2
2 Diversification | 2029 | 60 | Variable Generation (MW) | -1210 | 1
2 Diversification | 2029 | 60 | Variable Generation (MW) | -1200 | 0
2 Diversification | 2029 | 60 | Variable Generation (MW) | -1190 | 0
2 Diversification | 2029 | 60 | Variable Generation (MW) | -1180 | 1
2 Diversification | 2029 | 60 | Variable Generation (MW) | -1170 | 0
2 Diversification | 2029 | 60 | Variable Generation (MW) | -1160 | 0
2 Diversification | 2029 | 60 | Variable Generation (MW) | -1150 | 0
2 Diversification | 2029 | 60 | Variable Generation (MW) | -1140 | 1
2 Diversification | 2029 | 60 | Variable Generation (MW) | -1130 | 1
2 Diversification | 2029 | 60 | Variable Generation (MW) | -1120 | 1
2 Diversification | 2029 | 60 | Variable Generation (MW) | -1110 | 0
2 Diversification | 2029 | 60 | Variable Generation (MW) | -1100 | 0
2 Diversification | 2029 | 60 | Variable Generation (MW) | -1090 | 1
2 Diversification | 2029 | 60 | Variable Generation (MW) | -1080 | 0
2 Diversification | 2029 | 60 | Variable Generation (MW) | -1070 | 0
2 Diversification | 2029 | 60 | Variable Generation (MW) | -1060 | 0
2 Diversification | 2029 | 60 | Variable Generation (MW) | -1050 | 0
2 Diversification | 2029 | 60 | Variable Generation (MW) | -1040 | 0
2 Diversification | 2029 | 60 | Variable Generation (MW) | -1030 | 0
2 Diversification | 2029 | 60 | Variable Generation (MW) | -1020 | 2
2 Diversification | 2029 | 60 | Variable Generation (MW) | -1010 | 0
2 Diversification | 2029 | 60 | Variable Generation (MW) | -1000 | 0
2 Diversification | 2029 | 60 | Variable Generation (MW) | -990 | 0
2 Diversification | 2029 | 60 | Variable Generation (MW) | -980 | 0
2 Diversification | 2029 | 60 | Variable Generation (MW) | -970 | 0
2 Diversification | 2029 | 60 | Variable Generation (MW) | -960 | 1
2 Diversification | 2029 | 60 | Variable Generation (MW) | -950 | 1
2 Diversification | 2029 | 60 | Variable Generation (MW) | -940 | 3
2 Diversification | 2029 | 60 | Variable Generation (MW) | -930 | 1
2 Diversification | 2029 | 60 | Variable Generation (MW) | -920 | 1
2 Diversification | 2029 | 60 | Variable Generation (MW) | -910 | 0
2 Diversification | 2029 | 60 | Variable Generation (MW) | -900 | 2
2 Diversification | 2029 | 60 | Variable Generation (MW) | -890 | 2
2 Diversification | 2029 | 60 | Variable Generation (MW) | -880 | 0
2 Diversification | 2029 | 60 | Variable Generation (MW) | -870 | 1
2 Diversification | 2029 | 60 | Variable Generation (MW) | -860 | 5
2 Diversification | 2029 | 60 | Variable Generation (MW) | -850 | 2
2 Diversification | 2029 | 60 | Variable Generation (MW) | -840 | 2
2 Diversification | 2029 | 60 | Variable Generation (MW) | -830 | 3
2 Diversification | 2029 | 60 | Variable Generation (MW) | -820 | 4
2 Diversification | 2029 | 60 | Variable Generation (MW) | -810 | 5
2 Diversification | 2029 | 60 | Variable Generation (MW) | -800 | 3
2 Diversification | 2029 | 60 | Variable Generation (MW) | -790 | 5
2 Diversification | 2029 | 60 | Variable Generation (MW) | -780 | 4
2 Diversification | 2029 | 60 | Variable Generation (MW) | -770 | 9
2 Diversification | 2029 | 60 | Variable Generation (MW) | -760 | 7
2 Diversification | 2029 | 60 | Variable Generation (MW) | -750 | 9
2 Diversification | 2029 | 60 | Variable Generation (MW) | -740 | 11
2 Diversification | 2029 | 60 | Variable Generation (MW) | -730 | 9
2 Diversification | 2029 | 60 | Variable Generation (MW) | -720 | 12
2 Diversification | 2029 | 60 | Variable Generation (MW) | -710 | 13
2 Diversification | 2029 | 60 | Variable Generation (MW) | -700 | 12
2 Diversification | 2029 | 60 | Variable Generation (MW) | -690 | 9
2 Diversification | 2029 | 60 | Variable Generation (MW) | -680 | 15
2 Diversification | 2029 | 60 | Variable Generation (MW) | -670 | 13
2 Diversification | 2029 | 60 | Variable Generation (MW) | -660 | 12
2 Diversification | 2029 | 60 | Variable Generation (MW) | -650 | 20
2 Diversification | 2029 | 60 | Variable Generation (MW) | -640 | 13
2 Diversification | 2029 | 60 | Variable Generation (MW) | -630 | 19
2 Diversification | 2029 | 60 | Variable Generation (MW) | -620 | 25
2 Diversification | 2029 | 60 | Variable Generation (MW) | -610 | 17
2 Diversification | 2029 | 60 | Variable Generation (MW) | -600 | 20
2 Diversification | 2029 | 60 | Variable Generation (MW) | -590 | 28
2 Diversification | 2029 | 60 | Variable Generation (MW) | -580 | 29
2 Diversification | 2029 | 60 | Variable Generation (MW) | -570 | 38
2 Diversification | 2029 | 60 | Variable Generation (MW) | -560 | 36
2 Diversification | 2029 | 60 | Variable Generation (MW) | -550 | 55
2 Diversification | 2029 | 60 | Variable Generation (MW) | -540 | 52
2 Diversification | 2029 | 60 | Variable Generation (MW) | -530 | 52
2 Diversification | 2029 | 60 | Variable Generation (MW) | -520 | 60
2 Diversification | 2029 | 60 | Variable Generation (MW) | -510 | 61
2 Diversification | 2029 | 60 | Variable Generation (MW) | -500 | 63
2 Diversification | 2029 | 60 | Variable Generation (MW) | -490 | 88
2 Diversification | 2029 | 60 | Variable Generation (MW) | -480 | 78
2 Diversification | 2029 | 60 | Variable Generation (MW) | -470 | 68
2 Diversification | 2029 | 60 | Variable Generation (MW) | -460 | 82
2 Diversification | 2029 | 60 | Variable Generation (MW) | -450 | 102
2 Diversification | 2029 | 60 | Variable Generation (MW) | -440 | 115
2 Diversification | 2029 | 60 | Variable Generation (MW) | -430 | 132
2 Diversification | 2029 | 60 | Variable Generation (MW) | -420 | 146
2 Diversification | 2029 | 60 | Variable Generation (MW) | -410 | 162
2 Diversification | 2029 | 60 | Variable Generation (MW) | -400 | 183
2 Diversification | 2029 | 60 | Variable Generation (MW) | -390 | 180
2 Diversification | 2029 | 60 | Variable Generation (MW) | -380 | 214
2 Diversification | 2029 | 60 | Variable Generation (MW) | -370 | 156
2 Diversification | 2029 | 60 | Variable Generation (MW) | -360 | 210
2 Diversification | 2029 | 60 | Variable Generation (MW) | -350 | 215
2 Diversification | 2029 | 60 | Variable Generation (MW) | -340 | 237
2 Diversification | 2029 | 60 | Variable Generation (MW) | -330 | 251
2 Diversification | 2029 | 60 | Variable Generation (MW) | -320 | 254
2 Diversification | 2029 | 60 | Variable Generation (MW) | -310 | 308
2 Diversification | 2029 | 60 | Variable Generation (MW) | -300 | 347
2 Diversification | 2029 | 60 | Variable Generation (MW) | -290 | 382
2 Diversification | 2029 | 60 | Variable Generation (MW) | -280 | 421
2 Diversification | 2029 | 60 | Variable Generation (MW) | -270 | 412
2 Diversification | 2029 | 60 | Variable Generation (MW) | -260 | 454
2 Diversification | 2029 | 60 | Variable Generation (MW) | -250 | 450
2 Diversification | 2029 | 60 | Variable Generation (MW) | -240 | 470
2 Diversification | 2029 | 60 | Variable Generation (MW) | -230 | 468
2 Diversification | 2029 | 60 | Variable Generation (MW) | -220 | 488
2 Diversification | 2029 | 60 | Variable Generation (MW) | -210 | 506
2 Diversification | 2029 | 60 | Variable Generation (MW) | -200 | 510
2 Diversification | 2029 | 60 | Variable Generation (MW) | -190 | 536
2 Diversification | 2029 | 60 | Variable Generation (MW) | -180 | 553
2 Diversification | 2029 | 60 | Variable Generation (MW) | -170 | 569
2 Diversification | 2029 | 60 | Variable Generation (MW) | -160 | 654
2 Diversification | 2029 | 60 | Variable Generation (MW) | -150 | 632
2 Diversification | 2029 | 60 | Variable Generation (MW) | -140 | 687
2 Diversification | 2029 | 60 | Variable Generation (MW) | -130 | 741
2 Diversification | 2029 | 60 | Variable Generation (MW) | -120 | 713
2 Diversification | 2029 | 60 | Variable Generation (MW) | -110 | 742
2 Diversification | 2029 | 60 | Variable Generation (MW) | -100 | 802
2 Diversification | 2029 | 60 | Variable Generation (MW) | -90 | 893
2 Diversification | 2029 | 60 | Variable Generation (MW) | -80 | 952
2 Diversification | 2029 | 60 | Variable Generation (MW) | -70 | 1012
2 Diversification | 2029 | 60 | Variable Generation (MW) | -60 | 1039
2 Diversification | 2029 | 60 | Variable Generation (MW) | -50 | 1085
2 Diversification | 2029 | 60 | Variable Generation (MW) | -40 | 1169
2 Diversification | 2029 | 60 | Variable Generation (MW) | -30 | 1194
2 Diversification | 2029 | 60 | Variable Generation (MW) | -20 | 1205
2 Diversification | 2029 | 60 | Variable Generation (MW) | -10 | 1268
2 Diversification | 2029 | 60 | Variable Generation (MW) | 0 | 1374
2 Diversification | 2029 | 60 | Variable Generation (MW) | 10 | 1407
2 Diversification | 2029 | 60 | Variable Generation (MW) | 20 | 1333
2 Diversification | 2029 | 60 | Variable Generation (MW) | 30 | 1211
2 Diversification | 2029 | 60 | Variable Generation (MW) | 40 | 1157
2 Diversification | 2029 | 60 | Variable Generation (MW) | 50 | 1131
2 Diversification | 2029 | 60 | Variable Generation (MW) | 60 | 1062
2 Diversification | 2029 | 60 | Variable Generation (MW) | 70 | 1002
2 Diversification | 2029 | 60 | Variable Generation (MW) | 80 | 900
2 Diversification | 2029 | 60 | Variable Generation (MW) | 90 | 911
2 Diversification | 2029 | 60 | Variable Generation (MW) | 100 | 841
2 Diversification | 2029 | 60 | Variable Generation (MW) | 110 | 804
2 Diversification | 2029 | 60 | Variable Generation (MW) | 120 | 780
2 Diversification | 2029 | 60 | Variable Generation (MW) | 130 | 745
2 Diversification | 2029 | 60 | Variable Generation (MW) | 140 | 747
2 Diversification | 2029 | 60 | Variable Generation (MW) | 150 | 706
2 Diversification | 2029 | 60 | Variable Generation (MW) | 160 | 675
2 Diversification | 2029 | 60 | Variable Generation (MW) | 170 | 647
2 Diversification | 2029 | 60 | Variable Generation (MW) | 180 | 615
2 Diversification | 2029 | 60 | Variable Generation (MW) | 190 | 622
2 Diversification | 2029 | 60 | Variable Generation (MW) | 200 | 531
2 Diversification | 2029 | 60 | Variable Generation (MW) | 210 | 512
2 Diversification | 2029 | 60 | Variable Generation (MW) | 220 | 542
2 Diversification | 2029 | 60 | Variable Generation (MW) | 230 | 499
2 Diversification | 2029 | 60 | Variable Generation (MW) | 240 | 435
2 Diversification | 2029 | 60 | Variable Generation (MW) | 250 | 422
2 Diversification | 2029 | 60 | Variable Generation (MW) | 260 | 408
2 Diversification | 2029 | 60 | Variable Generation (MW) | 270 | 416
2 Diversification | 2029 | 60 | Variable Generation (MW) | 280 | 374
2 Diversification | 2029 | 60 | Variable Generation (MW) | 290 | 342
2 Diversification | 2029 | 60 | Variable Generation (MW) | 300 | 310
2 Diversification | 2029 | 60 | Variable Generation (MW) | 310 | 290
2 Diversification | 2029 | 60 | Variable Generation (MW) | 320 | 286
2 Diversification | 2029 | 60 | Variable Generation (MW) | 330 | 262
2 Diversification | 2029 | 60 | Variable Generation (MW) | 340 | 262
2 Diversification | 2029 | 60 | Variable Generation (MW) | 350 | 206
2 Diversification | 2029 | 60 | Variable Generation (MW) | 360 | 203
2 Diversification | 2029 | 60 | Variable Generation (MW) | 370 | 181
2 Diversification | 2029 | 60 | Variable Generation (MW) | 380 | 141
2 Diversification | 2029 | 60 | Variable Generation (MW) | 390 | 141
2 Diversification | 2029 | 60 | Variable Generation (MW) | 400 | 127
2 Diversification | 2029 | 60 | Variable Generation (MW) | 410 | 127
2 Diversification | 2029 | 60 | Variable Generation (MW) | 420 | 102
2 Diversification | 2029 | 60 | Variable Generation (MW) | 430 | 115
2 Diversification | 2029 | 60 | Variable Generation (MW) | 440 | 100
2 Diversification | 2029 | 60 | Variable Generation (MW) | 450 | 92
2 Diversification | 2029 | 60 | Variable Generation (MW) | 460 | 84
2 Diversification | 2029 | 60 | Variable Generation (MW) | 470 | 76
2 Diversification | 2029 | 60 | Variable Generation (MW) | 480 | 67
2 Diversification | 2029 | 60 | Variable Generation (MW) | 490 | 58
2 Diversification | 2029 | 60 | Variable Generation (MW) | 500 | 74
2 Diversification | 2029 | 60 | Variable Generation (MW) | 510 | 45
2 Diversification | 2029 | 60 | Variable Generation (MW) | 520 | 60
2 Diversification | 2029 | 60 | Variable Generation (MW) | 530 | 50
2 Diversification | 2029 | 60 | Variable Generation (MW) | 540 | 63
2 Diversification | 2029 | 60 | Variable Generation (MW) | 550 | 47
2 Diversification | 2029 | 60 | Variable Generation (MW) | 560 | 49
2 Diversification | 2029 | 60 | Variable Generation (MW) | 570 | 31
2 Diversification | 2029 | 60 | Variable Generation (MW) | 580 | 26
2 Diversification | 2029 | 60 | Variable Generation (MW) | 590 | 44
2 Diversification | 2029 | 60 | Variable Generation (MW) | 600 | 34
2 Diversification | 2029 | 60 | Variable Generation (MW) | 610 | 24
2 Diversification | 2029 | 60 | Variable Generation (MW) | 620 | 33
2 Diversification | 2029 | 60 | Variable Generation (MW) | 630 | 30
2 Diversification | 2029 | 60 | Variable Generation (MW) | 640 | 23
2 Diversification | 2029 | 60 | Variable Generation (MW) | 650 | 20
2 Diversification | 2029 | 60 | Variable Generation (MW) | 660 | 19
2 Diversification | 2029 | 60 | Variable Generation (MW) | 670 | 20
2 Diversification | 2029 | 60 | Variable Generation (MW) | 680 | 12
2 Diversification | 2029 | 60 | Variable Generation (MW) | 690 | 16
2 Diversification | 2029 | 60 | Variable Generation (MW) | 700 | 13
2 Diversification | 2029 | 60 | Variable Generation (MW) | 710 | 13
2 Diversification | 2029 | 60 | Variable Generation (MW) | 720 | 10
2 Diversification | 2029 | 60 | Variable Generation (MW) | 730 | 10
2 Diversification | 2029 | 60 | Variable Generation (MW) | 740 | 7
2 Diversification | 2029 | 60 | Variable Generation (MW) | 750 | 7
2 Diversification | 2029 | 60 | Variable Generation (MW) | 760 | 5
2 Diversification | 2029 | 60 | Variable Generation (MW) | 770 | 5
2 Diversification | 2029 | 60 | Variable Generation (MW) | 780 | 7
2 Diversification | 2029 | 60 | Variable Generation (MW) | 790 | 2
2 Diversification | 2029 | 60 | Variable Generation (MW) | 800 | 1
2 Diversification | 2029 | 60 | Variable Generation (MW) | 810 | 6
2 Diversification | 2029 | 60 | Variable Generation (MW) | 820 | 6
2 Diversification | 2029 | 60 | Variable Generation (MW) | 830 | 2
2 Diversification | 2029 | 60 | Variable Generation (MW) | 840 | 2
2 Diversification | 2029 | 60 | Variable Generation (MW) | 850 | 4
2 Diversification | 2029 | 60 | Variable Generation (MW) | 860 | 4
2 Diversification | 2029 | 60 | Variable Generation (MW) | 870 | 2
2 Diversification | 2029 | 60 | Variable Generation (MW) | 880 | 4
2 Diversification | 2029 | 60 | Variable Generation (MW) | 890 | 2
2 Diversification | 2029 | 60 | Variable Generation (MW) | 900 | 4
2 Diversification | 2029 | 60 | Variable Generation (MW) | 910 | 3
2 Diversification | 2029 | 60 | Variable Generation (MW) | 920 | 2
2 Diversification | 2029 | 60 | Variable Generation (MW) | 930 | 2
2 Diversification | 2029 | 60 | Variable Generation (MW) | 940 | 1
2 Diversification | 2029 | 60 | Variable Generation (MW) | 950 | 0
2 Diversification | 2029 | 60 | Variable Generation (MW) | 960 | 3
2 Diversification | 2029 | 60 | Variable Generation (MW) | 970 | 2
2 Diversification | 2029 | 60 | Variable Generation (MW) | 980 | 3
2 Diversification | 2029 | 60 | Variable Generation (MW) | 990 | 2
2 Diversification | 2029 | 60 | Variable Generation (MW) | 1000 | 2
2 Diversification | 2029 | 60 | Variable Generation (MW) | 1010 | 1
2 Diversification | 2029 | 60 | Variable Generation (MW) | 1020 | 0
2 Diversification | 2029 | 60 | Variable Generation (MW) | 1030 | 0
2 Diversification | 2029 | 60 | Variable Generation (MW) | 1040 | 0
2 Diversification | 2029 | 60 | Variable Generation (MW) | 1050 | 0
2 Diversification | 2029 | 60 | Variable Generation (MW) | 1060 | 1
2 Diversification | 2029 | 60 | Variable Generation (MW) | 1070 | 1
2 Diversification | 2029 | 60 | Variable Generation (MW) | 1080 | 1
2 Diversification | 2029 | 60 | Variable Generation (MW) | 1090 | 0
2 Diversification | 2029 | 60 | Variable Generation (MW) | 1100 | 0
2 Diversification | 2029 | 60 | Variable Generation (MW) | 1110 | 0
2 Diversification | 2029 | 60 | Variable Generation (MW) | 1120 | 2
2 Diversification | 2029 | 60 | Variable Generation (MW) | 1130 | 2
2 Diversification | 2029 | 60 | Variable Generation (MW) | 1140 | 0
2 Diversification | 2029 | 60 | Variable Generation (MW) | 1150 | 0
2 Diversification | 2029 | 60 | Variable Generation (MW) | 1160 | 0
2 Diversification | 2029 | 60 | Variable Generation (MW) | 1170 | 0
2 Diversification | 2029 | 60 | Variable Generation (MW) | 1180 | 2
2 Diversification | 2029 | 10 | Net Demand (MW) | -430 | 1
2 Diversification | 2029 | 10 | Net Demand (MW) | -420 | 0
2 Diversification | 2029 | 10 | Net Demand (MW) | -410 | 0
2 Diversification | 2029 | 10 | Net Demand (MW) | -400 | 0
2 Diversification | 2029 | 10 | Net Demand (MW) | -390 | 0
2 Diversification | 2029 | 10 | Net Demand (MW) | -380 | 0
2 Diversification | 2029 | 10 | Net Demand (MW) | -370 | 0
2 Diversification | 2029 | 10 | Net Demand (MW) | -360 | 1
2 Diversification | 2029 | 10 | Net Demand (MW) | -350 | 0
2 Diversification | 2029 | 10 | Net Demand (MW) | -340 | 0
2 Diversification | 2029 | 10 | Net Demand (MW) | -330 | 0
2 Diversification | 2029 | 10 | Net Demand (MW) | -320 | 1
2 Diversification | 2029 | 10 | Net Demand (MW) | -310 | 1
2 Diversification | 2029 | 10 | Net Demand (MW) | -300 | 1
2 Diversification | 2029 | 10 | Net Demand (MW) | -290 | 0
2 Diversification | 2029 | 10 | Net Demand (MW) | -280 | 0
2 Diversification | 2029 | 10 | Net Demand (MW) | -270 | 4
2 Diversification | 2029 | 10 | Net Demand (MW) | -260 | 4
2 Diversification | 2029 | 10 | Net Demand (MW) | -250 | 4
2 Diversification | 2029 | 10 | Net Demand (MW) | -240 | 1
2 Diversification | 2029 | 10 | Net Demand (MW) | -230 | 9
2 Diversification | 2029 | 10 | Net Demand (MW) | -220 | 10
2 Diversification | 2029 | 10 | Net Demand (MW) | -210 | 9
2 Diversification | 2029 | 10 | Net Demand (MW) | -200 | 12
2 Diversification | 2029 | 10 | Net Demand (MW) | -190 | 24
2 Diversification | 2029 | 10 | Net Demand (MW) | -180 | 31
2 Diversification | 2029 | 10 | Net Demand (MW) | -170 | 51
2 Diversification | 2029 | 10 | Net Demand (MW) | -160 | 69
2 Diversification | 2029 | 10 | Net Demand (MW) | -150 | 92
2 Diversification | 2029 | 10 | Net Demand (MW) | -140 | 162
2 Diversification | 2029 | 10 | Net Demand (MW) | -130 | 202
2 Diversification | 2029 | 10 | Net Demand (MW) | -120 | 311
2 Diversification | 2029 | 10 | Net Demand (MW) | -110 | 432
2 Diversification | 2029 | 10 | Net Demand (MW) | -100 | 608
2 Diversification | 2029 | 10 | Net Demand (MW) | -90 | 841
2 Diversification | 2029 | 10 | Net Demand (MW) | -80 | 1193
2 Diversification | 2029 | 10 | Net Demand (MW) | -70 | 1484
2 Diversification | 2029 | 10 | Net Demand (MW) | -60 | 1901
2 Diversification | 2029 | 10 | Net Demand (MW) | -50 | 2530
2 Diversification | 2029 | 10 | Net Demand (MW) | -40 | 3006
2 Diversification | 2029 | 10 | Net Demand (MW) | -30 | 3607
2 Diversification | 2029 | 10 | Net Demand (MW) | -20 | 3981
2 Diversification | 2029 | 10 | Net Demand (MW) | -10 | 4246
2 Diversification | 2029 | 10 | Net Demand (MW) | 0 | 4302
2 Diversification | 2029 | 10 | Net Demand (MW) | 10 | 4077
2 Diversification | 2029 | 10 | Net Demand (MW) | 20 | 3625
2 Diversification | 2029 | 10 | Net Demand (MW) | 30 | 3178
2 Diversification | 2029 | 10 | Net Demand (MW) | 40 | 2812
2 Diversification | 2029 | 10 | Net Demand (MW) | 50 | 2239
2 Diversification | 2029 | 10 | Net Demand (MW) | 60 | 1739
2 Diversification | 2029 | 10 | Net Demand (MW) | 70 | 1386
2 Diversification | 2029 | 10 | Net Demand (MW) | 80 | 1008
2 Diversification | 2029 | 10 | Net Demand (MW) | 90 | 770
2 Diversification | 2029 | 10 | Net Demand (MW) | 100 | 659
2 Diversification | 2029 | 10 | Net Demand (MW) | 110 | 454
2 Diversification | 2029 | 10 | Net Demand (MW) | 120 | 385
2 Diversification | 2029 | 10 | Net Demand (MW) | 130 | 271
2 Diversification | 2029 | 10 | Net Demand (MW) | 140 | 213
2 Diversification | 2029 | 10 | Net Demand (MW) | 150 | 174
2 Diversification | 2029 | 10 | Net Demand (MW) | 160 | 123
2 Diversification | 2029 | 10 | Net Demand (MW) | 170 | 94
2 Diversification | 2029 | 10 | Net Demand (MW) | 180 | 73
2 Diversification | 2029 | 10 | Net Demand (MW) | 190 | 47
2 Diversification | 2029 | 10 | Net Demand (MW) | 200 | 34
2 Diversification | 2029 | 10 | Net Demand (MW) | 210 | 24
2 Diversification | 2029 | 10 | Net Demand (MW) | 220 | 6
2 Diversification | 2029 | 10 | Net Demand (MW) | 230 | 12
2 Diversification | 2029 | 10 | Net Demand (MW) | 240 | 11
2 Diversification | 2029 | 10 | Net Demand (MW) | 250 | 5
2 Diversification | 2029 | 10 | Net Demand (MW) | 260 | 1
2 Diversification | 2029 | 10 | Net Demand (MW) | 270 | 2
2 Diversification | 2029 | 10 | Net Demand (MW) | 280 | 1
2 Diversification | 2029 | 10 | Net Demand (MW) | 290 | 2
2 Diversification | 2029 | 10 | Net Demand (MW) | 300 | 1
2 Diversification | 2029 | 10 | Net Demand (MW) | 310 | 0
2 Diversification | 2029 | 10 | Net Demand (MW) | 320 | 0
2 Diversification | 2029 | 10 | Net Demand (MW) | 330 | 0
2 Diversification | 2029 | 10 | Net Demand (MW) | 340 | 1
2 Diversification | 2029 | 10 | Net Demand (MW) | 350 | 1
2 Diversification | 2029 | 60 | Net Demand (MW) | -1270 | 1
2 Diversification | 2029 | 60 | Net Demand (MW) | -1260 | 0
2 Diversification | 2029 | 60 | Net Demand (MW) | -1250 | 2
2 Diversification | 2029 | 60 | Net Demand (MW) | -1240 | 1
2 Diversification | 2029 | 60 | Net Demand (MW) | -1230 | 2
2 Diversification | 2029 | 60 | Net Demand (MW) | -1220 | 2
2 Diversification | 2029 | 60 | Net Demand (MW) | -1210 | 0
2 Diversification | 2029 | 60 | Net Demand (MW) | -1200 | 1
2 Diversification | 2029 | 60 | Net Demand (MW) | -1190 | 0
2 Diversification | 2029 | 60 | Net Demand (MW) | -1180 | 1
2 Diversification | 2029 | 60 | Net Demand (MW) | -1170 | 0
2 Diversification | 2029 | 60 | Net Demand (MW) | -1160 | 1
2 Diversification | 2029 | 60 | Net Demand (MW) | -1150 | 1
2 Diversification | 2029 | 60 | Net Demand (MW) | -1140 | 0
2 Diversification | 2029 | 60 | Net Demand (MW) | -1130 | 2
2 Diversification | 2029 | 60 | Net Demand (MW) | -1120 | 2
2 Diversification | 2029 | 60 | Net Demand (MW) | -1110 | 0
2 Diversification | 2029 | 60 | Net Demand (MW) | -1100 | 1
2 Diversification | 2029 | 60 | Net Demand (MW) | -1090 | 2
2 Diversification | 2029 | 60 | Net Demand (MW) | -1080 | 1
2 Diversification | 2029 | 60 | Net Demand (MW) | -1070 | 0
2 Diversification | 2029 | 60 | Net Demand (MW) | -1060 | 0
2 Diversification | 2029 | 60 | Net Demand (MW) | -1050 | 2
2 Diversification | 2029 | 60 | Net Demand (MW) | -1040 | 1
2 Diversification | 2029 | 60 | Net Demand (MW) | -1030 | 1
2 Diversification | 2029 | 60 | Net Demand (MW) | -1020 | 2
2 Diversification | 2029 | 60 | Net Demand (MW) | -1010 | 1
2 Diversification | 2029 | 60 | Net Demand (MW) | -1000 | 2
2 Diversification | 2029 | 60 | Net Demand (MW) | -990 | 2
2 Diversification | 2029 | 60 | Net Demand (MW) | -980 | 3
2 Diversification | 2029 | 60 | Net Demand (MW) | -970 | 4
2 Diversification | 2029 | 60 | Net Demand (MW) | -960 | 0
2 Diversification | 2029 | 60 | Net Demand (MW) | -950 | 2
2 Diversification | 2029 | 60 | Net Demand (MW) | -940 | 4
2 Diversification | 2029 | 60 | Net Demand (MW) | -930 | 1
2 Diversification | 2029 | 60 | Net Demand (MW) | -920 | 5
2 Diversification | 2029 | 60 | Net Demand (MW) | -910 | 2
2 Diversification | 2029 | 60 | Net Demand (MW) | -900 | 5
2 Diversification | 2029 | 60 | Net Demand (MW) | -890 | 7
2 Diversification | 2029 | 60 | Net Demand (MW) | -880 | 3
2 Diversification | 2029 | 60 | Net Demand (MW) | -870 | 8
2 Diversification | 2029 | 60 | Net Demand (MW) | -860 | 9
2 Diversification | 2029 | 60 | Net Demand (MW) | -850 | 4
2 Diversification | 2029 | 60 | Net Demand (MW) | -840 | 6
2 Diversification | 2029 | 60 | Net Demand (MW) | -830 | 11
2 Diversification | 2029 | 60 | Net Demand (MW) | -820 | 10
2 Diversification | 2029 | 60 | Net Demand (MW) | -810 | 9
2 Diversification | 2029 | 60 | Net Demand (MW) | -800 | 11
2 Diversification | 2029 | 60 | Net Demand (MW) | -790 | 9
2 Diversification | 2029 | 60 | Net Demand (MW) | -780 | 9
2 Diversification | 2029 | 60 | Net Demand (MW) | -770 | 10
2 Diversification | 2029 | 60 | Net Demand (MW) | -760 | 17
2 Diversification | 2029 | 60 | Net Demand (MW) | -750 | 16
2 Diversification | 2029 | 60 | Net Demand (MW) | -740 | 17
2 Diversification | 2029 | 60 | Net Demand (MW) | -730 | 23
2 Diversification | 2029 | 60 | Net Demand (MW) | -720 | 22
2 Diversification | 2029 | 60 | Net Demand (MW) | -710 | 26
2 Diversification | 2029 | 60 | Net Demand (MW) | -700 | 28
2 Diversification | 2029 | 60 | Net Demand (MW) | -690 | 28
2 Diversification | 2029 | 60 | Net Demand (MW) | -680 | 39
2 Diversification | 2029 | 60 | Net Demand (MW) | -670 | 34
2 Diversification | 2029 | 60 | Net Demand (MW) | -660 | 54
2 Diversification | 2029 | 60 | Net Demand (MW) | -650 | 42
2 Diversification | 2029 | 60 | Net Demand (MW) | -640 | 63
2 Diversification | 2029 | 60 | Net Demand (MW) | -630 | 44
2 Diversification | 2029 | 60 | Net Demand (MW) | -620 | 69
2 Diversification | 2029 | 60 | Net Demand (MW) | -610 | 55
2 Diversification | 2029 | 60 | Net Demand (MW) | -600 | 69
2 Diversification | 2029 | 60 | Net Demand (MW) | -590 | 84
2 Diversification | 2029 | 60 | Net Demand (MW) | -580 | 77
2 Diversification | 2029 | 60 | Net Demand (MW) | -570 | 91
2 Diversification | 2029 | 60 | Net Demand (MW) | -560 | 98
2 Diversification | 2029 | 60 | Net Demand (MW) | -550 | 100
2 Diversification | 2029 | 60 | Net Demand (MW) | -540 | 100
2 Diversification | 2029 | 60 | Net Demand (MW) | -530 | 111
2 Diversification | 2029 | 60 | Net Demand (MW) | -520 | 115
2 Diversification | 2029 | 60 | Net Demand (MW) | -510 | 114
2 Diversification | 2029 | 60 | Net Demand (MW) | -500 | 128
2 Diversification | 2029 | 60 | Net Demand (MW) | -490 | 143
2 Diversification | 2029 | 60 | Net Demand (MW) | -480 | 165
2 Diversification | 2029 | 60 | Net Demand (MW) | -470 | 157
2 Diversification | 2029 | 60 | Net Demand (MW) | -460 | 166
2 Diversification | 2029 | 60 | Net Demand (MW) | -450 | 193
2 Diversification | 2029 | 60 | Net Demand (MW) | -440 | 212
2 Diversification | 2029 | 60 | Net Demand (MW) | -430 | 215
2 Diversification | 2029 | 60 | Net Demand (MW) | -420 | 202
2 Diversification | 2029 | 60 | Net Demand (MW) | -410 | 228
2 Diversification | 2029 | 60 | Net Demand (MW) | -400 | 253
2 Diversification | 2029 | 60 | Net Demand (MW) | -390 | 238
2 Diversification | 2029 | 60 | Net Demand (MW) | -380 | 273
2 Diversification | 2029 | 60 | Net Demand (MW) | -370 | 276
2 Diversification | 2029 | 60 | Net Demand (MW) | -360 | 312
2 Diversification | 2029 | 60 | Net Demand (MW) | -350 | 357
2 Diversification | 2029 | 60 | Net Demand (MW) | -340 | 334
2 Diversification | 2029 | 60 | Net Demand (MW) | -330 | 335
2 Diversification | 2029 | 60 | Net Demand (MW) | -320 | 376
2 Diversification | 2029 | 60 | Net Demand (MW) | -310 | 394
2 Diversification | 2029 | 60 | Net Demand (MW) | -300 | 395
2 Diversification | 2029 | 60 | Net Demand (MW) | -290 | 396
2 Diversification | 2029 | 60 | Net Demand (MW) | -280 | 434
2 Diversification | 2029 | 60 | Net Demand (MW) | -270 | 414
2 Diversification | 2029 | 60 | Net Demand (MW) | -260 | 488
2 Diversification | 2029 | 60 | Net Demand (MW) | -250 | 462
2 Diversification | 2029 | 60 | Net Demand (MW) | -240 | 510
2 Diversification | 2029 | 60 | Net Demand (MW) | -230 | 509
2 Diversification | 2029 | 60 | Net Demand (MW) | -220 | 518
2 Diversification | 2029 | 60 | Net Demand (MW) | -210 | 613
2 Diversification | 2029 | 60 | Net Demand (MW) | -200 | 605
2 Diversification | 2029 | 60 | Net Demand (MW) | -190 | 648
2 Diversification | 2029 | 60 | Net Demand (MW) | -180 | 666
2 Diversification | 2029 | 60 | Net Demand (MW) | -170 | 716
2 Diversification | 2029 | 60 | Net Demand (MW) | -160 | 724
2 Diversification | 2029 | 60 | Net Demand (MW) | -150 | 686
2 Diversification | 2029 | 60 | Net Demand (MW) | -140 | 706
2 Diversification | 2029 | 60 | Net Demand (MW) | -130 | 718
2 Diversification | 2029 | 60 | Net Demand (MW) | -120 | 750
2 Diversification | 2029 | 60 | Net Demand (MW) | -110 | 754
2 Diversification | 2029 | 60 | Net Demand (MW) | -100 | 829
2 Diversification | 2029 | 60 | Net Demand (MW) | -90 | 803
2 Diversification | 2029 | 60 | Net Demand (MW) | -80 | 831
2 Diversification | 2029 | 60 | Net Demand (MW) | -70 | 830
2 Diversification | 2029 | 60 | Net Demand (MW) | -60 | 861
2 Diversification | 2029 | 60 | Net Demand (MW) | -50 | 830
2 Diversification | 2029 | 60 | Net Demand (MW) | -40 | 879
2 Diversification | 2029 | 60 | Net Demand (MW) | -30 | 767
2 Diversification | 2029 | 60 | Net Demand (MW) | -20 | 826
2 Diversification | 2029 | 60 | Net Demand (MW) | -10 | 808
2 Diversification | 2029 | 60 | Net Demand (MW) | 0 | 880
2 Diversification | 2029 | 60 | Net Demand (MW) | 10 | 836
2 Diversification | 2029 | 60 | Net Demand (MW) | 20 | 801
2 Diversification | 2029 | 60 | Net Demand (MW) | 30 | 780
2 Diversification | 2029 | 60 | Net Demand (MW) | 40 | 826
2 Diversification | 2029 | 60 | Net Demand (MW) | 50 | 789
2 Diversification | 2029 | 60 | Net Demand (MW) | 60 | 771
2 Diversification | 2029 | 60 | Net Demand (MW) | 70 | 759
2 Diversification | 2029 | 60 | Net Demand (MW) | 80 | 762
2 Diversification | 2029 | 60 | Net Demand (MW) | 90 | 757
2 Diversification | 2029 | 60 | Net Demand (MW) | 100 | 703
2 Diversification | 2029 | 60 | Net Demand (MW) | 110 | 708
2 Diversification | 2029 | 60 | Net Demand (MW) | 120 | 699
2 Diversification | 2029 | 60 | Net Demand (MW) | 130 | 662
2 Diversification | 2029 | 60 | Net Demand (MW) | 140 | 645
2 Diversification | 2029 | 60 | Net Demand (MW) | 150 | 658
2 Diversification | 2029 | 60 | Net Demand (MW) | 160 | 604
2 Diversification | 2029 | 60 | Net Demand (MW) | 170 | 615
2 Diversification | 2029 | 60 | Net Demand (MW) | 180 | 586
2 Diversification | 2029 | 60 | Net Demand (MW) | 190 | 561
2 Diversification | 2029 | 60 | Net Demand (MW) | 200 | 507
2 Diversification | 2029 | 60 | Net Demand (MW) | 210 | 514
2 Diversification | 2029 | 60 | Net Demand (MW) | 220 | 483
2 Diversification | 2029 | 60 | Net Demand (MW) | 230 | 474
2 Diversification | 2029 | 60 | Net Demand (MW) | 240 | 428
2 Diversification | 2029 | 60 | Net Demand (MW) | 250 | 441
2 Diversification | 2029 | 60 | Net Demand (MW) | 260 | 458
2 Diversification | 2029 | 60 | Net Demand (MW) | 270 | 411
2 Diversification | 2029 | 60 | Net Demand (MW) | 280 | 417
2 Diversification | 2029 | 60 | Net Demand (MW) | 290 | 391
2 Diversification | 2029 | 60 | Net Demand (MW) | 300 | 391
2 Diversification | 2029 | 60 | Net Demand (MW) | 310 | 327
2 Diversification | 2029 | 60 | Net Demand (MW) | 320 | 327
2 Diversification | 2029 | 60 | Net Demand (MW) | 330 | 319
2 Diversification | 2029 | 60 | Net Demand (MW) | 340 | 287
2 Diversification | 2029 | 60 | Net Demand (MW) | 350 | 280
2 Diversification | 2029 | 60 | Net Demand (MW) | 360 | 249
2 Diversification | 2029 | 60 | Net Demand (MW) | 370 | 259
2 Diversification | 2029 | 60 | Net Demand (MW) | 380 | 227
2 Diversification | 2029 | 60 | Net Demand (MW) | 390 | 238
2 Diversification | 2029 | 60 | Net Demand (MW) | 400 | 218
2 Diversification | 2029 | 60 | Net Demand (MW) | 410 | 187
2 Diversification | 2029 | 60 | Net Demand (MW) | 420 | 180
2 Diversification | 2029 | 60 | Net Demand (MW) | 430 | 198
2 Diversification | 2029 | 60 | Net Demand (MW) | 440 | 177
2 Diversification | 2029 | 60 | Net Demand (MW) | 450 | 180
2 Diversification | 2029 | 60 | Net Demand (MW) | 460 | 143
2 Diversification | 2029 | 60 | Net Demand (MW) | 470 | 139
2 Diversification | 2029 | 60 | Net Demand (MW) | 480 | 130
2 Diversification | 2029 | 60 | Net Demand (MW) | 490 | 123
2 Diversification | 2029 | 60 | Net Demand (MW) | 500 | 136
2 Diversification | 2029 | 60 | Net Demand (MW) | 510 | 110
2 Diversification | 2029 | 60 | Net Demand (MW) | 520 | 116
2 Diversification | 2029 | 60 | Net Demand (MW) | 530 | 87
2 Diversification | 2029 | 60 | Net Demand (MW) | 540 | 81
2 Diversification | 2029 | 60 | Net Demand (MW) | 550 | 91
2 Diversification | 2029 | 60 | Net Demand (MW) | 560 | 94
2 Diversification | 2029 | 60 | Net Demand (MW) | 570 | 82
2 Diversification | 2029 | 60 | Net Demand (MW) | 580 | 84
2 Diversification | 2029 | 60 | Net Demand (MW) | 590 | 83
2 Diversification | 2029 | 60 | Net Demand (MW) | 600 | 87
2 Diversification | 2029 | 60 | Net Demand (MW) | 610 | 66
2 Diversification | 2029 | 60 | Net Demand (MW) | 620 | 76
2 Diversification | 2029 | 60 | Net Demand (MW) | 630 | 70
2 Diversification | 2029 | 60 | Net Demand (MW) | 640 | 61
2 Diversification | 2029 | 60 | Net Demand (MW) | 650 | 57
2 Diversification | 2029 | 60 | Net Demand (MW) | 660 | 64
2 Diversification | 2029 | 60 | Net Demand (MW) | 670 | 67
2 Diversification | 2029 | 60 | Net Demand (MW) | 680 | 53
2 Diversification | 2029 | 60 | Net Demand (MW) | 690 | 70
2 Diversification | 2029 | 60 | Net Demand (MW) | 700 | 57
2 Diversification | 2029 | 60 | Net Demand (MW) | 710 | 43
2 Diversification | 2029 | 60 | Net Demand (MW) | 720 | 51
2 Diversification | 2029 | 60 | Net Demand (MW) | 730 | 38
2 Diversification | 2029 | 60 | Net Demand (MW) | 740 | 40
2 Diversification | 2029 | 60 | Net Demand (MW) | 750 | 37
2 Diversification | 2029 | 60 | Net Demand (MW) | 760 | 32
2 Diversification | 2029 | 60 | Net Demand (MW) | 770 | 41
2 Diversification | 2029 | 60 | Net Demand (MW) | 780 | 30
2 Diversification | 2029 | 60 | Net Demand (MW) | 790 | 35
2 Diversification | 2029 | 60 | Net Demand (MW) | 800 | 27
2 Diversification | 2029 | 60 | Net Demand (MW) | 810 | 24
2 Diversification | 2029 | 60 | Net Demand (MW) | 820 | 27
2 Diversification | 2029 | 60 | Net Demand (MW) | 830 | 14
2 Diversification | 2029 | 60 | Net Demand (MW) | 840 | 26
2 Diversification | 2029 | 60 | Net Demand (MW) | 850 | 19
2 Diversification | 2029 | 60 | Net Demand (MW) | 860 | 13
2 Diversification | 2029 | 60 | Net Demand (MW) | 870 | 21
2 Diversification | 2029 | 60 | Net Demand (MW) | 880 | 21
2 Diversification | 2029 | 60 | Net Demand (MW) | 890 | 12
2 Diversification | 2029 | 60 | Net Demand (MW) | 900 | 17
2 Diversification | 2029 | 60 | Net Demand (MW) | 910 | 10
2 Diversification | 2029 | 60 | Net Demand (MW) | 920 | 15
2 Diversification | 2029 | 60 | Net Demand (MW) | 930 | 9
2 Diversification | 2029 | 60 | Net Demand (MW) | 940 | 9
2 Diversification | 2029 | 60 | Net Demand (MW) | 950 | 8
2 Diversification | 2029 | 60 | Net Demand (MW) | 960 | 10
2 Diversification | 2029 | 60 | Net Demand (MW) | 970 | 6
2 Diversification | 2029 | 60 | Net Demand (MW) | 980 | 12
2 Diversification | 2029 | 60 | Net Demand (MW) | 990 | 7
2 Diversification | 2029 | 60 | Net Demand (MW) | 1000 | 9
2 Diversification | 2029 | 60 | Net Demand (MW) | 1010 | 7
2 Diversification | 2029 | 60 | Net Demand (MW) | 1020 | 6
2 Diversification | 2029 | 60 | Net Demand (MW) | 1030 | 1
2 Diversification | 2029 | 60 | Net Demand (MW) | 1040 | 2
2 Diversification | 2029 | 60 | Net Demand (MW) | 1050 | 7
2 Diversification | 2029 | 60 | Net Demand (MW) | 1060 | 4
2 Diversification | 2029 | 60 | Net Demand (MW) | 1070 | 3
2 Diversification | 2029 | 60 | Net Demand (MW) | 1080 | 3
2 Diversification | 2029 | 60 | Net Demand (MW) | 1090 | 2
2 Diversification | 2029 | 60 | Net Demand (MW) | 1100 | 2
2 Diversification | 2029 | 60 | Net Demand (MW) | 1110 | 1
2 Diversification | 2029 | 60 | Net Demand (MW) | 1120 | 0
2 Diversification | 2029 | 60 | Net Demand (MW) | 1130 | 2
2 Diversification | 2029 | 60 | Net Demand (MW) | 1140 | 3
2 Diversification | 2029 | 60 | Net Demand (MW) | 1150 | 2
2 Diversification | 2029 | 60 | Net Demand (MW) | 1160 | 3
2 Diversification | 2029 | 60 | Net Demand (MW) | 1170 | 0
2 Diversification | 2029 | 60 | Net Demand (MW) | 1180 | 3
2 Diversification | 2029 | 60 | Net Demand (MW) | 1190 | 0
2 Diversification | 2029 | 60 | Net Demand (MW) | 1200 | 1
2 Diversification | 2029 | 60 | Net Demand (MW) | 1210 | 1
2 Diversification | 2029 | 60 | Net Demand (MW) | 1220 | 0
2 Diversification | 2029 | 60 | Net Demand (MW) | 1230 | 0
2 Diversification | 2029 | 60 | Net Demand (MW) | 1240 | 0
2 Diversification | 2029 | 60 | Net Demand (MW) | 1250 | 0
2 Diversification | 2029 | 60 | Net Demand (MW) | 1260 | 1
2 Diversification | 2029 | 60 | Net Demand (MW) | 1270 | 2
2 Diversification | 2029 | 60 | Net Demand (MW) | 1280 | 1
2 Diversification | 2029 | 60 | Net Demand (MW) | 1290 | 1
2 Diversification | 2029 | 60 | Net Demand (MW) | 1300 | 0
2 Diversification | 2029 | 60 | Net Demand (MW) | 1310 | 2
2 Diversification | 2029 | 60 | Net Demand (MW) | 1320 | 2
2 Diversification | 2030 | 10 | Alberta Internal Load (MW) | -420 | 1
2 Diversification | 2030 | 10 | Alberta Internal Load (MW) | -410 | 0
2 Diversification | 2030 | 10 | Alberta Internal Load (MW) | -400 | 0
2 Diversification | 2030 | 10 | Alberta Internal Load (MW) | -390 | 0
2 Diversification | 2030 | 10 | Alberta Internal Load (MW) | -380 | 0
2 Diversification | 2030 | 10 | Alberta Internal Load (MW) | -370 | 0
2 Diversification | 2030 | 10 | Alberta Internal Load (MW) | -360 | 0
2 Diversification | 2030 | 10 | Alberta Internal Load (MW) | -350 | 0
2 Diversification | 2030 | 10 | Alberta Internal Load (MW) | -340 | 0
2 Diversification | 2030 | 10 | Alberta Internal Load (MW) | -330 | 0
2 Diversification | 2030 | 10 | Alberta Internal Load (MW) | -320 | 0
2 Diversification | 2030 | 10 | Alberta Internal Load (MW) | -310 | 0
2 Diversification | 2030 | 10 | Alberta Internal Load (MW) | -300 | 0
2 Diversification | 2030 | 10 | Alberta Internal Load (MW) | -290 | 0
2 Diversification | 2030 | 10 | Alberta Internal Load (MW) | -280 | 0
2 Diversification | 2030 | 10 | Alberta Internal Load (MW) | -270 | 0
2 Diversification | 2030 | 10 | Alberta Internal Load (MW) | -260 | 1
2 Diversification | 2030 | 10 | Alberta Internal Load (MW) | -250 | 2
2 Diversification | 2030 | 10 | Alberta Internal Load (MW) | -240 | 1
2 Diversification | 2030 | 10 | Alberta Internal Load (MW) | -230 | 0
2 Diversification | 2030 | 10 | Alberta Internal Load (MW) | -220 | 0
2 Diversification | 2030 | 10 | Alberta Internal Load (MW) | -210 | 0
2 Diversification | 2030 | 10 | Alberta Internal Load (MW) | -200 | 1
2 Diversification | 2030 | 10 | Alberta Internal Load (MW) | -190 | 1
2 Diversification | 2030 | 10 | Alberta Internal Load (MW) | -180 | 2
2 Diversification | 2030 | 10 | Alberta Internal Load (MW) | -170 | 10
2 Diversification | 2030 | 10 | Alberta Internal Load (MW) | -160 | 10
2 Diversification | 2030 | 10 | Alberta Internal Load (MW) | -150 | 16
2 Diversification | 2030 | 10 | Alberta Internal Load (MW) | -140 | 42
2 Diversification | 2030 | 10 | Alberta Internal Load (MW) | -130 | 54
2 Diversification | 2030 | 10 | Alberta Internal Load (MW) | -120 | 108
2 Diversification | 2030 | 10 | Alberta Internal Load (MW) | -110 | 172
2 Diversification | 2030 | 10 | Alberta Internal Load (MW) | -100 | 266
2 Diversification | 2030 | 10 | Alberta Internal Load (MW) | -90 | 397
2 Diversification | 2030 | 10 | Alberta Internal Load (MW) | -80 | 494
2 Diversification | 2030 | 10 | Alberta Internal Load (MW) | -70 | 783
2 Diversification | 2030 | 10 | Alberta Internal Load (MW) | -60 | 1244
2 Diversification | 2030 | 10 | Alberta Internal Load (MW) | -50 | 2010
2 Diversification | 2030 | 10 | Alberta Internal Load (MW) | -40 | 2820
2 Diversification | 2030 | 10 | Alberta Internal Load (MW) | -30 | 3933
2 Diversification | 2030 | 10 | Alberta Internal Load (MW) | -20 | 5153
2 Diversification | 2030 | 10 | Alberta Internal Load (MW) | -10 | 6432
2 Diversification | 2030 | 10 | Alberta Internal Load (MW) | 0 | 6858
2 Diversification | 2030 | 10 | Alberta Internal Load (MW) | 10 | 5956
2 Diversification | 2030 | 10 | Alberta Internal Load (MW) | 20 | 4571
2 Diversification | 2030 | 10 | Alberta Internal Load (MW) | 30 | 3237
2 Diversification | 2030 | 10 | Alberta Internal Load (MW) | 40 | 2248
2 Diversification | 2030 | 10 | Alberta Internal Load (MW) | 50 | 1561
2 Diversification | 2030 | 10 | Alberta Internal Load (MW) | 60 | 1116
2 Diversification | 2030 | 10 | Alberta Internal Load (MW) | 70 | 833
2 Diversification | 2030 | 10 | Alberta Internal Load (MW) | 80 | 538
2 Diversification | 2030 | 10 | Alberta Internal Load (MW) | 90 | 389
2 Diversification | 2030 | 10 | Alberta Internal Load (MW) | 100 | 301
2 Diversification | 2030 | 10 | Alberta Internal Load (MW) | 110 | 251
2 Diversification | 2030 | 10 | Alberta Internal Load (MW) | 120 | 183
2 Diversification | 2030 | 10 | Alberta Internal Load (MW) | 130 | 180
2 Diversification | 2030 | 10 | Alberta Internal Load (MW) | 140 | 142
2 Diversification | 2030 | 10 | Alberta Internal Load (MW) | 150 | 93
2 Diversification | 2030 | 10 | Alberta Internal Load (MW) | 160 | 67
2 Diversification | 2030 | 10 | Alberta Internal Load (MW) | 170 | 39
2 Diversification | 2030 | 10 | Alberta Internal Load (MW) | 180 | 17
2 Diversification | 2030 | 10 | Alberta Internal Load (MW) | 190 | 9
2 Diversification | 2030 | 10 | Alberta Internal Load (MW) | 200 | 8
2 Diversification | 2030 | 10 | Alberta Internal Load (MW) | 210 | 2
2 Diversification | 2030 | 10 | Alberta Internal Load (MW) | 220 | 1
2 Diversification | 2030 | 10 | Alberta Internal Load (MW) | 230 | 2
2 Diversification | 2030 | 10 | Alberta Internal Load (MW) | 240 | 0
2 Diversification | 2030 | 10 | Alberta Internal Load (MW) | 250 | 0
2 Diversification | 2030 | 10 | Alberta Internal Load (MW) | 260 | 1
2 Diversification | 2030 | 10 | Alberta Internal Load (MW) | 270 | 1
2 Diversification | 2030 | 10 | Alberta Internal Load (MW) | 280 | 0
2 Diversification | 2030 | 10 | Alberta Internal Load (MW) | 290 | 0
2 Diversification | 2030 | 10 | Alberta Internal Load (MW) | 300 | 0
2 Diversification | 2030 | 10 | Alberta Internal Load (MW) | 310 | 1
2 Diversification | 2030 | 10 | Alberta Internal Load (MW) | 320 | 1
2 Diversification | 2030 | 60 | Alberta Internal Load (MW) | -700 | 2
2 Diversification | 2030 | 60 | Alberta Internal Load (MW) | -690 | 1
2 Diversification | 2030 | 60 | Alberta Internal Load (MW) | -680 | 0
2 Diversification | 2030 | 60 | Alberta Internal Load (MW) | -670 | 2
2 Diversification | 2030 | 60 | Alberta Internal Load (MW) | -660 | 4
2 Diversification | 2030 | 60 | Alberta Internal Load (MW) | -650 | 6
2 Diversification | 2030 | 60 | Alberta Internal Load (MW) | -640 | 5
2 Diversification | 2030 | 60 | Alberta Internal Load (MW) | -630 | 7
2 Diversification | 2030 | 60 | Alberta Internal Load (MW) | -620 | 9
2 Diversification | 2030 | 60 | Alberta Internal Load (MW) | -610 | 15
2 Diversification | 2030 | 60 | Alberta Internal Load (MW) | -600 | 17
2 Diversification | 2030 | 60 | Alberta Internal Load (MW) | -590 | 23
2 Diversification | 2030 | 60 | Alberta Internal Load (MW) | -580 | 32
2 Diversification | 2030 | 60 | Alberta Internal Load (MW) | -570 | 35
2 Diversification | 2030 | 60 | Alberta Internal Load (MW) | -560 | 41
2 Diversification | 2030 | 60 | Alberta Internal Load (MW) | -550 | 47
2 Diversification | 2030 | 60 | Alberta Internal Load (MW) | -540 | 70
2 Diversification | 2030 | 60 | Alberta Internal Load (MW) | -530 | 69
2 Diversification | 2030 | 60 | Alberta Internal Load (MW) | -520 | 74
2 Diversification | 2030 | 60 | Alberta Internal Load (MW) | -510 | 59
2 Diversification | 2030 | 60 | Alberta Internal Load (MW) | -500 | 86
2 Diversification | 2030 | 60 | Alberta Internal Load (MW) | -490 | 70
2 Diversification | 2030 | 60 | Alberta Internal Load (MW) | -480 | 73
2 Diversification | 2030 | 60 | Alberta Internal Load (MW) | -470 | 89
2 Diversification | 2030 | 60 | Alberta Internal Load (MW) | -460 | 97
2 Diversification | 2030 | 60 | Alberta Internal Load (MW) | -450 | 79
2 Diversification | 2030 | 60 | Alberta Internal Load (MW) | -440 | 89
2 Diversification | 2030 | 60 | Alberta Internal Load (MW) | -430 | 103
2 Diversification | 2030 | 60 | Alberta Internal Load (MW) | -420 | 105
2 Diversification | 2030 | 60 | Alberta Internal Load (MW) | -410 | 99
2 Diversification | 2030 | 60 | Alberta Internal Load (MW) | -400 | 96
2 Diversification | 2030 | 60 | Alberta Internal Load (MW) | -390 | 97
2 Diversification | 2030 | 60 | Alberta Internal Load (MW) | -380 | 139
2 Diversification | 2030 | 60 | Alberta Internal Load (MW) | -370 | 111
2 Diversification | 2030 | 60 | Alberta Internal Load (MW) | -360 | 133
2 Diversification | 2030 | 60 | Alberta Internal Load (MW) | -350 | 166
2 Diversification | 2030 | 60 | Alberta Internal Load (MW) | -340 | 153
2 Diversification | 2030 | 60 | Alberta Internal Load (MW) | -330 | 187
2 Diversification | 2030 | 60 | Alberta Internal Load (MW) | -320 | 230
2 Diversification | 2030 | 60 | Alberta Internal Load (MW) | -310 | 260
2 Diversification | 2030 | 60 | Alberta Internal Load (MW) | -300 | 277
2 Diversification | 2030 | 60 | Alberta Internal Load (MW) | -290 | 321
2 Diversification | 2030 | 60 | Alberta Internal Load (MW) | -280 | 319
2 Diversification | 2030 | 60 | Alberta Internal Load (MW) | -270 | 323
2 Diversification | 2030 | 60 | Alberta Internal Load (MW) | -260 | 350
2 Diversification | 2030 | 60 | Alberta Internal Load (MW) | -250 | 390
2 Diversification | 2030 | 60 | Alberta Internal Load (MW) | -240 | 432
2 Diversification | 2030 | 60 | Alberta Internal Load (MW) | -230 | 413
2 Diversification | 2030 | 60 | Alberta Internal Load (MW) | -220 | 464
2 Diversification | 2030 | 60 | Alberta Internal Load (MW) | -210 | 451
2 Diversification | 2030 | 60 | Alberta Internal Load (MW) | -200 | 529
2 Diversification | 2030 | 60 | Alberta Internal Load (MW) | -190 | 574
2 Diversification | 2030 | 60 | Alberta Internal Load (MW) | -180 | 589
2 Diversification | 2030 | 60 | Alberta Internal Load (MW) | -170 | 631
2 Diversification | 2030 | 60 | Alberta Internal Load (MW) | -160 | 629
2 Diversification | 2030 | 60 | Alberta Internal Load (MW) | -150 | 709
2 Diversification | 2030 | 60 | Alberta Internal Load (MW) | -140 | 706
2 Diversification | 2030 | 60 | Alberta Internal Load (MW) | -130 | 781
2 Diversification | 2030 | 60 | Alberta Internal Load (MW) | -120 | 785
2 Diversification | 2030 | 60 | Alberta Internal Load (MW) | -110 | 875
2 Diversification | 2030 | 60 | Alberta Internal Load (MW) | -100 | 970
2 Diversification | 2030 | 60 | Alberta Internal Load (MW) | -90 | 1042
2 Diversification | 2030 | 60 | Alberta Internal Load (MW) | -80 | 1119
2 Diversification | 2030 | 60 | Alberta Internal Load (MW) | -70 | 1256
2 Diversification | 2030 | 60 | Alberta Internal Load (MW) | -60 | 1316
2 Diversification | 2030 | 60 | Alberta Internal Load (MW) | -50 | 1447
2 Diversification | 2030 | 60 | Alberta Internal Load (MW) | -40 | 1485
2 Diversification | 2030 | 60 | Alberta Internal Load (MW) | -30 | 1587
2 Diversification | 2030 | 60 | Alberta Internal Load (MW) | -20 | 1692
2 Diversification | 2030 | 60 | Alberta Internal Load (MW) | -10 | 1662
2 Diversification | 2030 | 60 | Alberta Internal Load (MW) | 0 | 1582
2 Diversification | 2030 | 60 | Alberta Internal Load (MW) | 10 | 1613
2 Diversification | 2030 | 60 | Alberta Internal Load (MW) | 20 | 1488
2 Diversification | 2030 | 60 | Alberta Internal Load (MW) | 30 | 1464
2 Diversification | 2030 | 60 | Alberta Internal Load (MW) | 40 | 1330
2 Diversification | 2030 | 60 | Alberta Internal Load (MW) | 50 | 1199
2 Diversification | 2030 | 60 | Alberta Internal Load (MW) | 60 | 1078
2 Diversification | 2030 | 60 | Alberta Internal Load (MW) | 70 | 991
2 Diversification | 2030 | 60 | Alberta Internal Load (MW) | 80 | 928
2 Diversification | 2030 | 60 | Alberta Internal Load (MW) | 90 | 830
2 Diversification | 2030 | 60 | Alberta Internal Load (MW) | 100 | 772
2 Diversification | 2030 | 60 | Alberta Internal Load (MW) | 110 | 724
2 Diversification | 2030 | 60 | Alberta Internal Load (MW) | 120 | 652
2 Diversification | 2030 | 60 | Alberta Internal Load (MW) | 130 | 638
2 Diversification | 2030 | 60 | Alberta Internal Load (MW) | 140 | 565
2 Diversification | 2030 | 60 | Alberta Internal Load (MW) | 150 | 511
2 Diversification | 2030 | 60 | Alberta Internal Load (MW) | 160 | 504
2 Diversification | 2030 | 60 | Alberta Internal Load (MW) | 170 | 517
2 Diversification | 2030 | 60 | Alberta Internal Load (MW) | 180 | 477
2 Diversification | 2030 | 60 | Alberta Internal Load (MW) | 190 | 442
2 Diversification | 2030 | 60 | Alberta Internal Load (MW) | 200 | 406
2 Diversification | 2030 | 60 | Alberta Internal Load (MW) | 210 | 387
2 Diversification | 2030 | 60 | Alberta Internal Load (MW) | 220 | 339
2 Diversification | 2030 | 60 | Alberta Internal Load (MW) | 230 | 351
2 Diversification | 2030 | 60 | Alberta Internal Load (MW) | 240 | 314
2 Diversification | 2030 | 60 | Alberta Internal Load (MW) | 250 | 268
2 Diversification | 2030 | 60 | Alberta Internal Load (MW) | 260 | 291
2 Diversification | 2030 | 60 | Alberta Internal Load (MW) | 270 | 268
2 Diversification | 2030 | 60 | Alberta Internal Load (MW) | 280 | 272
2 Diversification | 2030 | 60 | Alberta Internal Load (MW) | 290 | 267
2 Diversification | 2030 | 60 | Alberta Internal Load (MW) | 300 | 225
2 Diversification | 2030 | 60 | Alberta Internal Load (MW) | 310 | 226
2 Diversification | 2030 | 60 | Alberta Internal Load (MW) | 320 | 210
2 Diversification | 2030 | 60 | Alberta Internal Load (MW) | 330 | 192
2 Diversification | 2030 | 60 | Alberta Internal Load (MW) | 340 | 177
2 Diversification | 2030 | 60 | Alberta Internal Load (MW) | 350 | 168
2 Diversification | 2030 | 60 | Alberta Internal Load (MW) | 360 | 157
2 Diversification | 2030 | 60 | Alberta Internal Load (MW) | 370 | 161
2 Diversification | 2030 | 60 | Alberta Internal Load (MW) | 380 | 160
2 Diversification | 2030 | 60 | Alberta Internal Load (MW) | 390 | 134
2 Diversification | 2030 | 60 | Alberta Internal Load (MW) | 400 | 137
2 Diversification | 2030 | 60 | Alberta Internal Load (MW) | 410 | 113
2 Diversification | 2030 | 60 | Alberta Internal Load (MW) | 420 | 133
2 Diversification | 2030 | 60 | Alberta Internal Load (MW) | 430 | 104
2 Diversification | 2030 | 60 | Alberta Internal Load (MW) | 440 | 84
2 Diversification | 2030 | 60 | Alberta Internal Load (MW) | 450 | 83
2 Diversification | 2030 | 60 | Alberta Internal Load (MW) | 460 | 89
2 Diversification | 2030 | 60 | Alberta Internal Load (MW) | 470 | 84
2 Diversification | 2030 | 60 | Alberta Internal Load (MW) | 480 | 88
2 Diversification | 2030 | 60 | Alberta Internal Load (MW) | 490 | 66
2 Diversification | 2030 | 60 | Alberta Internal Load (MW) | 500 | 47
2 Diversification | 2030 | 60 | Alberta Internal Load (MW) | 510 | 48
2 Diversification | 2030 | 60 | Alberta Internal Load (MW) | 520 | 45
2 Diversification | 2030 | 60 | Alberta Internal Load (MW) | 530 | 52
2 Diversification | 2030 | 60 | Alberta Internal Load (MW) | 540 | 41
2 Diversification | 2030 | 60 | Alberta Internal Load (MW) | 550 | 38
2 Diversification | 2030 | 60 | Alberta Internal Load (MW) | 560 | 40
2 Diversification | 2030 | 60 | Alberta Internal Load (MW) | 570 | 50
2 Diversification | 2030 | 60 | Alberta Internal Load (MW) | 580 | 45
2 Diversification | 2030 | 60 | Alberta Internal Load (MW) | 590 | 33
2 Diversification | 2030 | 60 | Alberta Internal Load (MW) | 600 | 37
2 Diversification | 2030 | 60 | Alberta Internal Load (MW) | 610 | 47
2 Diversification | 2030 | 60 | Alberta Internal Load (MW) | 620 | 32
2 Diversification | 2030 | 60 | Alberta Internal Load (MW) | 630 | 39
2 Diversification | 2030 | 60 | Alberta Internal Load (MW) | 640 | 24
2 Diversification | 2030 | 60 | Alberta Internal Load (MW) | 650 | 40
2 Diversification | 2030 | 60 | Alberta Internal Load (MW) | 660 | 44
2 Diversification | 2030 | 60 | Alberta Internal Load (MW) | 670 | 50
2 Diversification | 2030 | 60 | Alberta Internal Load (MW) | 680 | 35
2 Diversification | 2030 | 60 | Alberta Internal Load (MW) | 690 | 39
2 Diversification | 2030 | 60 | Alberta Internal Load (MW) | 700 | 30
2 Diversification | 2030 | 60 | Alberta Internal Load (MW) | 710 | 34
2 Diversification | 2030 | 60 | Alberta Internal Load (MW) | 720 | 25
2 Diversification | 2030 | 60 | Alberta Internal Load (MW) | 730 | 40
2 Diversification | 2030 | 60 | Alberta Internal Load (MW) | 740 | 34
2 Diversification | 2030 | 60 | Alberta Internal Load (MW) | 750 | 32
2 Diversification | 2030 | 60 | Alberta Internal Load (MW) | 760 | 32
2 Diversification | 2030 | 60 | Alberta Internal Load (MW) | 770 | 21
2 Diversification | 2030 | 60 | Alberta Internal Load (MW) | 780 | 27
2 Diversification | 2030 | 60 | Alberta Internal Load (MW) | 790 | 18
2 Diversification | 2030 | 60 | Alberta Internal Load (MW) | 800 | 15
2 Diversification | 2030 | 60 | Alberta Internal Load (MW) | 810 | 13
2 Diversification | 2030 | 60 | Alberta Internal Load (MW) | 820 | 11
2 Diversification | 2030 | 60 | Alberta Internal Load (MW) | 830 | 12
2 Diversification | 2030 | 60 | Alberta Internal Load (MW) | 840 | 5
2 Diversification | 2030 | 60 | Alberta Internal Load (MW) | 850 | 6
2 Diversification | 2030 | 60 | Alberta Internal Load (MW) | 860 | 5
2 Diversification | 2030 | 60 | Alberta Internal Load (MW) | 870 | 2
2 Diversification | 2030 | 60 | Alberta Internal Load (MW) | 880 | 2
2 Diversification | 2030 | 60 | Alberta Internal Load (MW) | 890 | 1
2 Diversification | 2030 | 10 | Variable Generation (MW) | -310 | 1
2 Diversification | 2030 | 10 | Variable Generation (MW) | -300 | 0
2 Diversification | 2030 | 10 | Variable Generation (MW) | -290 | 0
2 Diversification | 2030 | 10 | Variable Generation (MW) | -280 | 0
2 Diversification | 2030 | 10 | Variable Generation (MW) | -270 | 1
2 Diversification | 2030 | 10 | Variable Generation (MW) | -260 | 1
2 Diversification | 2030 | 10 | Variable Generation (MW) | -250 | 4
2 Diversification | 2030 | 10 | Variable Generation (MW) | -240 | 3
2 Diversification | 2030 | 10 | Variable Generation (MW) | -230 | 3
2 Diversification | 2030 | 10 | Variable Generation (MW) | -220 | 4
2 Diversification | 2030 | 10 | Variable Generation (MW) | -210 | 7
2 Diversification | 2030 | 10 | Variable Generation (MW) | -200 | 5
2 Diversification | 2030 | 10 | Variable Generation (MW) | -190 | 10
2 Diversification | 2030 | 10 | Variable Generation (MW) | -180 | 6
2 Diversification | 2030 | 10 | Variable Generation (MW) | -170 | 21
2 Diversification | 2030 | 10 | Variable Generation (MW) | -160 | 41
2 Diversification | 2030 | 10 | Variable Generation (MW) | -150 | 58
2 Diversification | 2030 | 10 | Variable Generation (MW) | -140 | 95
2 Diversification | 2030 | 10 | Variable Generation (MW) | -130 | 106
2 Diversification | 2030 | 10 | Variable Generation (MW) | -120 | 160
2 Diversification | 2030 | 10 | Variable Generation (MW) | -110 | 273
2 Diversification | 2030 | 10 | Variable Generation (MW) | -100 | 414
2 Diversification | 2030 | 10 | Variable Generation (MW) | -90 | 606
2 Diversification | 2030 | 10 | Variable Generation (MW) | -80 | 864
2 Diversification | 2030 | 10 | Variable Generation (MW) | -70 | 1278
2 Diversification | 2030 | 10 | Variable Generation (MW) | -60 | 1733
2 Diversification | 2030 | 10 | Variable Generation (MW) | -50 | 2149
2 Diversification | 2030 | 10 | Variable Generation (MW) | -40 | 2567
2 Diversification | 2030 | 10 | Variable Generation (MW) | -30 | 3338
2 Diversification | 2030 | 10 | Variable Generation (MW) | -20 | 4033
2 Diversification | 2030 | 10 | Variable Generation (MW) | -10 | 5168
2 Diversification | 2030 | 10 | Variable Generation (MW) | 0 | 6357
2 Diversification | 2030 | 10 | Variable Generation (MW) | 10 | 5287
2 Diversification | 2030 | 10 | Variable Generation (MW) | 20 | 4142
2 Diversification | 2030 | 10 | Variable Generation (MW) | 30 | 3460
2 Diversification | 2030 | 10 | Variable Generation (MW) | 40 | 2716
2 Diversification | 2030 | 10 | Variable Generation (MW) | 50 | 2179
2 Diversification | 2030 | 10 | Variable Generation (MW) | 60 | 1682
2 Diversification | 2030 | 10 | Variable Generation (MW) | 70 | 1182
2 Diversification | 2030 | 10 | Variable Generation (MW) | 80 | 840
2 Diversification | 2030 | 10 | Variable Generation (MW) | 90 | 529
2 Diversification | 2030 | 10 | Variable Generation (MW) | 100 | 368
2 Diversification | 2030 | 10 | Variable Generation (MW) | 110 | 289
2 Diversification | 2030 | 10 | Variable Generation (MW) | 120 | 181
2 Diversification | 2030 | 10 | Variable Generation (MW) | 130 | 130
2 Diversification | 2030 | 10 | Variable Generation (MW) | 140 | 81
2 Diversification | 2030 | 10 | Variable Generation (MW) | 150 | 63
2 Diversification | 2030 | 10 | Variable Generation (MW) | 160 | 38
2 Diversification | 2030 | 10 | Variable Generation (MW) | 170 | 21
2 Diversification | 2030 | 10 | Variable Generation (MW) | 180 | 20
2 Diversification | 2030 | 10 | Variable Generation (MW) | 190 | 9
2 Diversification | 2030 | 10 | Variable Generation (MW) | 200 | 12
2 Diversification | 2030 | 10 | Variable Generation (MW) | 210 | 10
2 Diversification | 2030 | 10 | Variable Generation (MW) | 220 | 3
2 Diversification | 2030 | 10 | Variable Generation (MW) | 230 | 3
2 Diversification | 2030 | 10 | Variable Generation (MW) | 240 | 1
2 Diversification | 2030 | 10 | Variable Generation (MW) | 250 | 2
2 Diversification | 2030 | 10 | Variable Generation (MW) | 260 | 2
2 Diversification | 2030 | 10 | Variable Generation (MW) | 270 | 0
2 Diversification | 2030 | 10 | Variable Generation (MW) | 280 | 1
2 Diversification | 2030 | 10 | Variable Generation (MW) | 290 | 0
2 Diversification | 2030 | 10 | Variable Generation (MW) | 300 | 0
2 Diversification | 2030 | 10 | Variable Generation (MW) | 310 | 0
2 Diversification | 2030 | 10 | Variable Generation (MW) | 320 | 0
2 Diversification | 2030 | 10 | Variable Generation (MW) | 330 | 1
2 Diversification | 2030 | 10 | Variable Generation (MW) | 340 | 1
2 Diversification | 2030 | 60 | Variable Generation (MW) | -1280 | 1
2 Diversification | 2030 | 60 | Variable Generation (MW) | -1270 | 0
2 Diversification | 2030 | 60 | Variable Generation (MW) | -1260 | 0
2 Diversification | 2030 | 60 | Variable Generation (MW) | -1250 | 1
2 Diversification | 2030 | 60 | Variable Generation (MW) | -1240 | 0
2 Diversification | 2030 | 60 | Variable Generation (MW) | -1230 | 0
2 Diversification | 2030 | 60 | Variable Generation (MW) | -1220 | 1
2 Diversification | 2030 | 60 | Variable Generation (MW) | -1210 | 1
2 Diversification | 2030 | 60 | Variable Generation (MW) | -1200 | 0
2 Diversification | 2030 | 60 | Variable Generation (MW) | -1190 | 0
2 Diversification | 2030 | 60 | Variable Generation (MW) | -1180 | 1
2 Diversification | 2030 | 60 | Variable Generation (MW) | -1170 | 1
2 Diversification | 2030 | 60 | Variable Generation (MW) | -1160 | 0
2 Diversification | 2030 | 60 | Variable Generation (MW) | -1150 | 0
2 Diversification | 2030 | 60 | Variable Generation (MW) | -1140 | 0
2 Diversification | 2030 | 60 | Variable Generation (MW) | -1130 | 0
2 Diversification | 2030 | 60 | Variable Generation (MW) | -1120 | 0
2 Diversification | 2030 | 60 | Variable Generation (MW) | -1110 | 0
2 Diversification | 2030 | 60 | Variable Generation (MW) | -1100 | 0
2 Diversification | 2030 | 60 | Variable Generation (MW) | -1090 | 2
2 Diversification | 2030 | 60 | Variable Generation (MW) | -1080 | 0
2 Diversification | 2030 | 60 | Variable Generation (MW) | -1070 | 0
2 Diversification | 2030 | 60 | Variable Generation (MW) | -1060 | 1
2 Diversification | 2030 | 60 | Variable Generation (MW) | -1050 | 0
2 Diversification | 2030 | 60 | Variable Generation (MW) | -1040 | 1
2 Diversification | 2030 | 60 | Variable Generation (MW) | -1030 | 0
2 Diversification | 2030 | 60 | Variable Generation (MW) | -1020 | 1
2 Diversification | 2030 | 60 | Variable Generation (MW) | -1010 | 1
2 Diversification | 2030 | 60 | Variable Generation (MW) | -1000 | 1
2 Diversification | 2030 | 60 | Variable Generation (MW) | -990 | 0
2 Diversification | 2030 | 60 | Variable Generation (MW) | -980 | 3
2 Diversification | 2030 | 60 | Variable Generation (MW) | -970 | 1
2 Diversification | 2030 | 60 | Variable Generation (MW) | -960 | 2
2 Diversification | 2030 | 60 | Variable Generation (MW) | -950 | 4
2 Diversification | 2030 | 60 | Variable Generation (MW) | -940 | 3
2 Diversification | 2030 | 60 | Variable Generation (MW) | -930 | 2
2 Diversification | 2030 | 60 | Variable Generation (MW) | -920 | 3
2 Diversification | 2030 | 60 | Variable Generation (MW) | -910 | 1
2 Diversification | 2030 | 60 | Variable Generation (MW) | -900 | 1
2 Diversification | 2030 | 60 | Variable Generation (MW) | -890 | 3
2 Diversification | 2030 | 60 | Variable Generation (MW) | -880 | 3
2 Diversification | 2030 | 60 | Variable Generation (MW) | -870 | 4
2 Diversification | 2030 | 60 | Variable Generation (MW) | -860 | 9
2 Diversification | 2030 | 60 | Variable Generation (MW) | -850 | 2
2 Diversification | 2030 | 60 | Variable Generation (MW) | -840 | 6
2 Diversification | 2030 | 60 | Variable Generation (MW) | -830 | 10
2 Diversification | 2030 | 60 | Variable Generation (MW) | -820 | 7
2 Diversification | 2030 | 60 | Variable Generation (MW) | -810 | 9
2 Diversification | 2030 | 60 | Variable Generation (MW) | -800 | 14
2 Diversification | 2030 | 60 | Variable Generation (MW) | -790 | 18
2 Diversification | 2030 | 60 | Variable Generation (MW) | -780 | 7
2 Diversification | 2030 | 60 | Variable Generation (MW) | -770 | 12
2 Diversification | 2030 | 60 | Variable Generation (MW) | -760 | 10
2 Diversification | 2030 | 60 | Variable Generation (MW) | -750 | 9
2 Diversification | 2030 | 60 | Variable Generation (MW) | -740 | 17
2 Diversification | 2030 | 60 | Variable Generation (MW) | -730 | 11
2 Diversification | 2030 | 60 | Variable Generation (MW) | -720 | 15
2 Diversification | 2030 | 60 | Variable Generation (MW) | -710 | 16
2 Diversification | 2030 | 60 | Variable Generation (MW) | -700 | 17
2 Diversification | 2030 | 60 | Variable Generation (MW) | -690 | 23
2 Diversification | 2030 | 60 | Variable Generation (MW) | -680 | 17
2 Diversification | 2030 | 60 | Variable Generation (MW) | -670 | 19
2 Diversification | 2030 | 60 | Variable Generation (MW) | -660 | 24
2 Diversification | 2030 | 60 | Variable Generation (MW) | -650 | 30
2 Diversification | 2030 | 60 | Variable Generation (MW) | -640 | 32
2 Diversification | 2030 | 60 | Variable Generation (MW) | -630 | 34
2 Diversification | 2030 | 60 | Variable Generation (MW) | -620 | 32
2 Diversification | 2030 | 60 | Variable Generation (MW) | -610 | 52
2 Diversification | 2030 | 60 | Variable Generation (MW) | -600 | 39
2 Diversification | 2030 | 60 | Variable Generation (MW) | -590 | 51
2 Diversification | 2030 | 60 | Variable Generation (MW) | -580 | 49
2 Diversification | 2030 | 60 | Variable Generation (MW) | -570 | 57
2 Diversification | 2030 | 60 | Variable Generation (MW) | -560 | 70
2 Diversification | 2030 | 60 | Variable Generation (MW) | -550 | 70
2 Diversification | 2030 | 60 | Variable Generation (MW) | -540 | 68
2 Diversification | 2030 | 60 | Variable Generation (MW) | -530 | 81
2 Diversification | 2030 | 60 | Variable Generation (MW) | -520 | 91
2 Diversification | 2030 | 60 | Variable Generation (MW) | -510 | 104
2 Diversification | 2030 | 60 | Variable Generation (MW) | -500 | 105
2 Diversification | 2030 | 60 | Variable Generation (MW) | -490 | 101
2 Diversification | 2030 | 60 | Variable Generation (MW) | -480 | 144
2 Diversification | 2030 | 60 | Variable Generation (MW) | -470 | 140
2 Diversification | 2030 | 60 | Variable Generation (MW) | -460 | 154
2 Diversification | 2030 | 60 | Variable Generation (MW) | -450 | 168
2 Diversification | 2030 | 60 | Variable Generation (MW) | -440 | 162
2 Diversification | 2030 | 60 | Variable Generation (MW) | -430 | 166
2 Diversification | 2030 | 60 | Variable Generation (MW) | -420 | 151
2 Diversification | 2030 | 60 | Variable Generation (MW) | -410 | 196
2 Diversification | 2030 | 60 | Variable Generation (MW) | -400 | 182
2 Diversification | 2030 | 60 | Variable Generation (MW) | -390 | 214
2 Diversification | 2030 | 60 | Variable Generation (MW) | -380 | 234
2 Diversification | 2030 | 60 | Variable Generation (MW) | -370 | 227
2 Diversification | 2030 | 60 | Variable Generation (MW) | -360 | 292
2 Diversification | 2030 | 60 | Variable Generation (MW) | -350 | 281
2 Diversification | 2030 | 60 | Variable Generation (MW) | -340 | 308
2 Diversification | 2030 | 60 | Variable Generation (MW) | -330 | 320
2 Diversification | 2030 | 60 | Variable Generation (MW) | -320 | 348
2 Diversification | 2030 | 60 | Variable Generation (MW) | -310 | 371
2 Diversification | 2030 | 60 | Variable Generation (MW) | -300 | 410
2 Diversification | 2030 | 60 | Variable Generation (MW) | -290 | 372
2 Diversification | 2030 | 60 | Variable Generation (MW) | -280 | 419
2 Diversification | 2030 | 60 | Variable Generation (MW) | -270 | 394
2 Diversification | 2030 | 60 | Variable Generation (MW) | -260 | 393
2 Diversification | 2030 | 60 | Variable Generation (MW) | -250 | 411
2 Diversification | 2030 | 60 | Variable Generation (MW) | -240 | 445
2 Diversification | 2030 | 60 | Variable Generation (MW) | -230 | 481
2 Diversification | 2030 | 60 | Variable Generation (MW) | -220 | 424
2 Diversification | 2030 | 60 | Variable Generation (MW) | -210 | 506
2 Diversification | 2030 | 60 | Variable Generation (MW) | -200 | 466
2 Diversification | 2030 | 60 | Variable Generation (MW) | -190 | 524
2 Diversification | 2030 | 60 | Variable Generation (MW) | -180 | 523
2 Diversification | 2030 | 60 | Variable Generation (MW) | -170 | 547
2 Diversification | 2030 | 60 | Variable Generation (MW) | -160 | 598
2 Diversification | 2030 | 60 | Variable Generation (MW) | -150 | 609
2 Diversification | 2030 | 60 | Variable Generation (MW) | -140 | 592
2 Diversification | 2030 | 60 | Variable Generation (MW) | -130 | 681
2 Diversification | 2030 | 60 | Variable Generation (MW) | -120 | 676
2 Diversification | 2030 | 60 | Variable Generation (MW) | -110 | 690
2 Diversification | 2030 | 60 | Variable Generation (MW) | -100 | 765
2 Diversification | 2030 | 60 | Variable Generation (MW) | -90 | 807
2 Diversification | 2030 | 60 | Variable Generation (MW) | -80 | 900
2 Diversification | 2030 | 60 | Variable Generation (MW) | -70 | 909
2 Diversification | 2030 | 60 | Variable Generation (MW) | -60 | 993
2 Diversification | 2030 | 60 | Variable Generation (MW) | -50 | 950
2 Diversification | 2030 | 60 | Variable Generation (MW) | -40 | 1064
2 Diversification | 2030 | 60 | Variable Generation (MW) | -30 | 1116
2 Diversification | 2030 | 60 | Variable Generation (MW) | -20 | 1089
2 Diversification | 2030 | 60 | Variable Generation (MW) | -10 | 1169
2 Diversification | 2030 | 60 | Variable Generation (MW) | 0 | 1234
2 Diversification | 2030 | 60 | Variable Generation (MW) | 10 | 1228
2 Diversification | 2030 | 60 | Variable Generation (MW) | 20 | 1203
2 Diversification | 2030 | 60 | Variable Generation (MW) | 30 | 1152
2 Diversification | 2030 | 60 | Variable Generation (MW) | 40 | 1028
2 Diversification | 2030 | 60 | Variable Generation (MW) | 50 | 1053
2 Diversification | 2030 | 60 | Variable Generation (MW) | 60 | 970
2 Diversification | 2030 | 60 | Variable Generation (MW) | 70 | 897
2 Diversification | 2030 | 60 | Variable Generation (MW) | 80 | 885
2 Diversification | 2030 | 60 | Variable Generation (MW) | 90 | 799
2 Diversification | 2030 | 60 | Variable Generation (MW) | 100 | 771
2 Diversification | 2030 | 60 | Variable Generation (MW) | 110 | 774
2 Diversification | 2030 | 60 | Variable Generation (MW) | 120 | 711
2 Diversification | 2030 | 60 | Variable Generation (MW) | 130 | 724
2 Diversification | 2030 | 60 | Variable Generation (MW) | 140 | 708
2 Diversification | 2030 | 60 | Variable Generation (MW) | 150 | 656
2 Diversification | 2030 | 60 | Variable Generation (MW) | 160 | 592
2 Diversification | 2030 | 60 | Variable Generation (MW) | 170 | 609
2 Diversification | 2030 | 60 | Variable Generation (MW) | 180 | 608
2 Diversification | 2030 | 60 | Variable Generation (MW) | 190 | 573
2 Diversification | 2030 | 60 | Variable Generation (MW) | 200 | 542
2 Diversification | 2030 | 60 | Variable Generation (MW) | 210 | 553
2 Diversification | 2030 | 60 | Variable Generation (MW) | 220 | 469
2 Diversification | 2030 | 60 | Variable Generation (MW) | 230 | 470
2 Diversification | 2030 | 60 | Variable Generation (MW) | 240 | 474
2 Diversification | 2030 | 60 | Variable Generation (MW) | 250 | 416
2 Diversification | 2030 | 60 | Variable Generation (MW) | 260 | 403
2 Diversification | 2030 | 60 | Variable Generation (MW) | 270 | 394
2 Diversification | 2030 | 60 | Variable Generation (MW) | 280 | 424
2 Diversification | 2030 | 60 | Variable Generation (MW) | 290 | 384
2 Diversification | 2030 | 60 | Variable Generation (MW) | 300 | 347
2 Diversification | 2030 | 60 | Variable Generation (MW) | 310 | 330
2 Diversification | 2030 | 60 | Variable Generation (MW) | 320 | 326
2 Diversification | 2030 | 60 | Variable Generation (MW) | 330 | 284
2 Diversification | 2030 | 60 | Variable Generation (MW) | 340 | 285
2 Diversification | 2030 | 60 | Variable Generation (MW) | 350 | 293
2 Diversification | 2030 | 60 | Variable Generation (MW) | 360 | 251
2 Diversification | 2030 | 60 | Variable Generation (MW) | 370 | 255
2 Diversification | 2030 | 60 | Variable Generation (MW) | 380 | 252
2 Diversification | 2030 | 60 | Variable Generation (MW) | 390 | 203
2 Diversification | 2030 | 60 | Variable Generation (MW) | 400 | 198
2 Diversification | 2030 | 60 | Variable Generation (MW) | 410 | 185
2 Diversification | 2030 | 60 | Variable Generation (MW) | 420 | 159
2 Diversification | 2030 | 60 | Variable Generation (MW) | 430 | 150
2 Diversification | 2030 | 60 | Variable Generation (MW) | 440 | 147
2 Diversification | 2030 | 60 | Variable Generation (MW) | 450 | 126
2 Diversification | 2030 | 60 | Variable Generation (MW) | 460 | 109
2 Diversification | 2030 | 60 | Variable Generation (MW) | 470 | 125
2 Diversification | 2030 | 60 | Variable Generation (MW) | 480 | 95
2 Diversification | 2030 | 60 | Variable Generation (MW) | 490 | 94
2 Diversification | 2030 | 60 | Variable Generation (MW) | 500 | 79
2 Diversification | 2030 | 60 | Variable Generation (MW) | 510 | 79
2 Diversification | 2030 | 60 | Variable Generation (MW) | 520 | 80
2 Diversification | 2030 | 60 | Variable Generation (MW) | 530 | 95
2 Diversification | 2030 | 60 | Variable Generation (MW) | 540 | 71
2 Diversification | 2030 | 60 | Variable Generation (MW) | 550 | 57
2 Diversification | 2030 | 60 | Variable Generation (MW) | 560 | 53
2 Diversification | 2030 | 60 | Variable Generation (MW) | 570 | 59
2 Diversification | 2030 | 60 | Variable Generation (MW) | 580 | 49
2 Diversification | 2030 | 60 | Variable Generation (MW) | 590 | 44
2 Diversification | 2030 | 60 | Variable Generation (MW) | 600 | 47
2 Diversification | 2030 | 60 | Variable Generation (MW) | 610 | 45
2 Diversification | 2030 | 60 | Variable Generation (MW) | 620 | 39
2 Diversification | 2030 | 60 | Variable Generation (MW) | 630 | 41
2 Diversification | 2030 | 60 | Variable Generation (MW) | 640 | 24
2 Diversification | 2030 | 60 | Variable Generation (MW) | 650 | 39
2 Diversification | 2030 | 60 | Variable Generation (MW) | 660 | 27
2 Diversification | 2030 | 60 | Variable Generation (MW) | 670 | 31
2 Diversification | 2030 | 60 | Variable Generation (MW) | 680 | 27
2 Diversification | 2030 | 60 | Variable Generation (MW) | 690 | 26
2 Diversification | 2030 | 60 | Variable Generation (MW) | 700 | 23
2 Diversification | 2030 | 60 | Variable Generation (MW) | 710 | 22
2 Diversification | 2030 | 60 | Variable Generation (MW) | 720 | 21
2 Diversification | 2030 | 60 | Variable Generation (MW) | 730 | 17
2 Diversification | 2030 | 60 | Variable Generation (MW) | 740 | 14
2 Diversification | 2030 | 60 | Variable Generation (MW) | 750 | 15
2 Diversification | 2030 | 60 | Variable Generation (MW) | 760 | 13
2 Diversification | 2030 | 60 | Variable Generation (MW) | 770 | 15
2 Diversification | 2030 | 60 | Variable Generation (MW) | 780 | 8
2 Diversification | 2030 | 60 | Variable Generation (MW) | 790 | 8
2 Diversification | 2030 | 60 | Variable Generation (MW) | 800 | 10
2 Diversification | 2030 | 60 | Variable Generation (MW) | 810 | 8
2 Diversification | 2030 | 60 | Variable Generation (MW) | 820 | 7
2 Diversification | 2030 | 60 | Variable Generation (MW) | 830 | 4
2 Diversification | 2030 | 60 | Variable Generation (MW) | 840 | 5
2 Diversification | 2030 | 60 | Variable Generation (MW) | 850 | 4
2 Diversification | 2030 | 60 | Variable Generation (MW) | 860 | 3
2 Diversification | 2030 | 60 | Variable Generation (MW) | 870 | 2
2 Diversification | 2030 | 60 | Variable Generation (MW) | 880 | 5
2 Diversification | 2030 | 60 | Variable Generation (MW) | 890 | 6
2 Diversification | 2030 | 60 | Variable Generation (MW) | 900 | 4
2 Diversification | 2030 | 60 | Variable Generation (MW) | 910 | 1
2 Diversification | 2030 | 60 | Variable Generation (MW) | 920 | 2
2 Diversification | 2030 | 60 | Variable Generation (MW) | 930 | 3
2 Diversification | 2030 | 60 | Variable Generation (MW) | 940 | 3
2 Diversification | 2030 | 60 | Variable Generation (MW) | 950 | 3
2 Diversification | 2030 | 60 | Variable Generation (MW) | 960 | 4
2 Diversification | 2030 | 60 | Variable Generation (MW) | 970 | 3
2 Diversification | 2030 | 60 | Variable Generation (MW) | 980 | 2
2 Diversification | 2030 | 60 | Variable Generation (MW) | 990 | 2
2 Diversification | 2030 | 60 | Variable Generation (MW) | 1000 | 1
2 Diversification | 2030 | 60 | Variable Generation (MW) | 1010 | 2
2 Diversification | 2030 | 60 | Variable Generation (MW) | 1020 | 7
2 Diversification | 2030 | 60 | Variable Generation (MW) | 1030 | 1
2 Diversification | 2030 | 60 | Variable Generation (MW) | 1040 | 2
2 Diversification | 2030 | 60 | Variable Generation (MW) | 1050 | 2
2 Diversification | 2030 | 60 | Variable Generation (MW) | 1060 | 0
2 Diversification | 2030 | 60 | Variable Generation (MW) | 1070 | 1
2 Diversification | 2030 | 60 | Variable Generation (MW) | 1080 | 0
2 Diversification | 2030 | 60 | Variable Generation (MW) | 1090 | 0
2 Diversification | 2030 | 60 | Variable Generation (MW) | 1100 | 1
2 Diversification | 2030 | 60 | Variable Generation (MW) | 1110 | 1
2 Diversification | 2030 | 60 | Variable Generation (MW) | 1120 | 1
2 Diversification | 2030 | 60 | Variable Generation (MW) | 1130 | 0
2 Diversification | 2030 | 60 | Variable Generation (MW) | 1140 | 0
2 Diversification | 2030 | 60 | Variable Generation (MW) | 1150 | 0
2 Diversification | 2030 | 60 | Variable Generation (MW) | 1160 | 0
2 Diversification | 2030 | 60 | Variable Generation (MW) | 1170 | 1
2 Diversification | 2030 | 60 | Variable Generation (MW) | 1180 | 2
2 Diversification | 2030 | 60 | Variable Generation (MW) | 1190 | 0
2 Diversification | 2030 | 60 | Variable Generation (MW) | 1200 | 1
2 Diversification | 2030 | 60 | Variable Generation (MW) | 1210 | 0
2 Diversification | 2030 | 60 | Variable Generation (MW) | 1220 | 0
2 Diversification | 2030 | 60 | Variable Generation (MW) | 1230 | 0
2 Diversification | 2030 | 60 | Variable Generation (MW) | 1240 | 0
2 Diversification | 2030 | 60 | Variable Generation (MW) | 1250 | 0
2 Diversification | 2030 | 60 | Variable Generation (MW) | 1260 | 2
2 Diversification | 2030 | 10 | Net Demand (MW) | -440 | 1
2 Diversification | 2030 | 10 | Net Demand (MW) | -430 | 0
2 Diversification | 2030 | 10 | Net Demand (MW) | -420 | 0
2 Diversification | 2030 | 10 | Net Demand (MW) | -410 | 0
2 Diversification | 2030 | 10 | Net Demand (MW) | -400 | 0
2 Diversification | 2030 | 10 | Net Demand (MW) | -390 | 0
2 Diversification | 2030 | 10 | Net Demand (MW) | -380 | 0
2 Diversification | 2030 | 10 | Net Demand (MW) | -370 | 1
2 Diversification | 2030 | 10 | Net Demand (MW) | -360 | 0
2 Diversification | 2030 | 10 | Net Demand (MW) | -350 | 0
2 Diversification | 2030 | 10 | Net Demand (MW) | -340 | 0
2 Diversification | 2030 | 10 | Net Demand (MW) | -330 | 2
2 Diversification | 2030 | 10 | Net Demand (MW) | -320 | 0
2 Diversification | 2030 | 10 | Net Demand (MW) | -310 | 1
2 Diversification | 2030 | 10 | Net Demand (MW) | -300 | 0
2 Diversification | 2030 | 10 | Net Demand (MW) | -290 | 1
2 Diversification | 2030 | 10 | Net Demand (MW) | -280 | 3
2 Diversification | 2030 | 10 | Net Demand (MW) | -270 | 2
2 Diversification | 2030 | 10 | Net Demand (MW) | -260 | 4
2 Diversification | 2030 | 10 | Net Demand (MW) | -250 | 3
2 Diversification | 2030 | 10 | Net Demand (MW) | -240 | 7
2 Diversification | 2030 | 10 | Net Demand (MW) | -230 | 10
2 Diversification | 2030 | 10 | Net Demand (MW) | -220 | 6
2 Diversification | 2030 | 10 | Net Demand (MW) | -210 | 15
2 Diversification | 2030 | 10 | Net Demand (MW) | -200 | 24
2 Diversification | 2030 | 10 | Net Demand (MW) | -190 | 29
2 Diversification | 2030 | 10 | Net Demand (MW) | -180 | 47
2 Diversification | 2030 | 10 | Net Demand (MW) | -170 | 59
2 Diversification | 2030 | 10 | Net Demand (MW) | -160 | 86
2 Diversification | 2030 | 10 | Net Demand (MW) | -150 | 138
2 Diversification | 2030 | 10 | Net Demand (MW) | -140 | 180
2 Diversification | 2030 | 10 | Net Demand (MW) | -130 | 268
2 Diversification | 2030 | 10 | Net Demand (MW) | -120 | 363
2 Diversification | 2030 | 10 | Net Demand (MW) | -110 | 524
2 Diversification | 2030 | 10 | Net Demand (MW) | -100 | 700
2 Diversification | 2030 | 10 | Net Demand (MW) | -90 | 987
2 Diversification | 2030 | 10 | Net Demand (MW) | -80 | 1238
2 Diversification | 2030 | 10 | Net Demand (MW) | -70 | 1551
2 Diversification | 2030 | 10 | Net Demand (MW) | -60 | 2053
2 Diversification | 2030 | 10 | Net Demand (MW) | -50 | 2584
2 Diversification | 2030 | 10 | Net Demand (MW) | -40 | 2981
2 Diversification | 2030 | 10 | Net Demand (MW) | -30 | 3559
2 Diversification | 2030 | 10 | Net Demand (MW) | -20 | 3715
2 Diversification | 2030 | 10 | Net Demand (MW) | -10 | 3938
2 Diversification | 2030 | 10 | Net Demand (MW) | 0 | 3993
2 Diversification | 2030 | 10 | Net Demand (MW) | 10 | 3721
2 Diversification | 2030 | 10 | Net Demand (MW) | 20 | 3465
2 Diversification | 2030 | 10 | Net Demand (MW) | 30 | 3009
2 Diversification | 2030 | 10 | Net Demand (MW) | 40 | 2706
2 Diversification | 2030 | 10 | Net Demand (MW) | 50 | 2225
2 Diversification | 2030 | 10 | Net Demand (MW) | 60 | 1825
2 Diversification | 2030 | 10 | Net Demand (MW) | 70 | 1466
2 Diversification | 2030 | 10 | Net Demand (MW) | 80 | 1123
2 Diversification | 2030 | 10 | Net Demand (MW) | 90 | 921
2 Diversification | 2030 | 10 | Net Demand (MW) | 100 | 694
2 Diversification | 2030 | 10 | Net Demand (MW) | 110 | 554
2 Diversification | 2030 | 10 | Net Demand (MW) | 120 | 416
2 Diversification | 2030 | 10 | Net Demand (MW) | 130 | 314
2 Diversification | 2030 | 10 | Net Demand (MW) | 140 | 255
2 Diversification | 2030 | 10 | Net Demand (MW) | 150 | 222
2 Diversification | 2030 | 10 | Net Demand (MW) | 160 | 161
2 Diversification | 2030 | 10 | Net Demand (MW) | 170 | 108
2 Diversification | 2030 | 10 | Net Demand (MW) | 180 | 83
2 Diversification | 2030 | 10 | Net Demand (MW) | 190 | 73
2 Diversification | 2030 | 10 | Net Demand (MW) | 200 | 45
2 Diversification | 2030 | 10 | Net Demand (MW) | 210 | 33
2 Diversification | 2030 | 10 | Net Demand (MW) | 220 | 18
2 Diversification | 2030 | 10 | Net Demand (MW) | 230 | 12
2 Diversification | 2030 | 10 | Net Demand (MW) | 240 | 12
2 Diversification | 2030 | 10 | Net Demand (MW) | 250 | 11
2 Diversification | 2030 | 10 | Net Demand (MW) | 260 | 4
2 Diversification | 2030 | 10 | Net Demand (MW) | 270 | 2
2 Diversification | 2030 | 10 | Net Demand (MW) | 280 | 2
2 Diversification | 2030 | 10 | Net Demand (MW) | 290 | 1
2 Diversification | 2030 | 10 | Net Demand (MW) | 300 | 2
2 Diversification | 2030 | 10 | Net Demand (MW) | 310 | 1
2 Diversification | 2030 | 10 | Net Demand (MW) | 320 | 0
2 Diversification | 2030 | 10 | Net Demand (MW) | 330 | 0
2 Diversification | 2030 | 10 | Net Demand (MW) | 340 | 0
2 Diversification | 2030 | 10 | Net Demand (MW) | 350 | 0
2 Diversification | 2030 | 10 | Net Demand (MW) | 360 | 1
2 Diversification | 2030 | 10 | Net Demand (MW) | 370 | 1
2 Diversification | 2030 | 60 | Net Demand (MW) | -1310 | 2
2 Diversification | 2030 | 60 | Net Demand (MW) | -1300 | 1
2 Diversification | 2030 | 60 | Net Demand (MW) | -1290 | 1
2 Diversification | 2030 | 60 | Net Demand (MW) | -1280 | 1
2 Diversification | 2030 | 60 | Net Demand (MW) | -1270 | 4
2 Diversification | 2030 | 60 | Net Demand (MW) | -1260 | 1
2 Diversification | 2030 | 60 | Net Demand (MW) | -1250 | 0
2 Diversification | 2030 | 60 | Net Demand (MW) | -1240 | 0
2 Diversification | 2030 | 60 | Net Demand (MW) | -1230 | 0
2 Diversification | 2030 | 60 | Net Demand (MW) | -1220 | 1
2 Diversification | 2030 | 60 | Net Demand (MW) | -1210 | 0
2 Diversification | 2030 | 60 | Net Demand (MW) | -1200 | 0
2 Diversification | 2030 | 60 | Net Demand (MW) | -1190 | 0
2 Diversification | 2030 | 60 | Net Demand (MW) | -1180 | 1
2 Diversification | 2030 | 60 | Net Demand (MW) | -1170 | 2
2 Diversification | 2030 | 60 | Net Demand (MW) | -1160 | 1
2 Diversification | 2030 | 60 | Net Demand (MW) | -1150 | 1
2 Diversification | 2030 | 60 | Net Demand (MW) | -1140 | 1
2 Diversification | 2030 | 60 | Net Demand (MW) | -1130 | 2
2 Diversification | 2030 | 60 | Net Demand (MW) | -1120 | 0
2 Diversification | 2030 | 60 | Net Demand (MW) | -1110 | 2
2 Diversification | 2030 | 60 | Net Demand (MW) | -1100 | 0
2 Diversification | 2030 | 60 | Net Demand (MW) | -1090 | 1
2 Diversification | 2030 | 60 | Net Demand (MW) | -1080 | 2
2 Diversification | 2030 | 60 | Net Demand (MW) | -1070 | 1
2 Diversification | 2030 | 60 | Net Demand (MW) | -1060 | 2
2 Diversification | 2030 | 60 | Net Demand (MW) | -1050 | 2
2 Diversification | 2030 | 60 | Net Demand (MW) | -1040 | 1
2 Diversification | 2030 | 60 | Net Demand (MW) | -1030 | 2
2 Diversification | 2030 | 60 | Net Demand (MW) | -1020 | 1
2 Diversification | 2030 | 60 | Net Demand (MW) | -1010 | 3
2 Diversification | 2030 | 60 | Net Demand (MW) | -1000 | 1
2 Diversification | 2030 | 60 | Net Demand (MW) | -990 | 4
2 Diversification | 2030 | 60 | Net Demand (MW) | -980 | 3
2 Diversification | 2030 | 60 | Net Demand (MW) | -970 | 2
2 Diversification | 2030 | 60 | Net Demand (MW) | -960 | 6
2 Diversification | 2030 | 60 | Net Demand (MW) | -950 | 4
2 Diversification | 2030 | 60 | Net Demand (MW) | -940 | 5
2 Diversification | 2030 | 60 | Net Demand (MW) | -930 | 8
2 Diversification | 2030 | 60 | Net Demand (MW) | -920 | 4
2 Diversification | 2030 | 60 | Net Demand (MW) | -910 | 5
2 Diversification | 2030 | 60 | Net Demand (MW) | -900 | 3
2 Diversification | 2030 | 60 | Net Demand (MW) | -890 | 11
2 Diversification | 2030 | 60 | Net Demand (MW) | -880 | 9
2 Diversification | 2030 | 60 | Net Demand (MW) | -870 | 3
2 Diversification | 2030 | 60 | Net Demand (MW) | -860 | 13
2 Diversification | 2030 | 60 | Net Demand (MW) | -850 | 10
2 Diversification | 2030 | 60 | Net Demand (MW) | -840 | 10
2 Diversification | 2030 | 60 | Net Demand (MW) | -830 | 9
2 Diversification | 2030 | 60 | Net Demand (MW) | -820 | 12
2 Diversification | 2030 | 60 | Net Demand (MW) | -810 | 12
2 Diversification | 2030 | 60 | Net Demand (MW) | -800 | 12
2 Diversification | 2030 | 60 | Net Demand (MW) | -790 | 23
2 Diversification | 2030 | 60 | Net Demand (MW) | -780 | 14
2 Diversification | 2030 | 60 | Net Demand (MW) | -770 | 18
2 Diversification | 2030 | 60 | Net Demand (MW) | -760 | 27
2 Diversification | 2030 | 60 | Net Demand (MW) | -750 | 17
2 Diversification | 2030 | 60 | Net Demand (MW) | -740 | 32
2 Diversification | 2030 | 60 | Net Demand (MW) | -730 | 22
2 Diversification | 2030 | 60 | Net Demand (MW) | -720 | 37
2 Diversification | 2030 | 60 | Net Demand (MW) | -710 | 41
2 Diversification | 2030 | 60 | Net Demand (MW) | -700 | 49
2 Diversification | 2030 | 60 | Net Demand (MW) | -690 | 50
2 Diversification | 2030 | 60 | Net Demand (MW) | -680 | 46
2 Diversification | 2030 | 60 | Net Demand (MW) | -670 | 63
2 Diversification | 2030 | 60 | Net Demand (MW) | -660 | 65
2 Diversification | 2030 | 60 | Net Demand (MW) | -650 | 55
2 Diversification | 2030 | 60 | Net Demand (MW) | -640 | 64
2 Diversification | 2030 | 60 | Net Demand (MW) | -630 | 61
2 Diversification | 2030 | 60 | Net Demand (MW) | -620 | 66
2 Diversification | 2030 | 60 | Net Demand (MW) | -610 | 86
2 Diversification | 2030 | 60 | Net Demand (MW) | -600 | 83
2 Diversification | 2030 | 60 | Net Demand (MW) | -590 | 105
2 Diversification | 2030 | 60 | Net Demand (MW) | -580 | 107
2 Diversification | 2030 | 60 | Net Demand (MW) | -570 | 78
2 Diversification | 2030 | 60 | Net Demand (MW) | -560 | 103
2 Diversification | 2030 | 60 | Net Demand (MW) | -550 | 118
2 Diversification | 2030 | 60 | Net Demand (MW) | -540 | 121
2 Diversification | 2030 | 60 | Net Demand (MW) | -530 | 129
2 Diversification | 2030 | 60 | Net Demand (MW) | -520 | 125
2 Diversification | 2030 | 60 | Net Demand (MW) | -510 | 137
2 Diversification | 2030 | 60 | Net Demand (MW) | -500 | 151
2 Diversification | 2030 | 60 | Net Demand (MW) | -490 | 170
2 Diversification | 2030 | 60 | Net Demand (MW) | -480 | 183
2 Diversification | 2030 | 60 | Net Demand (MW) | -470 | 202
2 Diversification | 2030 | 60 | Net Demand (MW) | -460 | 191
2 Diversification | 2030 | 60 | Net Demand (MW) | -450 | 221
2 Diversification | 2030 | 60 | Net Demand (MW) | -440 | 220
2 Diversification | 2030 | 60 | Net Demand (MW) | -430 | 231
2 Diversification | 2030 | 60 | Net Demand (MW) | -420 | 243
2 Diversification | 2030 | 60 | Net Demand (MW) | -410 | 262
2 Diversification | 2030 | 60 | Net Demand (MW) | -400 | 256
2 Diversification | 2030 | 60 | Net Demand (MW) | -390 | 268
2 Diversification | 2030 | 60 | Net Demand (MW) | -380 | 310
2 Diversification | 2030 | 60 | Net Demand (MW) | -370 | 305
2 Diversification | 2030 | 60 | Net Demand (MW) | -360 | 327
2 Diversification | 2030 | 60 | Net Demand (MW) | -350 | 372
2 Diversification | 2030 | 60 | Net Demand (MW) | -340 | 340
2 Diversification | 2030 | 60 | Net Demand (MW) | -330 | 378
2 Diversification | 2030 | 60 | Net Demand (MW) | -320 | 406
2 Diversification | 2030 | 60 | Net Demand (MW) | -310 | 407
2 Diversification | 2030 | 60 | Net Demand (MW) | -300 | 436
2 Diversification | 2030 | 60 | Net Demand (MW) | -290 | 422
2 Diversification | 2030 | 60 | Net Demand (MW) | -280 | 442
2 Diversification | 2030 | 60 | Net Demand (MW) | -270 | 469
2 Diversification | 2030 | 60 | Net Demand (MW) | -260 | 508
2 Diversification | 2030 | 60 | Net Demand (MW) | -250 | 519
2 Diversification | 2030 | 60 | Net Demand (MW) | -240 | 545
2 Diversification | 2030 | 60 | Net Demand (MW) | -230 | 510
2 Diversification | 2030 | 60 | Net Demand (MW) | -220 | 576
2 Diversification | 2030 | 60 | Net Demand (MW) | -210 | 568
2 Diversification | 2030 | 60 | Net Demand (MW) | -200 | 587
2 Diversification | 2030 | 60 | Net Demand (MW) | -190 | 636
2 Diversification | 2030 | 60 | Net Demand (MW) | -180 | 639
2 Diversification | 2030 | 60 | Net Demand (MW) | -170 | 668
2 Diversification | 2030 | 60 | Net Demand (MW) | -160 | 689
2 Diversification | 2030 | 60 | Net Demand (MW) | -150 | 650
2 Diversification | 2030 | 60 | Net Demand (MW) | -140 | 668
2 Diversification | 2030 | 60 | Net Demand (MW) | -130 | 663
2 Diversification | 2030 | 60 | Net Demand (MW) | -120 | 692
2 Diversification | 2030 | 60 | Net Demand (MW) | -110 | 739
2 Diversification | 2030 | 60 | Net Demand (MW) | -100 | 743
2 Diversification | 2030 | 60 | Net Demand (MW) | -90 | 786
2 Diversification | 2030 | 60 | Net Demand (MW) | -80 | 733
2 Diversification | 2030 | 60 | Net Demand (MW) | -70 | 826
2 Diversification | 2030 | 60 | Net Demand (MW) | -60 | 734
2 Diversification | 2030 | 60 | Net Demand (MW) | -50 | 781
2 Diversification | 2030 | 60 | Net Demand (MW) | -40 | 739
2 Diversification | 2030 | 60 | Net Demand (MW) | -30 | 759
2 Diversification | 2030 | 60 | Net Demand (MW) | -20 | 752
2 Diversification | 2030 | 60 | Net Demand (MW) | -10 | 749
2 Diversification | 2030 | 60 | Net Demand (MW) | 0 | 756
2 Diversification | 2030 | 60 | Net Demand (MW) | 10 | 827
2 Diversification | 2030 | 60 | Net Demand (MW) | 20 | 763
2 Diversification | 2030 | 60 | Net Demand (MW) | 30 | 752
2 Diversification | 2030 | 60 | Net Demand (MW) | 40 | 707
2 Diversification | 2030 | 60 | Net Demand (MW) | 50 | 664
2 Diversification | 2030 | 60 | Net Demand (MW) | 60 | 711
2 Diversification | 2030 | 60 | Net Demand (MW) | 70 | 692
2 Diversification | 2030 | 60 | Net Demand (MW) | 80 | 702
2 Diversification | 2030 | 60 | Net Demand (MW) | 90 | 691
2 Diversification | 2030 | 60 | Net Demand (MW) | 100 | 652
2 Diversification | 2030 | 60 | Net Demand (MW) | 110 | 645
2 Diversification | 2030 | 60 | Net Demand (MW) | 120 | 620
2 Diversification | 2030 | 60 | Net Demand (MW) | 130 | 627
2 Diversification | 2030 | 60 | Net Demand (MW) | 140 | 611
2 Diversification | 2030 | 60 | Net Demand (MW) | 150 | 608
2 Diversification | 2030 | 60 | Net Demand (MW) | 160 | 584
2 Diversification | 2030 | 60 | Net Demand (MW) | 170 | 576
2 Diversification | 2030 | 60 | Net Demand (MW) | 180 | 542
2 Diversification | 2030 | 60 | Net Demand (MW) | 190 | 557
2 Diversification | 2030 | 60 | Net Demand (MW) | 200 | 489
2 Diversification | 2030 | 60 | Net Demand (MW) | 210 | 541
2 Diversification | 2030 | 60 | Net Demand (MW) | 220 | 484
2 Diversification | 2030 | 60 | Net Demand (MW) | 230 | 479
2 Diversification | 2030 | 60 | Net Demand (MW) | 240 | 430
2 Diversification | 2030 | 60 | Net Demand (MW) | 250 | 409
2 Diversification | 2030 | 60 | Net Demand (MW) | 260 | 411
2 Diversification | 2030 | 60 | Net Demand (MW) | 270 | 423
2 Diversification | 2030 | 60 | Net Demand (MW) | 280 | 399
2 Diversification | 2030 | 60 | Net Demand (MW) | 290 | 400
2 Diversification | 2030 | 60 | Net Demand (MW) | 300 | 373
2 Diversification | 2030 | 60 | Net Demand (MW) | 310 | 338
2 Diversification | 2030 | 60 | Net Demand (MW) | 320 | 355
2 Diversification | 2030 | 60 | Net Demand (MW) | 330 | 334
2 Diversification | 2030 | 60 | Net Demand (MW) | 340 | 307
2 Diversification | 2030 | 60 | Net Demand (MW) | 350 | 300
2 Diversification | 2030 | 60 | Net Demand (MW) | 360 | 307
2 Diversification | 2030 | 60 | Net Demand (MW) | 370 | 281
2 Diversification | 2030 | 60 | Net Demand (MW) | 380 | 252
2 Diversification | 2030 | 60 | Net Demand (MW) | 390 | 253
2 Diversification | 2030 | 60 | Net Demand (MW) | 400 | 232
2 Diversification | 2030 | 60 | Net Demand (MW) | 410 | 210
2 Diversification | 2030 | 60 | Net Demand (MW) | 420 | 242
2 Diversification | 2030 | 60 | Net Demand (MW) | 430 | 200
2 Diversification | 2030 | 60 | Net Demand (MW) | 440 | 207
2 Diversification | 2030 | 60 | Net Demand (MW) | 450 | 213
2 Diversification | 2030 | 60 | Net Demand (MW) | 460 | 170
2 Diversification | 2030 | 60 | Net Demand (MW) | 470 | 176
2 Diversification | 2030 | 60 | Net Demand (MW) | 480 | 184
2 Diversification | 2030 | 60 | Net Demand (MW) | 490 | 157
2 Diversification | 2030 | 60 | Net Demand (MW) | 500 | 145
2 Diversification | 2030 | 60 | Net Demand (MW) | 510 | 136
2 Diversification | 2030 | 60 | Net Demand (MW) | 520 | 139
2 Diversification | 2030 | 60 | Net Demand (MW) | 530 | 126
2 Diversification | 2030 | 60 | Net Demand (MW) | 540 | 122
2 Diversification | 2030 | 60 | Net Demand (MW) | 550 | 111
2 Diversification | 2030 | 60 | Net Demand (MW) | 560 | 102
2 Diversification | 2030 | 60 | Net Demand (MW) | 570 | 92
2 Diversification | 2030 | 60 | Net Demand (MW) | 580 | 90
2 Diversification | 2030 | 60 | Net Demand (MW) | 590 | 75
2 Diversification | 2030 | 60 | Net Demand (MW) | 600 | 95
2 Diversification | 2030 | 60 | Net Demand (MW) | 610 | 76
2 Diversification | 2030 | 60 | Net Demand (MW) | 620 | 83
2 Diversification | 2030 | 60 | Net Demand (MW) | 630 | 67
2 Diversification | 2030 | 60 | Net Demand (MW) | 640 | 65
2 Diversification | 2030 | 60 | Net Demand (MW) | 650 | 78
2 Diversification | 2030 | 60 | Net Demand (MW) | 660 | 86
2 Diversification | 2030 | 60 | Net Demand (MW) | 670 | 61
2 Diversification | 2030 | 60 | Net Demand (MW) | 680 | 68
2 Diversification | 2030 | 60 | Net Demand (MW) | 690 | 67
2 Diversification | 2030 | 60 | Net Demand (MW) | 700 | 48
2 Diversification | 2030 | 60 | Net Demand (MW) | 710 | 61
2 Diversification | 2030 | 60 | Net Demand (MW) | 720 | 72
2 Diversification | 2030 | 60 | Net Demand (MW) | 730 | 57
2 Diversification | 2030 | 60 | Net Demand (MW) | 740 | 55
2 Diversification | 2030 | 60 | Net Demand (MW) | 750 | 37
2 Diversification | 2030 | 60 | Net Demand (MW) | 760 | 49
2 Diversification | 2030 | 60 | Net Demand (MW) | 770 | 38
2 Diversification | 2030 | 60 | Net Demand (MW) | 780 | 39
2 Diversification | 2030 | 60 | Net Demand (MW) | 790 | 50
2 Diversification | 2030 | 60 | Net Demand (MW) | 800 | 37
2 Diversification | 2030 | 60 | Net Demand (MW) | 810 | 27
2 Diversification | 2030 | 60 | Net Demand (MW) | 820 | 32
2 Diversification | 2030 | 60 | Net Demand (MW) | 830 | 34
2 Diversification | 2030 | 60 | Net Demand (MW) | 840 | 28
2 Diversification | 2030 | 60 | Net Demand (MW) | 850 | 32
2 Diversification | 2030 | 60 | Net Demand (MW) | 860 | 18
2 Diversification | 2030 | 60 | Net Demand (MW) | 870 | 24
2 Diversification | 2030 | 60 | Net Demand (MW) | 880 | 21
2 Diversification | 2030 | 60 | Net Demand (MW) | 890 | 15
2 Diversification | 2030 | 60 | Net Demand (MW) | 900 | 14
2 Diversification | 2030 | 60 | Net Demand (MW) | 910 | 16
2 Diversification | 2030 | 60 | Net Demand (MW) | 920 | 14
2 Diversification | 2030 | 60 | Net Demand (MW) | 930 | 16
2 Diversification | 2030 | 60 | Net Demand (MW) | 940 | 15
2 Diversification | 2030 | 60 | Net Demand (MW) | 950 | 17
2 Diversification | 2030 | 60 | Net Demand (MW) | 960 | 12
2 Diversification | 2030 | 60 | Net Demand (MW) | 970 | 10
2 Diversification | 2030 | 60 | Net Demand (MW) | 980 | 13
2 Diversification | 2030 | 60 | Net Demand (MW) | 990 | 9
2 Diversification | 2030 | 60 | Net Demand (MW) | 1000 | 9
2 Diversification | 2030 | 60 | Net Demand (MW) | 1010 | 12
2 Diversification | 2030 | 60 | Net Demand (MW) | 1020 | 6
2 Diversification | 2030 | 60 | Net Demand (MW) | 1030 | 8
2 Diversification | 2030 | 60 | Net Demand (MW) | 1040 | 12
2 Diversification | 2030 | 60 | Net Demand (MW) | 1050 | 9
2 Diversification | 2030 | 60 | Net Demand (MW) | 1060 | 5
2 Diversification | 2030 | 60 | Net Demand (MW) | 1070 | 4
2 Diversification | 2030 | 60 | Net Demand (MW) | 1080 | 1
2 Diversification | 2030 | 60 | Net Demand (MW) | 1090 | 8
2 Diversification | 2030 | 60 | Net Demand (MW) | 1100 | 3
2 Diversification | 2030 | 60 | Net Demand (MW) | 1110 | 6
2 Diversification | 2030 | 60 | Net Demand (MW) | 1120 | 4
2 Diversification | 2030 | 60 | Net Demand (MW) | 1130 | 2
2 Diversification | 2030 | 60 | Net Demand (MW) | 1140 | 3
2 Diversification | 2030 | 60 | Net Demand (MW) | 1150 | 4
2 Diversification | 2030 | 60 | Net Demand (MW) | 1160 | 0
2 Diversification | 2030 | 60 | Net Demand (MW) | 1170 | 1
2 Diversification | 2030 | 60 | Net Demand (MW) | 1180 | 1
2 Diversification | 2030 | 60 | Net Demand (MW) | 1190 | 3
2 Diversification | 2030 | 60 | Net Demand (MW) | 1200 | 3
2 Diversification | 2030 | 60 | Net Demand (MW) | 1210 | 4
2 Diversification | 2030 | 60 | Net Demand (MW) | 1220 | 1
2 Diversification | 2030 | 60 | Net Demand (MW) | 1230 | 1
2 Diversification | 2030 | 60 | Net Demand (MW) | 1240 | 0
2 Diversification | 2030 | 60 | Net Demand (MW) | 1250 | 0
2 Diversification | 2030 | 60 | Net Demand (MW) | 1260 | 1
2 Diversification | 2030 | 60 | Net Demand (MW) | 1270 | 1
2 Diversification | 2030 | 60 | Net Demand (MW) | 1280 | 1
2 Diversification | 2030 | 60 | Net Demand (MW) | 1290 | 0
2 Diversification | 2030 | 60 | Net Demand (MW) | 1300 | 1
2 Diversification | 2030 | 60 | Net Demand (MW) | 1310 | 0
2 Diversification | 2030 | 60 | Net Demand (MW) | 1320 | 1
2 Diversification | 2030 | 60 | Net Demand (MW) | 1330 | 1
2 Diversification | 2030 | 60 | Net Demand (MW) | 1340 | 1
2 Diversification | 2030 | 60 | Net Demand (MW) | 1350 | 2
2 Diversification | 2030 | 60 | Net Demand (MW) | 1360 | 0
2 Diversification | 2030 | 60 | Net Demand (MW) | 1370 | 1
2 Diversification | 2030 | 60 | Net Demand (MW) | 1380 | 1
2 Diversification | 2030 | 60 | Net Demand (MW) | 1390 | 1
3 Revenue Sufficiency | 2021 | 10 | Alberta Internal Load (MW) | -380 | 1
3 Revenue Sufficiency | 2021 | 10 | Alberta Internal Load (MW) | -370 | 0
3 Revenue Sufficiency | 2021 | 10 | Alberta Internal Load (MW) | -360 | 0
3 Revenue Sufficiency | 2021 | 10 | Alberta Internal Load (MW) | -350 | 0
3 Revenue Sufficiency | 2021 | 10 | Alberta Internal Load (MW) | -340 | 0
3 Revenue Sufficiency | 2021 | 10 | Alberta Internal Load (MW) | -330 | 0
3 Revenue Sufficiency | 2021 | 10 | Alberta Internal Load (MW) | -320 | 0
3 Revenue Sufficiency | 2021 | 10 | Alberta Internal Load (MW) | -310 | 0
3 Revenue Sufficiency | 2021 | 10 | Alberta Internal Load (MW) | -300 | 0
3 Revenue Sufficiency | 2021 | 10 | Alberta Internal Load (MW) | -290 | 0
3 Revenue Sufficiency | 2021 | 10 | Alberta Internal Load (MW) | -280 | 0
3 Revenue Sufficiency | 2021 | 10 | Alberta Internal Load (MW) | -270 | 0
3 Revenue Sufficiency | 2021 | 10 | Alberta Internal Load (MW) | -260 | 0
3 Revenue Sufficiency | 2021 | 10 | Alberta Internal Load (MW) | -250 | 0
3 Revenue Sufficiency | 2021 | 10 | Alberta Internal Load (MW) | -240 | 1
3 Revenue Sufficiency | 2021 | 10 | Alberta Internal Load (MW) | -230 | 2
3 Revenue Sufficiency | 2021 | 10 | Alberta Internal Load (MW) | -220 | 1
3 Revenue Sufficiency | 2021 | 10 | Alberta Internal Load (MW) | -210 | 0
3 Revenue Sufficiency | 2021 | 10 | Alberta Internal Load (MW) | -200 | 0
3 Revenue Sufficiency | 2021 | 10 | Alberta Internal Load (MW) | -190 | 0
3 Revenue Sufficiency | 2021 | 10 | Alberta Internal Load (MW) | -180 | 1
3 Revenue Sufficiency | 2021 | 10 | Alberta Internal Load (MW) | -170 | 2
3 Revenue Sufficiency | 2021 | 10 | Alberta Internal Load (MW) | -160 | 7
3 Revenue Sufficiency | 2021 | 10 | Alberta Internal Load (MW) | -150 | 12
3 Revenue Sufficiency | 2021 | 10 | Alberta Internal Load (MW) | -140 | 19
3 Revenue Sufficiency | 2021 | 10 | Alberta Internal Load (MW) | -130 | 45
3 Revenue Sufficiency | 2021 | 10 | Alberta Internal Load (MW) | -120 | 63
3 Revenue Sufficiency | 2021 | 10 | Alberta Internal Load (MW) | -110 | 125
3 Revenue Sufficiency | 2021 | 10 | Alberta Internal Load (MW) | -100 | 193
3 Revenue Sufficiency | 2021 | 10 | Alberta Internal Load (MW) | -90 | 350
3 Revenue Sufficiency | 2021 | 10 | Alberta Internal Load (MW) | -80 | 487
3 Revenue Sufficiency | 2021 | 10 | Alberta Internal Load (MW) | -70 | 726
3 Revenue Sufficiency | 2021 | 10 | Alberta Internal Load (MW) | -60 | 1173
3 Revenue Sufficiency | 2021 | 10 | Alberta Internal Load (MW) | -50 | 1988
3 Revenue Sufficiency | 2021 | 10 | Alberta Internal Load (MW) | -40 | 2808
3 Revenue Sufficiency | 2021 | 10 | Alberta Internal Load (MW) | -30 | 4012
3 Revenue Sufficiency | 2021 | 10 | Alberta Internal Load (MW) | -20 | 5261
3 Revenue Sufficiency | 2021 | 10 | Alberta Internal Load (MW) | -10 | 6563
3 Revenue Sufficiency | 2021 | 10 | Alberta Internal Load (MW) | 0 | 7061
3 Revenue Sufficiency | 2021 | 10 | Alberta Internal Load (MW) | 10 | 6127
3 Revenue Sufficiency | 2021 | 10 | Alberta Internal Load (MW) | 20 | 4664
3 Revenue Sufficiency | 2021 | 10 | Alberta Internal Load (MW) | 30 | 3223
3 Revenue Sufficiency | 2021 | 10 | Alberta Internal Load (MW) | 40 | 2229
3 Revenue Sufficiency | 2021 | 10 | Alberta Internal Load (MW) | 50 | 1537
3 Revenue Sufficiency | 2021 | 10 | Alberta Internal Load (MW) | 60 | 1109
3 Revenue Sufficiency | 2021 | 10 | Alberta Internal Load (MW) | 70 | 734
3 Revenue Sufficiency | 2021 | 10 | Alberta Internal Load (MW) | 80 | 523
3 Revenue Sufficiency | 2021 | 10 | Alberta Internal Load (MW) | 90 | 393
3 Revenue Sufficiency | 2021 | 10 | Alberta Internal Load (MW) | 100 | 298
3 Revenue Sufficiency | 2021 | 10 | Alberta Internal Load (MW) | 110 | 224
3 Revenue Sufficiency | 2021 | 10 | Alberta Internal Load (MW) | 120 | 202
3 Revenue Sufficiency | 2021 | 10 | Alberta Internal Load (MW) | 130 | 148
3 Revenue Sufficiency | 2021 | 10 | Alberta Internal Load (MW) | 140 | 106
3 Revenue Sufficiency | 2021 | 10 | Alberta Internal Load (MW) | 150 | 67
3 Revenue Sufficiency | 2021 | 10 | Alberta Internal Load (MW) | 160 | 41
3 Revenue Sufficiency | 2021 | 10 | Alberta Internal Load (MW) | 170 | 9
3 Revenue Sufficiency | 2021 | 10 | Alberta Internal Load (MW) | 180 | 10
3 Revenue Sufficiency | 2021 | 10 | Alberta Internal Load (MW) | 190 | 5
3 Revenue Sufficiency | 2021 | 10 | Alberta Internal Load (MW) | 200 | 3
3 Revenue Sufficiency | 2021 | 10 | Alberta Internal Load (MW) | 210 | 1
3 Revenue Sufficiency | 2021 | 10 | Alberta Internal Load (MW) | 220 | 1
3 Revenue Sufficiency | 2021 | 10 | Alberta Internal Load (MW) | 230 | 0
3 Revenue Sufficiency | 2021 | 10 | Alberta Internal Load (MW) | 240 | 1
3 Revenue Sufficiency | 2021 | 10 | Alberta Internal Load (MW) | 250 | 1
3 Revenue Sufficiency | 2021 | 10 | Alberta Internal Load (MW) | 260 | 0
3 Revenue Sufficiency | 2021 | 10 | Alberta Internal Load (MW) | 270 | 0
3 Revenue Sufficiency | 2021 | 10 | Alberta Internal Load (MW) | 280 | 0
3 Revenue Sufficiency | 2021 | 10 | Alberta Internal Load (MW) | 290 | 1
3 Revenue Sufficiency | 2021 | 10 | Alberta Internal Load (MW) | 300 | 1
3 Revenue Sufficiency | 2021 | 60 | Alberta Internal Load (MW) | -650 | 2
3 Revenue Sufficiency | 2021 | 60 | Alberta Internal Load (MW) | -640 | 1
3 Revenue Sufficiency | 2021 | 60 | Alberta Internal Load (MW) | -630 | 1
3 Revenue Sufficiency | 2021 | 60 | Alberta Internal Load (MW) | -620 | 1
3 Revenue Sufficiency | 2021 | 60 | Alberta Internal Load (MW) | -610 | 5
3 Revenue Sufficiency | 2021 | 60 | Alberta Internal Load (MW) | -600 | 5
3 Revenue Sufficiency | 2021 | 60 | Alberta Internal Load (MW) | -590 | 8
3 Revenue Sufficiency | 2021 | 60 | Alberta Internal Load (MW) | -580 | 8
3 Revenue Sufficiency | 2021 | 60 | Alberta Internal Load (MW) | -570 | 14
3 Revenue Sufficiency | 2021 | 60 | Alberta Internal Load (MW) | -560 | 20
3 Revenue Sufficiency | 2021 | 60 | Alberta Internal Load (MW) | -550 | 12
3 Revenue Sufficiency | 2021 | 60 | Alberta Internal Load (MW) | -540 | 36
3 Revenue Sufficiency | 2021 | 60 | Alberta Internal Load (MW) | -530 | 49
3 Revenue Sufficiency | 2021 | 60 | Alberta Internal Load (MW) | -520 | 37
3 Revenue Sufficiency | 2021 | 60 | Alberta Internal Load (MW) | -510 | 52
3 Revenue Sufficiency | 2021 | 60 | Alberta Internal Load (MW) | -500 | 71
3 Revenue Sufficiency | 2021 | 60 | Alberta Internal Load (MW) | -490 | 93
3 Revenue Sufficiency | 2021 | 60 | Alberta Internal Load (MW) | -480 | 74
3 Revenue Sufficiency | 2021 | 60 | Alberta Internal Load (MW) | -470 | 72
3 Revenue Sufficiency | 2021 | 60 | Alberta Internal Load (MW) | -460 | 81
3 Revenue Sufficiency | 2021 | 60 | Alberta Internal Load (MW) | -450 | 74
3 Revenue Sufficiency | 2021 | 60 | Alberta Internal Load (MW) | -440 | 105
3 Revenue Sufficiency | 2021 | 60 | Alberta Internal Load (MW) | -430 | 97
3 Revenue Sufficiency | 2021 | 60 | Alberta Internal Load (MW) | -420 | 97
3 Revenue Sufficiency | 2021 | 60 | Alberta Internal Load (MW) | -410 | 89
3 Revenue Sufficiency | 2021 | 60 | Alberta Internal Load (MW) | -400 | 103
3 Revenue Sufficiency | 2021 | 60 | Alberta Internal Load (MW) | -390 | 123
3 Revenue Sufficiency | 2021 | 60 | Alberta Internal Load (MW) | -380 | 107
3 Revenue Sufficiency | 2021 | 60 | Alberta Internal Load (MW) | -370 | 115
3 Revenue Sufficiency | 2021 | 60 | Alberta Internal Load (MW) | -360 | 129
3 Revenue Sufficiency | 2021 | 60 | Alberta Internal Load (MW) | -350 | 143
3 Revenue Sufficiency | 2021 | 60 | Alberta Internal Load (MW) | -340 | 173
3 Revenue Sufficiency | 2021 | 60 | Alberta Internal Load (MW) | -330 | 196
3 Revenue Sufficiency | 2021 | 60 | Alberta Internal Load (MW) | -320 | 211
3 Revenue Sufficiency | 2021 | 60 | Alberta Internal Load (MW) | -310 | 238
3 Revenue Sufficiency | 2021 | 60 | Alberta Internal Load (MW) | -300 | 284
3 Revenue Sufficiency | 2021 | 60 | Alberta Internal Load (MW) | -290 | 303
3 Revenue Sufficiency | 2021 | 60 | Alberta Internal Load (MW) | -280 | 338
3 Revenue Sufficiency | 2021 | 60 | Alberta Internal Load (MW) | -270 | 331
3 Revenue Sufficiency | 2021 | 60 | Alberta Internal Load (MW) | -260 | 333
3 Revenue Sufficiency | 2021 | 60 | Alberta Internal Load (MW) | -250 | 365
3 Revenue Sufficiency | 2021 | 60 | Alberta Internal Load (MW) | -240 | 434
3 Revenue Sufficiency | 2021 | 60 | Alberta Internal Load (MW) | -230 | 411
3 Revenue Sufficiency | 2021 | 60 | Alberta Internal Load (MW) | -220 | 453
3 Revenue Sufficiency | 2021 | 60 | Alberta Internal Load (MW) | -210 | 471
3 Revenue Sufficiency | 2021 | 60 | Alberta Internal Load (MW) | -200 | 516
3 Revenue Sufficiency | 2021 | 60 | Alberta Internal Load (MW) | -190 | 558
3 Revenue Sufficiency | 2021 | 60 | Alberta Internal Load (MW) | -180 | 627
3 Revenue Sufficiency | 2021 | 60 | Alberta Internal Load (MW) | -170 | 600
3 Revenue Sufficiency | 2021 | 60 | Alberta Internal Load (MW) | -160 | 664
3 Revenue Sufficiency | 2021 | 60 | Alberta Internal Load (MW) | -150 | 672
3 Revenue Sufficiency | 2021 | 60 | Alberta Internal Load (MW) | -140 | 753
3 Revenue Sufficiency | 2021 | 60 | Alberta Internal Load (MW) | -130 | 785
3 Revenue Sufficiency | 2021 | 60 | Alberta Internal Load (MW) | -120 | 810
3 Revenue Sufficiency | 2021 | 60 | Alberta Internal Load (MW) | -110 | 860
3 Revenue Sufficiency | 2021 | 60 | Alberta Internal Load (MW) | -100 | 974
3 Revenue Sufficiency | 2021 | 60 | Alberta Internal Load (MW) | -90 | 1067
3 Revenue Sufficiency | 2021 | 60 | Alberta Internal Load (MW) | -80 | 1101
3 Revenue Sufficiency | 2021 | 60 | Alberta Internal Load (MW) | -70 | 1290
3 Revenue Sufficiency | 2021 | 60 | Alberta Internal Load (MW) | -60 | 1346
3 Revenue Sufficiency | 2021 | 60 | Alberta Internal Load (MW) | -50 | 1488
3 Revenue Sufficiency | 2021 | 60 | Alberta Internal Load (MW) | -40 | 1534
3 Revenue Sufficiency | 2021 | 60 | Alberta Internal Load (MW) | -30 | 1600
3 Revenue Sufficiency | 2021 | 60 | Alberta Internal Load (MW) | -20 | 1729
3 Revenue Sufficiency | 2021 | 60 | Alberta Internal Load (MW) | -10 | 1738
3 Revenue Sufficiency | 2021 | 60 | Alberta Internal Load (MW) | 0 | 1630
3 Revenue Sufficiency | 2021 | 60 | Alberta Internal Load (MW) | 10 | 1673
3 Revenue Sufficiency | 2021 | 60 | Alberta Internal Load (MW) | 20 | 1533
3 Revenue Sufficiency | 2021 | 60 | Alberta Internal Load (MW) | 30 | 1487
3 Revenue Sufficiency | 2021 | 60 | Alberta Internal Load (MW) | 40 | 1375
3 Revenue Sufficiency | 2021 | 60 | Alberta Internal Load (MW) | 50 | 1238
3 Revenue Sufficiency | 2021 | 60 | Alberta Internal Load (MW) | 60 | 1103
3 Revenue Sufficiency | 2021 | 60 | Alberta Internal Load (MW) | 70 | 1020
3 Revenue Sufficiency | 2021 | 60 | Alberta Internal Load (MW) | 80 | 912
3 Revenue Sufficiency | 2021 | 60 | Alberta Internal Load (MW) | 90 | 834
3 Revenue Sufficiency | 2021 | 60 | Alberta Internal Load (MW) | 100 | 803
3 Revenue Sufficiency | 2021 | 60 | Alberta Internal Load (MW) | 110 | 703
3 Revenue Sufficiency | 2021 | 60 | Alberta Internal Load (MW) | 120 | 674
3 Revenue Sufficiency | 2021 | 60 | Alberta Internal Load (MW) | 130 | 616
3 Revenue Sufficiency | 2021 | 60 | Alberta Internal Load (MW) | 140 | 594
3 Revenue Sufficiency | 2021 | 60 | Alberta Internal Load (MW) | 150 | 497
3 Revenue Sufficiency | 2021 | 60 | Alberta Internal Load (MW) | 160 | 499
3 Revenue Sufficiency | 2021 | 60 | Alberta Internal Load (MW) | 170 | 502
3 Revenue Sufficiency | 2021 | 60 | Alberta Internal Load (MW) | 180 | 482
3 Revenue Sufficiency | 2021 | 60 | Alberta Internal Load (MW) | 190 | 442
3 Revenue Sufficiency | 2021 | 60 | Alberta Internal Load (MW) | 200 | 408
3 Revenue Sufficiency | 2021 | 60 | Alberta Internal Load (MW) | 210 | 357
3 Revenue Sufficiency | 2021 | 60 | Alberta Internal Load (MW) | 220 | 350
3 Revenue Sufficiency | 2021 | 60 | Alberta Internal Load (MW) | 230 | 347
3 Revenue Sufficiency | 2021 | 60 | Alberta Internal Load (MW) | 240 | 308
3 Revenue Sufficiency | 2021 | 60 | Alberta Internal Load (MW) | 250 | 290
3 Revenue Sufficiency | 2021 | 60 | Alberta Internal Load (MW) | 260 | 302
3 Revenue Sufficiency | 2021 | 60 | Alberta Internal Load (MW) | 270 | 275
3 Revenue Sufficiency | 2021 | 60 | Alberta Internal Load (MW) | 280 | 272
3 Revenue Sufficiency | 2021 | 60 | Alberta Internal Load (MW) | 290 | 230
3 Revenue Sufficiency | 2021 | 60 | Alberta Internal Load (MW) | 300 | 229
3 Revenue Sufficiency | 2021 | 60 | Alberta Internal Load (MW) | 310 | 218
3 Revenue Sufficiency | 2021 | 60 | Alberta Internal Load (MW) | 320 | 197
3 Revenue Sufficiency | 2021 | 60 | Alberta Internal Load (MW) | 330 | 184
3 Revenue Sufficiency | 2021 | 60 | Alberta Internal Load (MW) | 340 | 160
3 Revenue Sufficiency | 2021 | 60 | Alberta Internal Load (MW) | 350 | 185
3 Revenue Sufficiency | 2021 | 60 | Alberta Internal Load (MW) | 360 | 156
3 Revenue Sufficiency | 2021 | 60 | Alberta Internal Load (MW) | 370 | 182
3 Revenue Sufficiency | 2021 | 60 | Alberta Internal Load (MW) | 380 | 130
3 Revenue Sufficiency | 2021 | 60 | Alberta Internal Load (MW) | 390 | 136
3 Revenue Sufficiency | 2021 | 60 | Alberta Internal Load (MW) | 400 | 132
3 Revenue Sufficiency | 2021 | 60 | Alberta Internal Load (MW) | 410 | 105
3 Revenue Sufficiency | 2021 | 60 | Alberta Internal Load (MW) | 420 | 112
3 Revenue Sufficiency | 2021 | 60 | Alberta Internal Load (MW) | 430 | 90
3 Revenue Sufficiency | 2021 | 60 | Alberta Internal Load (MW) | 440 | 93
3 Revenue Sufficiency | 2021 | 60 | Alberta Internal Load (MW) | 450 | 98
3 Revenue Sufficiency | 2021 | 60 | Alberta Internal Load (MW) | 460 | 66
3 Revenue Sufficiency | 2021 | 60 | Alberta Internal Load (MW) | 470 | 67
3 Revenue Sufficiency | 2021 | 60 | Alberta Internal Load (MW) | 480 | 76
3 Revenue Sufficiency | 2021 | 60 | Alberta Internal Load (MW) | 490 | 56
3 Revenue Sufficiency | 2021 | 60 | Alberta Internal Load (MW) | 500 | 51
3 Revenue Sufficiency | 2021 | 60 | Alberta Internal Load (MW) | 510 | 44
3 Revenue Sufficiency | 2021 | 60 | Alberta Internal Load (MW) | 520 | 39
3 Revenue Sufficiency | 2021 | 60 | Alberta Internal Load (MW) | 530 | 58
3 Revenue Sufficiency | 2021 | 60 | Alberta Internal Load (MW) | 540 | 55
3 Revenue Sufficiency | 2021 | 60 | Alberta Internal Load (MW) | 550 | 40
3 Revenue Sufficiency | 2021 | 60 | Alberta Internal Load (MW) | 560 | 34
3 Revenue Sufficiency | 2021 | 60 | Alberta Internal Load (MW) | 570 | 48
3 Revenue Sufficiency | 2021 | 60 | Alberta Internal Load (MW) | 580 | 43
3 Revenue Sufficiency | 2021 | 60 | Alberta Internal Load (MW) | 590 | 41
3 Revenue Sufficiency | 2021 | 60 | Alberta Internal Load (MW) | 600 | 30
3 Revenue Sufficiency | 2021 | 60 | Alberta Internal Load (MW) | 610 | 47
3 Revenue Sufficiency | 2021 | 60 | Alberta Internal Load (MW) | 620 | 52
3 Revenue Sufficiency | 2021 | 60 | Alberta Internal Load (MW) | 630 | 48
3 Revenue Sufficiency | 2021 | 60 | Alberta Internal Load (MW) | 640 | 47
3 Revenue Sufficiency | 2021 | 60 | Alberta Internal Load (MW) | 650 | 31
3 Revenue Sufficiency | 2021 | 60 | Alberta Internal Load (MW) | 660 | 38
3 Revenue Sufficiency | 2021 | 60 | Alberta Internal Load (MW) | 670 | 31
3 Revenue Sufficiency | 2021 | 60 | Alberta Internal Load (MW) | 680 | 44
3 Revenue Sufficiency | 2021 | 60 | Alberta Internal Load (MW) | 690 | 34
3 Revenue Sufficiency | 2021 | 60 | Alberta Internal Load (MW) | 700 | 33
3 Revenue Sufficiency | 2021 | 60 | Alberta Internal Load (MW) | 710 | 35
3 Revenue Sufficiency | 2021 | 60 | Alberta Internal Load (MW) | 720 | 21
3 Revenue Sufficiency | 2021 | 60 | Alberta Internal Load (MW) | 730 | 25
3 Revenue Sufficiency | 2021 | 60 | Alberta Internal Load (MW) | 740 | 19
3 Revenue Sufficiency | 2021 | 60 | Alberta Internal Load (MW) | 750 | 15
3 Revenue Sufficiency | 2021 | 60 | Alberta Internal Load (MW) | 760 | 14
3 Revenue Sufficiency | 2021 | 60 | Alberta Internal Load (MW) | 770 | 11
3 Revenue Sufficiency | 2021 | 60 | Alberta Internal Load (MW) | 780 | 9
3 Revenue Sufficiency | 2021 | 60 | Alberta Internal Load (MW) | 790 | 6
3 Revenue Sufficiency | 2021 | 60 | Alberta Internal Load (MW) | 800 | 3
3 Revenue Sufficiency | 2021 | 60 | Alberta Internal Load (MW) | 810 | 0
3 Revenue Sufficiency | 2021 | 60 | Alberta Internal Load (MW) | 820 | 3
3 Revenue Sufficiency | 2021 | 10 | Variable Generation (MW) | -270 | 1
3 Revenue Sufficiency | 2021 | 10 | Variable Generation (MW) | -260 | 0
3 Revenue Sufficiency | 2021 | 10 | Variable Generation (MW) | -250 | 0
3 Revenue Sufficiency | 2021 | 10 | Variable Generation (MW) | -240 | 2
3 Revenue Sufficiency | 2021 | 10 | Variable Generation (MW) | -230 | 0
3 Revenue Sufficiency | 2021 | 10 | Variable Generation (MW) | -220 | 1
3 Revenue Sufficiency | 2021 | 10 | Variable Generation (MW) | -210 | 1
3 Revenue Sufficiency | 2021 | 10 | Variable Generation (MW) | -200 | 3
3 Revenue Sufficiency | 2021 | 10 | Variable Generation (MW) | -190 | 3
3 Revenue Sufficiency | 2021 | 10 | Variable Generation (MW) | -180 | 2
3 Revenue Sufficiency | 2021 | 10 | Variable Generation (MW) | -170 | 7
3 Revenue Sufficiency | 2021 | 10 | Variable Generation (MW) | -160 | 8
3 Revenue Sufficiency | 2021 | 10 | Variable Generation (MW) | -150 | 4
3 Revenue Sufficiency | 2021 | 10 | Variable Generation (MW) | -140 | 26
3 Revenue Sufficiency | 2021 | 10 | Variable Generation (MW) | -130 | 35
3 Revenue Sufficiency | 2021 | 10 | Variable Generation (MW) | -120 | 49
3 Revenue Sufficiency | 2021 | 10 | Variable Generation (MW) | -110 | 62
3 Revenue Sufficiency | 2021 | 10 | Variable Generation (MW) | -100 | 110
3 Revenue Sufficiency | 2021 | 10 | Variable Generation (MW) | -90 | 161
3 Revenue Sufficiency | 2021 | 10 | Variable Generation (MW) | -80 | 287
3 Revenue Sufficiency | 2021 | 10 | Variable Generation (MW) | -70 | 458
3 Revenue Sufficiency | 2021 | 10 | Variable Generation (MW) | -60 | 696
3 Revenue Sufficiency | 2021 | 10 | Variable Generation (MW) | -50 | 1124
3 Revenue Sufficiency | 2021 | 10 | Variable Generation (MW) | -40 | 1765
3 Revenue Sufficiency | 2021 | 10 | Variable Generation (MW) | -30 | 3051
3 Revenue Sufficiency | 2021 | 10 | Variable Generation (MW) | -20 | 4883
3 Revenue Sufficiency | 2021 | 10 | Variable Generation (MW) | -10 | 8317
3 Revenue Sufficiency | 2021 | 10 | Variable Generation (MW) | 0 | 11256
3 Revenue Sufficiency | 2021 | 10 | Variable Generation (MW) | 10 | 7626
3 Revenue Sufficiency | 2021 | 10 | Variable Generation (MW) | 20 | 4786
3 Revenue Sufficiency | 2021 | 10 | Variable Generation (MW) | 30 | 2901
3 Revenue Sufficiency | 2021 | 10 | Variable Generation (MW) | 40 | 1751
3 Revenue Sufficiency | 2021 | 10 | Variable Generation (MW) | 50 | 1160
3 Revenue Sufficiency | 2021 | 10 | Variable Generation (MW) | 60 | 718
3 Revenue Sufficiency | 2021 | 10 | Variable Generation (MW) | 70 | 458
3 Revenue Sufficiency | 2021 | 10 | Variable Generation (MW) | 80 | 281
3 Revenue Sufficiency | 2021 | 10 | Variable Generation (MW) | 90 | 193
3 Revenue Sufficiency | 2021 | 10 | Variable Generation (MW) | 100 | 110
3 Revenue Sufficiency | 2021 | 10 | Variable Generation (MW) | 110 | 82
3 Revenue Sufficiency | 2021 | 10 | Variable Generation (MW) | 120 | 45
3 Revenue Sufficiency | 2021 | 10 | Variable Generation (MW) | 130 | 50
3 Revenue Sufficiency | 2021 | 10 | Variable Generation (MW) | 140 | 24
3 Revenue Sufficiency | 2021 | 10 | Variable Generation (MW) | 150 | 13
3 Revenue Sufficiency | 2021 | 10 | Variable Generation (MW) | 160 | 11
3 Revenue Sufficiency | 2021 | 10 | Variable Generation (MW) | 170 | 11
3 Revenue Sufficiency | 2021 | 10 | Variable Generation (MW) | 180 | 8
3 Revenue Sufficiency | 2021 | 10 | Variable Generation (MW) | 190 | 3
3 Revenue Sufficiency | 2021 | 10 | Variable Generation (MW) | 200 | 4
3 Revenue Sufficiency | 2021 | 10 | Variable Generation (MW) | 210 | 2
3 Revenue Sufficiency | 2021 | 10 | Variable Generation (MW) | 220 | 4
3 Revenue Sufficiency | 2021 | 10 | Variable Generation (MW) | 230 | 2
3 Revenue Sufficiency | 2021 | 10 | Variable Generation (MW) | 240 | 1
3 Revenue Sufficiency | 2021 | 10 | Variable Generation (MW) | 250 | 0
3 Revenue Sufficiency | 2021 | 10 | Variable Generation (MW) | 260 | 0
3 Revenue Sufficiency | 2021 | 10 | Variable Generation (MW) | 270 | 1
3 Revenue Sufficiency | 2021 | 10 | Variable Generation (MW) | 280 | 0
3 Revenue Sufficiency | 2021 | 10 | Variable Generation (MW) | 290 | 1
3 Revenue Sufficiency | 2021 | 10 | Variable Generation (MW) | 300 | 0
3 Revenue Sufficiency | 2021 | 10 | Variable Generation (MW) | 310 | 0
3 Revenue Sufficiency | 2021 | 10 | Variable Generation (MW) | 320 | 1
3 Revenue Sufficiency | 2021 | 60 | Variable Generation (MW) | -980 | 1
3 Revenue Sufficiency | 2021 | 60 | Variable Generation (MW) | -970 | 1
3 Revenue Sufficiency | 2021 | 60 | Variable Generation (MW) | -960 | 0
3 Revenue Sufficiency | 2021 | 60 | Variable Generation (MW) | -950 | 0
3 Revenue Sufficiency | 2021 | 60 | Variable Generation (MW) | -940 | 1
3 Revenue Sufficiency | 2021 | 60 | Variable Generation (MW) | -930 | 0
3 Revenue Sufficiency | 2021 | 60 | Variable Generation (MW) | -920 | 1
3 Revenue Sufficiency | 2021 | 60 | Variable Generation (MW) | -910 | 1
3 Revenue Sufficiency | 2021 | 60 | Variable Generation (MW) | -900 | 1
3 Revenue Sufficiency | 2021 | 60 | Variable Generation (MW) | -890 | 0
3 Revenue Sufficiency | 2021 | 60 | Variable Generation (MW) | -880 | 0
3 Revenue Sufficiency | 2021 | 60 | Variable Generation (MW) | -870 | 0
3 Revenue Sufficiency | 2021 | 60 | Variable Generation (MW) | -860 | 0
3 Revenue Sufficiency | 2021 | 60 | Variable Generation (MW) | -850 | 0
3 Revenue Sufficiency | 2021 | 60 | Variable Generation (MW) | -840 | 0
3 Revenue Sufficiency | 2021 | 60 | Variable Generation (MW) | -830 | 1
3 Revenue Sufficiency | 2021 | 60 | Variable Generation (MW) | -820 | 1
3 Revenue Sufficiency | 2021 | 60 | Variable Generation (MW) | -810 | 1
3 Revenue Sufficiency | 2021 | 60 | Variable Generation (MW) | -800 | 0
3 Revenue Sufficiency | 2021 | 60 | Variable Generation (MW) | -790 | 0
3 Revenue Sufficiency | 2021 | 60 | Variable Generation (MW) | -780 | 3
3 Revenue Sufficiency | 2021 | 60 | Variable Generation (MW) | -770 | 0
3 Revenue Sufficiency | 2021 | 60 | Variable Generation (MW) | -760 | 0
3 Revenue Sufficiency | 2021 | 60 | Variable Generation (MW) | -750 | 0
3 Revenue Sufficiency | 2021 | 60 | Variable Generation (MW) | -740 | 0
3 Revenue Sufficiency | 2021 | 60 | Variable Generation (MW) | -730 | 0
3 Revenue Sufficiency | 2021 | 60 | Variable Generation (MW) | -720 | 3
3 Revenue Sufficiency | 2021 | 60 | Variable Generation (MW) | -710 | 0
3 Revenue Sufficiency | 2021 | 60 | Variable Generation (MW) | -700 | 2
3 Revenue Sufficiency | 2021 | 60 | Variable Generation (MW) | -690 | 3
3 Revenue Sufficiency | 2021 | 60 | Variable Generation (MW) | -680 | 1
3 Revenue Sufficiency | 2021 | 60 | Variable Generation (MW) | -670 | 3
3 Revenue Sufficiency | 2021 | 60 | Variable Generation (MW) | -660 | 4
3 Revenue Sufficiency | 2021 | 60 | Variable Generation (MW) | -650 | 3
3 Revenue Sufficiency | 2021 | 60 | Variable Generation (MW) | -640 | 6
3 Revenue Sufficiency | 2021 | 60 | Variable Generation (MW) | -630 | 4
3 Revenue Sufficiency | 2021 | 60 | Variable Generation (MW) | -620 | 4
3 Revenue Sufficiency | 2021 | 60 | Variable Generation (MW) | -610 | 7
3 Revenue Sufficiency | 2021 | 60 | Variable Generation (MW) | -600 | 3
3 Revenue Sufficiency | 2021 | 60 | Variable Generation (MW) | -590 | 4
3 Revenue Sufficiency | 2021 | 60 | Variable Generation (MW) | -580 | 8
3 Revenue Sufficiency | 2021 | 60 | Variable Generation (MW) | -570 | 4
3 Revenue Sufficiency | 2021 | 60 | Variable Generation (MW) | -560 | 5
3 Revenue Sufficiency | 2021 | 60 | Variable Generation (MW) | -550 | 7
3 Revenue Sufficiency | 2021 | 60 | Variable Generation (MW) | -540 | 10
3 Revenue Sufficiency | 2021 | 60 | Variable Generation (MW) | -530 | 10
3 Revenue Sufficiency | 2021 | 60 | Variable Generation (MW) | -520 | 16
3 Revenue Sufficiency | 2021 | 60 | Variable Generation (MW) | -510 | 13
3 Revenue Sufficiency | 2021 | 60 | Variable Generation (MW) | -500 | 19
3 Revenue Sufficiency | 2021 | 60 | Variable Generation (MW) | -490 | 27
3 Revenue Sufficiency | 2021 | 60 | Variable Generation (MW) | -480 | 23
3 Revenue Sufficiency | 2021 | 60 | Variable Generation (MW) | -470 | 22
3 Revenue Sufficiency | 2021 | 60 | Variable Generation (MW) | -460 | 34
3 Revenue Sufficiency | 2021 | 60 | Variable Generation (MW) | -450 | 26
3 Revenue Sufficiency | 2021 | 60 | Variable Generation (MW) | -440 | 26
3 Revenue Sufficiency | 2021 | 60 | Variable Generation (MW) | -430 | 27
3 Revenue Sufficiency | 2021 | 60 | Variable Generation (MW) | -420 | 38
3 Revenue Sufficiency | 2021 | 60 | Variable Generation (MW) | -410 | 48
3 Revenue Sufficiency | 2021 | 60 | Variable Generation (MW) | -400 | 51
3 Revenue Sufficiency | 2021 | 60 | Variable Generation (MW) | -390 | 59
3 Revenue Sufficiency | 2021 | 60 | Variable Generation (MW) | -380 | 56
3 Revenue Sufficiency | 2021 | 60 | Variable Generation (MW) | -370 | 70
3 Revenue Sufficiency | 2021 | 60 | Variable Generation (MW) | -360 | 80
3 Revenue Sufficiency | 2021 | 60 | Variable Generation (MW) | -350 | 78
3 Revenue Sufficiency | 2021 | 60 | Variable Generation (MW) | -340 | 79
3 Revenue Sufficiency | 2021 | 60 | Variable Generation (MW) | -330 | 111
3 Revenue Sufficiency | 2021 | 60 | Variable Generation (MW) | -320 | 92
3 Revenue Sufficiency | 2021 | 60 | Variable Generation (MW) | -310 | 126
3 Revenue Sufficiency | 2021 | 60 | Variable Generation (MW) | -300 | 133
3 Revenue Sufficiency | 2021 | 60 | Variable Generation (MW) | -290 | 124
3 Revenue Sufficiency | 2021 | 60 | Variable Generation (MW) | -280 | 159
3 Revenue Sufficiency | 2021 | 60 | Variable Generation (MW) | -270 | 174
3 Revenue Sufficiency | 2021 | 60 | Variable Generation (MW) | -260 | 182
3 Revenue Sufficiency | 2021 | 60 | Variable Generation (MW) | -250 | 230
3 Revenue Sufficiency | 2021 | 60 | Variable Generation (MW) | -240 | 254
3 Revenue Sufficiency | 2021 | 60 | Variable Generation (MW) | -230 | 252
3 Revenue Sufficiency | 2021 | 60 | Variable Generation (MW) | -220 | 303
3 Revenue Sufficiency | 2021 | 60 | Variable Generation (MW) | -210 | 338
3 Revenue Sufficiency | 2021 | 60 | Variable Generation (MW) | -200 | 324
3 Revenue Sufficiency | 2021 | 60 | Variable Generation (MW) | -190 | 376
3 Revenue Sufficiency | 2021 | 60 | Variable Generation (MW) | -180 | 451
3 Revenue Sufficiency | 2021 | 60 | Variable Generation (MW) | -170 | 447
3 Revenue Sufficiency | 2021 | 60 | Variable Generation (MW) | -160 | 547
3 Revenue Sufficiency | 2021 | 60 | Variable Generation (MW) | -150 | 554
3 Revenue Sufficiency | 2021 | 60 | Variable Generation (MW) | -140 | 608
3 Revenue Sufficiency | 2021 | 60 | Variable Generation (MW) | -130 | 704
3 Revenue Sufficiency | 2021 | 60 | Variable Generation (MW) | -120 | 838
3 Revenue Sufficiency | 2021 | 60 | Variable Generation (MW) | -110 | 877
3 Revenue Sufficiency | 2021 | 60 | Variable Generation (MW) | -100 | 1007
3 Revenue Sufficiency | 2021 | 60 | Variable Generation (MW) | -90 | 1090
3 Revenue Sufficiency | 2021 | 60 | Variable Generation (MW) | -80 | 1156
3 Revenue Sufficiency | 2021 | 60 | Variable Generation (MW) | -70 | 1325
3 Revenue Sufficiency | 2021 | 60 | Variable Generation (MW) | -60 | 1570
3 Revenue Sufficiency | 2021 | 60 | Variable Generation (MW) | -50 | 1820
3 Revenue Sufficiency | 2021 | 60 | Variable Generation (MW) | -40 | 1880
3 Revenue Sufficiency | 2021 | 60 | Variable Generation (MW) | -30 | 1975
3 Revenue Sufficiency | 2021 | 60 | Variable Generation (MW) | -20 | 2195
3 Revenue Sufficiency | 2021 | 60 | Variable Generation (MW) | -10 | 2410
3 Revenue Sufficiency | 2021 | 60 | Variable Generation (MW) | 0 | 2508
3 Revenue Sufficiency | 2021 | 60 | Variable Generation (MW) | 10 | 2308
3 Revenue Sufficiency | 2021 | 60 | Variable Generation (MW) | 20 | 2080
3 Revenue Sufficiency | 2021 | 60 | Variable Generation (MW) | 30 | 1975
3 Revenue Sufficiency | 2021 | 60 | Variable Generation (MW) | 40 | 1679
3 Revenue Sufficiency | 2021 | 60 | Variable Generation (MW) | 50 | 1561
3 Revenue Sufficiency | 2021 | 60 | Variable Generation (MW) | 60 | 1384
3 Revenue Sufficiency | 2021 | 60 | Variable Generation (MW) | 70 | 1225
3 Revenue Sufficiency | 2021 | 60 | Variable Generation (MW) | 80 | 1135
3 Revenue Sufficiency | 2021 | 60 | Variable Generation (MW) | 90 | 1020
3 Revenue Sufficiency | 2021 | 60 | Variable Generation (MW) | 100 | 958
3 Revenue Sufficiency | 2021 | 60 | Variable Generation (MW) | 110 | 877
3 Revenue Sufficiency | 2021 | 60 | Variable Generation (MW) | 120 | 773
3 Revenue Sufficiency | 2021 | 60 | Variable Generation (MW) | 130 | 684
3 Revenue Sufficiency | 2021 | 60 | Variable Generation (MW) | 140 | 651
3 Revenue Sufficiency | 2021 | 60 | Variable Generation (MW) | 150 | 594
3 Revenue Sufficiency | 2021 | 60 | Variable Generation (MW) | 160 | 553
3 Revenue Sufficiency | 2021 | 60 | Variable Generation (MW) | 170 | 482
3 Revenue Sufficiency | 2021 | 60 | Variable Generation (MW) | 180 | 446
3 Revenue Sufficiency | 2021 | 60 | Variable Generation (MW) | 190 | 392
3 Revenue Sufficiency | 2021 | 60 | Variable Generation (MW) | 200 | 349
3 Revenue Sufficiency | 2021 | 60 | Variable Generation (MW) | 210 | 297
3 Revenue Sufficiency | 2021 | 60 | Variable Generation (MW) | 220 | 290
3 Revenue Sufficiency | 2021 | 60 | Variable Generation (MW) | 230 | 285
3 Revenue Sufficiency | 2021 | 60 | Variable Generation (MW) | 240 | 222
3 Revenue Sufficiency | 2021 | 60 | Variable Generation (MW) | 250 | 212
3 Revenue Sufficiency | 2021 | 60 | Variable Generation (MW) | 260 | 205
3 Revenue Sufficiency | 2021 | 60 | Variable Generation (MW) | 270 | 180
3 Revenue Sufficiency | 2021 | 60 | Variable Generation (MW) | 280 | 155
3 Revenue Sufficiency | 2021 | 60 | Variable Generation (MW) | 290 | 117
3 Revenue Sufficiency | 2021 | 60 | Variable Generation (MW) | 300 | 131
3 Revenue Sufficiency | 2021 | 60 | Variable Generation (MW) | 310 | 111
3 Revenue Sufficiency | 2021 | 60 | Variable Generation (MW) | 320 | 121
3 Revenue Sufficiency | 2021 | 60 | Variable Generation (MW) | 330 | 91
3 Revenue Sufficiency | 2021 | 60 | Variable Generation (MW) | 340 | 77
3 Revenue Sufficiency | 2021 | 60 | Variable Generation (MW) | 350 | 72
3 Revenue Sufficiency | 2021 | 60 | Variable Generation (MW) | 360 | 59
3 Revenue Sufficiency | 2021 | 60 | Variable Generation (MW) | 370 | 76
3 Revenue Sufficiency | 2021 | 60 | Variable Generation (MW) | 380 | 57
3 Revenue Sufficiency | 2021 | 60 | Variable Generation (MW) | 390 | 56
3 Revenue Sufficiency | 2021 | 60 | Variable Generation (MW) | 400 | 47
3 Revenue Sufficiency | 2021 | 60 | Variable Generation (MW) | 410 | 33
3 Revenue Sufficiency | 2021 | 60 | Variable Generation (MW) | 420 | 37
3 Revenue Sufficiency | 2021 | 60 | Variable Generation (MW) | 430 | 40
3 Revenue Sufficiency | 2021 | 60 | Variable Generation (MW) | 440 | 36
3 Revenue Sufficiency | 2021 | 60 | Variable Generation (MW) | 450 | 34
3 Revenue Sufficiency | 2021 | 60 | Variable Generation (MW) | 460 | 32
3 Revenue Sufficiency | 2021 | 60 | Variable Generation (MW) | 470 | 33
3 Revenue Sufficiency | 2021 | 60 | Variable Generation (MW) | 480 | 30
3 Revenue Sufficiency | 2021 | 60 | Variable Generation (MW) | 490 | 26
3 Revenue Sufficiency | 2021 | 60 | Variable Generation (MW) | 500 | 17
3 Revenue Sufficiency | 2021 | 60 | Variable Generation (MW) | 510 | 14
3 Revenue Sufficiency | 2021 | 60 | Variable Generation (MW) | 520 | 17
3 Revenue Sufficiency | 2021 | 60 | Variable Generation (MW) | 530 | 14
3 Revenue Sufficiency | 2021 | 60 | Variable Generation (MW) | 540 | 18
3 Revenue Sufficiency | 2021 | 60 | Variable Generation (MW) | 550 | 14
3 Revenue Sufficiency | 2021 | 60 | Variable Generation (MW) | 560 | 6
3 Revenue Sufficiency | 2021 | 60 | Variable Generation (MW) | 570 | 12
3 Revenue Sufficiency | 2021 | 60 | Variable Generation (MW) | 580 | 12
3 Revenue Sufficiency | 2021 | 60 | Variable Generation (MW) | 590 | 8
3 Revenue Sufficiency | 2021 | 60 | Variable Generation (MW) | 600 | 11
3 Revenue Sufficiency | 2021 | 60 | Variable Generation (MW) | 610 | 10
3 Revenue Sufficiency | 2021 | 60 | Variable Generation (MW) | 620 | 8
3 Revenue Sufficiency | 2021 | 60 | Variable Generation (MW) | 630 | 6
3 Revenue Sufficiency | 2021 | 60 | Variable Generation (MW) | 640 | 5
3 Revenue Sufficiency | 2021 | 60 | Variable Generation (MW) | 650 | 3
3 Revenue Sufficiency | 2021 | 60 | Variable Generation (MW) | 660 | 1
3 Revenue Sufficiency | 2021 | 60 | Variable Generation (MW) | 670 | 4
3 Revenue Sufficiency | 2021 | 60 | Variable Generation (MW) | 680 | 5
3 Revenue Sufficiency | 2021 | 60 | Variable Generation (MW) | 690 | 3
3 Revenue Sufficiency | 2021 | 60 | Variable Generation (MW) | 700 | 1
3 Revenue Sufficiency | 2021 | 60 | Variable Generation (MW) | 710 | 4
3 Revenue Sufficiency | 2021 | 60 | Variable Generation (MW) | 720 | 2
3 Revenue Sufficiency | 2021 | 60 | Variable Generation (MW) | 730 | 1
3 Revenue Sufficiency | 2021 | 60 | Variable Generation (MW) | 740 | 3
3 Revenue Sufficiency | 2021 | 60 | Variable Generation (MW) | 750 | 4
3 Revenue Sufficiency | 2021 | 60 | Variable Generation (MW) | 760 | 2
3 Revenue Sufficiency | 2021 | 60 | Variable Generation (MW) | 770 | 1
3 Revenue Sufficiency | 2021 | 60 | Variable Generation (MW) | 780 | 2
3 Revenue Sufficiency | 2021 | 60 | Variable Generation (MW) | 790 | 1
3 Revenue Sufficiency | 2021 | 60 | Variable Generation (MW) | 800 | 1
3 Revenue Sufficiency | 2021 | 60 | Variable Generation (MW) | 810 | 3
3 Revenue Sufficiency | 2021 | 60 | Variable Generation (MW) | 820 | 1
3 Revenue Sufficiency | 2021 | 60 | Variable Generation (MW) | 830 | 0
3 Revenue Sufficiency | 2021 | 60 | Variable Generation (MW) | 840 | 2
3 Revenue Sufficiency | 2021 | 60 | Variable Generation (MW) | 850 | 2
3 Revenue Sufficiency | 2021 | 60 | Variable Generation (MW) | 860 | 2
3 Revenue Sufficiency | 2021 | 60 | Variable Generation (MW) | 870 | 1
3 Revenue Sufficiency | 2021 | 60 | Variable Generation (MW) | 880 | 2
3 Revenue Sufficiency | 2021 | 60 | Variable Generation (MW) | 890 | 1
3 Revenue Sufficiency | 2021 | 60 | Variable Generation (MW) | 900 | 0
3 Revenue Sufficiency | 2021 | 60 | Variable Generation (MW) | 910 | 0
3 Revenue Sufficiency | 2021 | 60 | Variable Generation (MW) | 920 | 0
3 Revenue Sufficiency | 2021 | 60 | Variable Generation (MW) | 930 | 0
3 Revenue Sufficiency | 2021 | 60 | Variable Generation (MW) | 940 | 1
3 Revenue Sufficiency | 2021 | 60 | Variable Generation (MW) | 950 | 0
3 Revenue Sufficiency | 2021 | 60 | Variable Generation (MW) | 960 | 0
3 Revenue Sufficiency | 2021 | 60 | Variable Generation (MW) | 970 | 2
3 Revenue Sufficiency | 2021 | 60 | Variable Generation (MW) | 980 | 2
3 Revenue Sufficiency | 2021 | 60 | Variable Generation (MW) | 990 | 0
3 Revenue Sufficiency | 2021 | 60 | Variable Generation (MW) | 1000 | 1
3 Revenue Sufficiency | 2021 | 60 | Variable Generation (MW) | 1010 | 1
3 Revenue Sufficiency | 2021 | 10 | Net Demand (MW) | -440 | 1
3 Revenue Sufficiency | 2021 | 10 | Net Demand (MW) | -430 | 0
3 Revenue Sufficiency | 2021 | 10 | Net Demand (MW) | -420 | 0
3 Revenue Sufficiency | 2021 | 10 | Net Demand (MW) | -410 | 0
3 Revenue Sufficiency | 2021 | 10 | Net Demand (MW) | -400 | 0
3 Revenue Sufficiency | 2021 | 10 | Net Demand (MW) | -390 | 0
3 Revenue Sufficiency | 2021 | 10 | Net Demand (MW) | -380 | 0
3 Revenue Sufficiency | 2021 | 10 | Net Demand (MW) | -370 | 0
3 Revenue Sufficiency | 2021 | 10 | Net Demand (MW) | -360 | 0
3 Revenue Sufficiency | 2021 | 10 | Net Demand (MW) | -350 | 0
3 Revenue Sufficiency | 2021 | 10 | Net Demand (MW) | -340 | 0
3 Revenue Sufficiency | 2021 | 10 | Net Demand (MW) | -330 | 1
3 Revenue Sufficiency | 2021 | 10 | Net Demand (MW) | -320 | 0
3 Revenue Sufficiency | 2021 | 10 | Net Demand (MW) | -310 | 1
3 Revenue Sufficiency | 2021 | 10 | Net Demand (MW) | -300 | 0
3 Revenue Sufficiency | 2021 | 10 | Net Demand (MW) | -290 | 0
3 Revenue Sufficiency | 2021 | 10 | Net Demand (MW) | -280 | 2
3 Revenue Sufficiency | 2021 | 10 | Net Demand (MW) | -270 | 3
3 Revenue Sufficiency | 2021 | 10 | Net Demand (MW) | -260 | 1
3 Revenue Sufficiency | 2021 | 10 | Net Demand (MW) | -250 | 2
3 Revenue Sufficiency | 2021 | 10 | Net Demand (MW) | -240 | 4
3 Revenue Sufficiency | 2021 | 10 | Net Demand (MW) | -230 | 5
3 Revenue Sufficiency | 2021 | 10 | Net Demand (MW) | -220 | 6
3 Revenue Sufficiency | 2021 | 10 | Net Demand (MW) | -210 | 9
3 Revenue Sufficiency | 2021 | 10 | Net Demand (MW) | -200 | 5
3 Revenue Sufficiency | 2021 | 10 | Net Demand (MW) | -190 | 14
3 Revenue Sufficiency | 2021 | 10 | Net Demand (MW) | -180 | 12
3 Revenue Sufficiency | 2021 | 10 | Net Demand (MW) | -170 | 34
3 Revenue Sufficiency | 2021 | 10 | Net Demand (MW) | -160 | 39
3 Revenue Sufficiency | 2021 | 10 | Net Demand (MW) | -150 | 60
3 Revenue Sufficiency | 2021 | 10 | Net Demand (MW) | -140 | 98
3 Revenue Sufficiency | 2021 | 10 | Net Demand (MW) | -130 | 139
3 Revenue Sufficiency | 2021 | 10 | Net Demand (MW) | -120 | 220
3 Revenue Sufficiency | 2021 | 10 | Net Demand (MW) | -110 | 309
3 Revenue Sufficiency | 2021 | 10 | Net Demand (MW) | -100 | 479
3 Revenue Sufficiency | 2021 | 10 | Net Demand (MW) | -90 | 662
3 Revenue Sufficiency | 2021 | 10 | Net Demand (MW) | -80 | 925
3 Revenue Sufficiency | 2021 | 10 | Net Demand (MW) | -70 | 1283
3 Revenue Sufficiency | 2021 | 10 | Net Demand (MW) | -60 | 1742
3 Revenue Sufficiency | 2021 | 10 | Net Demand (MW) | -50 | 2317
3 Revenue Sufficiency | 2021 | 10 | Net Demand (MW) | -40 | 2919
3 Revenue Sufficiency | 2021 | 10 | Net Demand (MW) | -30 | 3582
3 Revenue Sufficiency | 2021 | 10 | Net Demand (MW) | -20 | 4237
3 Revenue Sufficiency | 2021 | 10 | Net Demand (MW) | -10 | 4994
3 Revenue Sufficiency | 2021 | 10 | Net Demand (MW) | 0 | 5235
3 Revenue Sufficiency | 2021 | 10 | Net Demand (MW) | 10 | 4779
3 Revenue Sufficiency | 2021 | 10 | Net Demand (MW) | 20 | 4243
3 Revenue Sufficiency | 2021 | 10 | Net Demand (MW) | 30 | 3395
3 Revenue Sufficiency | 2021 | 10 | Net Demand (MW) | 40 | 2734
3 Revenue Sufficiency | 2021 | 10 | Net Demand (MW) | 50 | 1975
3 Revenue Sufficiency | 2021 | 10 | Net Demand (MW) | 60 | 1554
3 Revenue Sufficiency | 2021 | 10 | Net Demand (MW) | 70 | 1188
3 Revenue Sufficiency | 2021 | 10 | Net Demand (MW) | 80 | 863
3 Revenue Sufficiency | 2021 | 10 | Net Demand (MW) | 90 | 640
3 Revenue Sufficiency | 2021 | 10 | Net Demand (MW) | 100 | 467
3 Revenue Sufficiency | 2021 | 10 | Net Demand (MW) | 110 | 368
3 Revenue Sufficiency | 2021 | 10 | Net Demand (MW) | 120 | 289
3 Revenue Sufficiency | 2021 | 10 | Net Demand (MW) | 130 | 226
3 Revenue Sufficiency | 2021 | 10 | Net Demand (MW) | 140 | 153
3 Revenue Sufficiency | 2021 | 10 | Net Demand (MW) | 150 | 97
3 Revenue Sufficiency | 2021 | 10 | Net Demand (MW) | 160 | 88
3 Revenue Sufficiency | 2021 | 10 | Net Demand (MW) | 170 | 52
3 Revenue Sufficiency | 2021 | 10 | Net Demand (MW) | 180 | 33
3 Revenue Sufficiency | 2021 | 10 | Net Demand (MW) | 190 | 23
3 Revenue Sufficiency | 2021 | 10 | Net Demand (MW) | 200 | 12
3 Revenue Sufficiency | 2021 | 10 | Net Demand (MW) | 210 | 9
3 Revenue Sufficiency | 2021 | 10 | Net Demand (MW) | 220 | 13
3 Revenue Sufficiency | 2021 | 10 | Net Demand (MW) | 230 | 5
3 Revenue Sufficiency | 2021 | 10 | Net Demand (MW) | 240 | 3
3 Revenue Sufficiency | 2021 | 10 | Net Demand (MW) | 250 | 2
3 Revenue Sufficiency | 2021 | 10 | Net Demand (MW) | 260 | 3
3 Revenue Sufficiency | 2021 | 10 | Net Demand (MW) | 270 | 3
3 Revenue Sufficiency | 2021 | 10 | Net Demand (MW) | 280 | 0
3 Revenue Sufficiency | 2021 | 10 | Net Demand (MW) | 290 | 1
3 Revenue Sufficiency | 2021 | 10 | Net Demand (MW) | 300 | 1
3 Revenue Sufficiency | 2021 | 60 | Net Demand (MW) | -1250 | 1
3 Revenue Sufficiency | 2021 | 60 | Net Demand (MW) | -1240 | 0
3 Revenue Sufficiency | 2021 | 60 | Net Demand (MW) | -1230 | 1
3 Revenue Sufficiency | 2021 | 60 | Net Demand (MW) | -1220 | 0
3 Revenue Sufficiency | 2021 | 60 | Net Demand (MW) | -1210 | 0
3 Revenue Sufficiency | 2021 | 60 | Net Demand (MW) | -1200 | 0
3 Revenue Sufficiency | 2021 | 60 | Net Demand (MW) | -1190 | 0
3 Revenue Sufficiency | 2021 | 60 | Net Demand (MW) | -1180 | 0
3 Revenue Sufficiency | 2021 | 60 | Net Demand (MW) | -1170 | 0
3 Revenue Sufficiency | 2021 | 60 | Net Demand (MW) | -1160 | 0
3 Revenue Sufficiency | 2021 | 60 | Net Demand (MW) | -1150 | 0
3 Revenue Sufficiency | 2021 | 60 | Net Demand (MW) | -1140 | 0
3 Revenue Sufficiency | 2021 | 60 | Net Demand (MW) | -1130 | 1
3 Revenue Sufficiency | 2021 | 60 | Net Demand (MW) | -1120 | 0
3 Revenue Sufficiency | 2021 | 60 | Net Demand (MW) | -1110 | 0
3 Revenue Sufficiency | 2021 | 60 | Net Demand (MW) | -1100 | 1
3 Revenue Sufficiency | 2021 | 60 | Net Demand (MW) | -1090 | 2
3 Revenue Sufficiency | 2021 | 60 | Net Demand (MW) | -1080 | 0
3 Revenue Sufficiency | 2021 | 60 | Net Demand (MW) | -1070 | 3
3 Revenue Sufficiency | 2021 | 60 | Net Demand (MW) | -1060 | 0
3 Revenue Sufficiency | 2021 | 60 | Net Demand (MW) | -1050 | 1
3 Revenue Sufficiency | 2021 | 60 | Net Demand (MW) | -1040 | 0
3 Revenue Sufficiency | 2021 | 60 | Net Demand (MW) | -1030 | 2
3 Revenue Sufficiency | 2021 | 60 | Net Demand (MW) | -1020 | 0
3 Revenue Sufficiency | 2021 | 60 | Net Demand (MW) | -1010 | 0
3 Revenue Sufficiency | 2021 | 60 | Net Demand (MW) | -1000 | 1
3 Revenue Sufficiency | 2021 | 60 | Net Demand (MW) | -990 | 1
3 Revenue Sufficiency | 2021 | 60 | Net Demand (MW) | -980 | 1
3 Revenue Sufficiency | 2021 | 60 | Net Demand (MW) | -970 | 0
3 Revenue Sufficiency | 2021 | 60 | Net Demand (MW) | -960 | 4
3 Revenue Sufficiency | 2021 | 60 | Net Demand (MW) | -950 | 1
3 Revenue Sufficiency | 2021 | 60 | Net Demand (MW) | -940 | 0
3 Revenue Sufficiency | 2021 | 60 | Net Demand (MW) | -930 | 1
3 Revenue Sufficiency | 2021 | 60 | Net Demand (MW) | -920 | 1
3 Revenue Sufficiency | 2021 | 60 | Net Demand (MW) | -910 | 1
3 Revenue Sufficiency | 2021 | 60 | Net Demand (MW) | -900 | 2
3 Revenue Sufficiency | 2021 | 60 | Net Demand (MW) | -890 | 4
3 Revenue Sufficiency | 2021 | 60 | Net Demand (MW) | -880 | 2
3 Revenue Sufficiency | 2021 | 60 | Net Demand (MW) | -870 | 1
3 Revenue Sufficiency | 2021 | 60 | Net Demand (MW) | -860 | 3
3 Revenue Sufficiency | 2021 | 60 | Net Demand (MW) | -850 | 0
3 Revenue Sufficiency | 2021 | 60 | Net Demand (MW) | -840 | 6
3 Revenue Sufficiency | 2021 | 60 | Net Demand (MW) | -830 | 5
3 Revenue Sufficiency | 2021 | 60 | Net Demand (MW) | -820 | 1
3 Revenue Sufficiency | 2021 | 60 | Net Demand (MW) | -810 | 1
3 Revenue Sufficiency | 2021 | 60 | Net Demand (MW) | -800 | 5
3 Revenue Sufficiency | 2021 | 60 | Net Demand (MW) | -790 | 10
3 Revenue Sufficiency | 2021 | 60 | Net Demand (MW) | -780 | 5
3 Revenue Sufficiency | 2021 | 60 | Net Demand (MW) | -770 | 7
3 Revenue Sufficiency | 2021 | 60 | Net Demand (MW) | -760 | 11
3 Revenue Sufficiency | 2021 | 60 | Net Demand (MW) | -750 | 8
3 Revenue Sufficiency | 2021 | 60 | Net Demand (MW) | -740 | 12
3 Revenue Sufficiency | 2021 | 60 | Net Demand (MW) | -730 | 12
3 Revenue Sufficiency | 2021 | 60 | Net Demand (MW) | -720 | 8
3 Revenue Sufficiency | 2021 | 60 | Net Demand (MW) | -710 | 16
3 Revenue Sufficiency | 2021 | 60 | Net Demand (MW) | -700 | 12
3 Revenue Sufficiency | 2021 | 60 | Net Demand (MW) | -690 | 22
3 Revenue Sufficiency | 2021 | 60 | Net Demand (MW) | -680 | 16
3 Revenue Sufficiency | 2021 | 60 | Net Demand (MW) | -670 | 16
3 Revenue Sufficiency | 2021 | 60 | Net Demand (MW) | -660 | 19
3 Revenue Sufficiency | 2021 | 60 | Net Demand (MW) | -650 | 25
3 Revenue Sufficiency | 2021 | 60 | Net Demand (MW) | -640 | 25
3 Revenue Sufficiency | 2021 | 60 | Net Demand (MW) | -630 | 21
3 Revenue Sufficiency | 2021 | 60 | Net Demand (MW) | -620 | 31
3 Revenue Sufficiency | 2021 | 60 | Net Demand (MW) | -610 | 36
3 Revenue Sufficiency | 2021 | 60 | Net Demand (MW) | -600 | 51
3 Revenue Sufficiency | 2021 | 60 | Net Demand (MW) | -590 | 53
3 Revenue Sufficiency | 2021 | 60 | Net Demand (MW) | -580 | 45
3 Revenue Sufficiency | 2021 | 60 | Net Demand (MW) | -570 | 53
3 Revenue Sufficiency | 2021 | 60 | Net Demand (MW) | -560 | 71
3 Revenue Sufficiency | 2021 | 60 | Net Demand (MW) | -550 | 57
3 Revenue Sufficiency | 2021 | 60 | Net Demand (MW) | -540 | 82
3 Revenue Sufficiency | 2021 | 60 | Net Demand (MW) | -530 | 73
3 Revenue Sufficiency | 2021 | 60 | Net Demand (MW) | -520 | 90
3 Revenue Sufficiency | 2021 | 60 | Net Demand (MW) | -510 | 81
3 Revenue Sufficiency | 2021 | 60 | Net Demand (MW) | -500 | 90
3 Revenue Sufficiency | 2021 | 60 | Net Demand (MW) | -490 | 91
3 Revenue Sufficiency | 2021 | 60 | Net Demand (MW) | -480 | 112
3 Revenue Sufficiency | 2021 | 60 | Net Demand (MW) | -470 | 111
3 Revenue Sufficiency | 2021 | 60 | Net Demand (MW) | -460 | 131
3 Revenue Sufficiency | 2021 | 60 | Net Demand (MW) | -450 | 135
3 Revenue Sufficiency | 2021 | 60 | Net Demand (MW) | -440 | 138
3 Revenue Sufficiency | 2021 | 60 | Net Demand (MW) | -430 | 170
3 Revenue Sufficiency | 2021 | 60 | Net Demand (MW) | -420 | 162
3 Revenue Sufficiency | 2021 | 60 | Net Demand (MW) | -410 | 172
3 Revenue Sufficiency | 2021 | 60 | Net Demand (MW) | -400 | 193
3 Revenue Sufficiency | 2021 | 60 | Net Demand (MW) | -390 | 204
3 Revenue Sufficiency | 2021 | 60 | Net Demand (MW) | -380 | 217
3 Revenue Sufficiency | 2021 | 60 | Net Demand (MW) | -370 | 249
3 Revenue Sufficiency | 2021 | 60 | Net Demand (MW) | -360 | 234
3 Revenue Sufficiency | 2021 | 60 | Net Demand (MW) | -350 | 274
3 Revenue Sufficiency | 2021 | 60 | Net Demand (MW) | -340 | 281
3 Revenue Sufficiency | 2021 | 60 | Net Demand (MW) | -330 | 336
3 Revenue Sufficiency | 2021 | 60 | Net Demand (MW) | -320 | 326
3 Revenue Sufficiency | 2021 | 60 | Net Demand (MW) | -310 | 299
3 Revenue Sufficiency | 2021 | 60 | Net Demand (MW) | -300 | 369
3 Revenue Sufficiency | 2021 | 60 | Net Demand (MW) | -290 | 391
3 Revenue Sufficiency | 2021 | 60 | Net Demand (MW) | -280 | 368
3 Revenue Sufficiency | 2021 | 60 | Net Demand (MW) | -270 | 403
3 Revenue Sufficiency | 2021 | 60 | Net Demand (MW) | -260 | 417
3 Revenue Sufficiency | 2021 | 60 | Net Demand (MW) | -250 | 435
3 Revenue Sufficiency | 2021 | 60 | Net Demand (MW) | -240 | 435
3 Revenue Sufficiency | 2021 | 60 | Net Demand (MW) | -230 | 468
3 Revenue Sufficiency | 2021 | 60 | Net Demand (MW) | -220 | 487
3 Revenue Sufficiency | 2021 | 60 | Net Demand (MW) | -210 | 535
3 Revenue Sufficiency | 2021 | 60 | Net Demand (MW) | -200 | 564
3 Revenue Sufficiency | 2021 | 60 | Net Demand (MW) | -190 | 585
3 Revenue Sufficiency | 2021 | 60 | Net Demand (MW) | -180 | 612
3 Revenue Sufficiency | 2021 | 60 | Net Demand (MW) | -170 | 707
3 Revenue Sufficiency | 2021 | 60 | Net Demand (MW) | -160 | 710
3 Revenue Sufficiency | 2021 | 60 | Net Demand (MW) | -150 | 699
3 Revenue Sufficiency | 2021 | 60 | Net Demand (MW) | -140 | 716
3 Revenue Sufficiency | 2021 | 60 | Net Demand (MW) | -130 | 802
3 Revenue Sufficiency | 2021 | 60 | Net Demand (MW) | -120 | 847
3 Revenue Sufficiency | 2021 | 60 | Net Demand (MW) | -110 | 794
3 Revenue Sufficiency | 2021 | 60 | Net Demand (MW) | -100 | 821
3 Revenue Sufficiency | 2021 | 60 | Net Demand (MW) | -90 | 858
3 Revenue Sufficiency | 2021 | 60 | Net Demand (MW) | -80 | 976
3 Revenue Sufficiency | 2021 | 60 | Net Demand (MW) | -70 | 962
3 Revenue Sufficiency | 2021 | 60 | Net Demand (MW) | -60 | 959
3 Revenue Sufficiency | 2021 | 60 | Net Demand (MW) | -50 | 1059
3 Revenue Sufficiency | 2021 | 60 | Net Demand (MW) | -40 | 1005
3 Revenue Sufficiency | 2021 | 60 | Net Demand (MW) | -30 | 1074
3 Revenue Sufficiency | 2021 | 60 | Net Demand (MW) | -20 | 1062
3 Revenue Sufficiency | 2021 | 60 | Net Demand (MW) | -10 | 1065
3 Revenue Sufficiency | 2021 | 60 | Net Demand (MW) | 0 | 1135
3 Revenue Sufficiency | 2021 | 60 | Net Demand (MW) | 10 | 1114
3 Revenue Sufficiency | 2021 | 60 | Net Demand (MW) | 20 | 1119
3 Revenue Sufficiency | 2021 | 60 | Net Demand (MW) | 30 | 1153
3 Revenue Sufficiency | 2021 | 60 | Net Demand (MW) | 40 | 1062
3 Revenue Sufficiency | 2021 | 60 | Net Demand (MW) | 50 | 1016
3 Revenue Sufficiency | 2021 | 60 | Net Demand (MW) | 60 | 1034
3 Revenue Sufficiency | 2021 | 60 | Net Demand (MW) | 70 | 973
3 Revenue Sufficiency | 2021 | 60 | Net Demand (MW) | 80 | 925
3 Revenue Sufficiency | 2021 | 60 | Net Demand (MW) | 90 | 910
3 Revenue Sufficiency | 2021 | 60 | Net Demand (MW) | 100 | 854
3 Revenue Sufficiency | 2021 | 60 | Net Demand (MW) | 110 | 811
3 Revenue Sufficiency | 2021 | 60 | Net Demand (MW) | 120 | 736
3 Revenue Sufficiency | 2021 | 60 | Net Demand (MW) | 130 | 715
3 Revenue Sufficiency | 2021 | 60 | Net Demand (MW) | 140 | 680
3 Revenue Sufficiency | 2021 | 60 | Net Demand (MW) | 150 | 648
3 Revenue Sufficiency | 2021 | 60 | Net Demand (MW) | 160 | 605
3 Revenue Sufficiency | 2021 | 60 | Net Demand (MW) | 170 | 572
3 Revenue Sufficiency | 2021 | 60 | Net Demand (MW) | 180 | 519
3 Revenue Sufficiency | 2021 | 60 | Net Demand (MW) | 190 | 540
3 Revenue Sufficiency | 2021 | 60 | Net Demand (MW) | 200 | 507
3 Revenue Sufficiency | 2021 | 60 | Net Demand (MW) | 210 | 473
3 Revenue Sufficiency | 2021 | 60 | Net Demand (MW) | 220 | 451
3 Revenue Sufficiency | 2021 | 60 | Net Demand (MW) | 230 | 418
3 Revenue Sufficiency | 2021 | 60 | Net Demand (MW) | 240 | 408
3 Revenue Sufficiency | 2021 | 60 | Net Demand (MW) | 250 | 342
3 Revenue Sufficiency | 2021 | 60 | Net Demand (MW) | 260 | 391
3 Revenue Sufficiency | 2021 | 60 | Net Demand (MW) | 270 | 386
3 Revenue Sufficiency | 2021 | 60 | Net Demand (MW) | 280 | 282
3 Revenue Sufficiency | 2021 | 60 | Net Demand (MW) | 290 | 294
3 Revenue Sufficiency | 2021 | 60 | Net Demand (MW) | 300 | 301
3 Revenue Sufficiency | 2021 | 60 | Net Demand (MW) | 310 | 288
3 Revenue Sufficiency | 2021 | 60 | Net Demand (MW) | 320 | 239
3 Revenue Sufficiency | 2021 | 60 | Net Demand (MW) | 330 | 243
3 Revenue Sufficiency | 2021 | 60 | Net Demand (MW) | 340 | 239
3 Revenue Sufficiency | 2021 | 60 | Net Demand (MW) | 350 | 197
3 Revenue Sufficiency | 2021 | 60 | Net Demand (MW) | 360 | 185
3 Revenue Sufficiency | 2021 | 60 | Net Demand (MW) | 370 | 206
3 Revenue Sufficiency | 2021 | 60 | Net Demand (MW) | 380 | 184
3 Revenue Sufficiency | 2021 | 60 | Net Demand (MW) | 390 | 178
3 Revenue Sufficiency | 2021 | 60 | Net Demand (MW) | 400 | 168
3 Revenue Sufficiency | 2021 | 60 | Net Demand (MW) | 410 | 164
3 Revenue Sufficiency | 2021 | 60 | Net Demand (MW) | 420 | 162
3 Revenue Sufficiency | 2021 | 60 | Net Demand (MW) | 430 | 141
3 Revenue Sufficiency | 2021 | 60 | Net Demand (MW) | 440 | 140
3 Revenue Sufficiency | 2021 | 60 | Net Demand (MW) | 450 | 132
3 Revenue Sufficiency | 2021 | 60 | Net Demand (MW) | 460 | 123
3 Revenue Sufficiency | 2021 | 60 | Net Demand (MW) | 470 | 112
3 Revenue Sufficiency | 2021 | 60 | Net Demand (MW) | 480 | 127
3 Revenue Sufficiency | 2021 | 60 | Net Demand (MW) | 490 | 107
3 Revenue Sufficiency | 2021 | 60 | Net Demand (MW) | 500 | 106
3 Revenue Sufficiency | 2021 | 60 | Net Demand (MW) | 510 | 97
3 Revenue Sufficiency | 2021 | 60 | Net Demand (MW) | 520 | 109
3 Revenue Sufficiency | 2021 | 60 | Net Demand (MW) | 530 | 88
3 Revenue Sufficiency | 2021 | 60 | Net Demand (MW) | 540 | 82
3 Revenue Sufficiency | 2021 | 60 | Net Demand (MW) | 550 | 72
3 Revenue Sufficiency | 2021 | 60 | Net Demand (MW) | 560 | 65
3 Revenue Sufficiency | 2021 | 60 | Net Demand (MW) | 570 | 66
3 Revenue Sufficiency | 2021 | 60 | Net Demand (MW) | 580 | 67
3 Revenue Sufficiency | 2021 | 60 | Net Demand (MW) | 590 | 53
3 Revenue Sufficiency | 2021 | 60 | Net Demand (MW) | 600 | 68
3 Revenue Sufficiency | 2021 | 60 | Net Demand (MW) | 610 | 55
3 Revenue Sufficiency | 2021 | 60 | Net Demand (MW) | 620 | 65
3 Revenue Sufficiency | 2021 | 60 | Net Demand (MW) | 630 | 56
3 Revenue Sufficiency | 2021 | 60 | Net Demand (MW) | 640 | 43
3 Revenue Sufficiency | 2021 | 60 | Net Demand (MW) | 650 | 33
3 Revenue Sufficiency | 2021 | 60 | Net Demand (MW) | 660 | 54
3 Revenue Sufficiency | 2021 | 60 | Net Demand (MW) | 670 | 49
3 Revenue Sufficiency | 2021 | 60 | Net Demand (MW) | 680 | 28
3 Revenue Sufficiency | 2021 | 60 | Net Demand (MW) | 690 | 37
3 Revenue Sufficiency | 2021 | 60 | Net Demand (MW) | 700 | 32
3 Revenue Sufficiency | 2021 | 60 | Net Demand (MW) | 710 | 31
3 Revenue Sufficiency | 2021 | 60 | Net Demand (MW) | 720 | 32
3 Revenue Sufficiency | 2021 | 60 | Net Demand (MW) | 730 | 21
3 Revenue Sufficiency | 2021 | 60 | Net Demand (MW) | 740 | 33
3 Revenue Sufficiency | 2021 | 60 | Net Demand (MW) | 750 | 30
3 Revenue Sufficiency | 2021 | 60 | Net Demand (MW) | 760 | 26
3 Revenue Sufficiency | 2021 | 60 | Net Demand (MW) | 770 | 25
3 Revenue Sufficiency | 2021 | 60 | Net Demand (MW) | 780 | 16
3 Revenue Sufficiency | 2021 | 60 | Net Demand (MW) | 790 | 13
3 Revenue Sufficiency | 2021 | 60 | Net Demand (MW) | 800 | 20
3 Revenue Sufficiency | 2021 | 60 | Net Demand (MW) | 810 | 10
3 Revenue Sufficiency | 2021 | 60 | Net Demand (MW) | 820 | 10
3 Revenue Sufficiency | 2021 | 60 | Net Demand (MW) | 830 | 13
3 Revenue Sufficiency | 2021 | 60 | Net Demand (MW) | 840 | 13
3 Revenue Sufficiency | 2021 | 60 | Net Demand (MW) | 850 | 7
3 Revenue Sufficiency | 2021 | 60 | Net Demand (MW) | 860 | 7
3 Revenue Sufficiency | 2021 | 60 | Net Demand (MW) | 870 | 6
3 Revenue Sufficiency | 2021 | 60 | Net Demand (MW) | 880 | 7
3 Revenue Sufficiency | 2021 | 60 | Net Demand (MW) | 890 | 6
3 Revenue Sufficiency | 2021 | 60 | Net Demand (MW) | 900 | 6
3 Revenue Sufficiency | 2021 | 60 | Net Demand (MW) | 910 | 9
3 Revenue Sufficiency | 2021 | 60 | Net Demand (MW) | 920 | 5
3 Revenue Sufficiency | 2021 | 60 | Net Demand (MW) | 930 | 2
3 Revenue Sufficiency | 2021 | 60 | Net Demand (MW) | 940 | 3
3 Revenue Sufficiency | 2021 | 60 | Net Demand (MW) | 950 | 4
3 Revenue Sufficiency | 2021 | 60 | Net Demand (MW) | 960 | 5
3 Revenue Sufficiency | 2021 | 60 | Net Demand (MW) | 970 | 3
3 Revenue Sufficiency | 2021 | 60 | Net Demand (MW) | 980 | 0
3 Revenue Sufficiency | 2021 | 60 | Net Demand (MW) | 990 | 0
3 Revenue Sufficiency | 2021 | 60 | Net Demand (MW) | 1000 | 4
3 Revenue Sufficiency | 2021 | 60 | Net Demand (MW) | 1010 | 0
3 Revenue Sufficiency | 2021 | 60 | Net Demand (MW) | 1020 | 2
3 Revenue Sufficiency | 2021 | 60 | Net Demand (MW) | 1030 | 0
3 Revenue Sufficiency | 2021 | 60 | Net Demand (MW) | 1040 | 0
3 Revenue Sufficiency | 2021 | 60 | Net Demand (MW) | 1050 | 3
3 Revenue Sufficiency | 2021 | 60 | Net Demand (MW) | 1060 | 2
3 Revenue Sufficiency | 2021 | 60 | Net Demand (MW) | 1070 | 2
3 Revenue Sufficiency | 2021 | 60 | Net Demand (MW) | 1080 | 1
3 Revenue Sufficiency | 2021 | 60 | Net Demand (MW) | 1090 | 2
3 Revenue Sufficiency | 2021 | 60 | Net Demand (MW) | 1100 | 0
3 Revenue Sufficiency | 2021 | 60 | Net Demand (MW) | 1110 | 0
3 Revenue Sufficiency | 2021 | 60 | Net Demand (MW) | 1120 | 0
3 Revenue Sufficiency | 2021 | 60 | Net Demand (MW) | 1130 | 2
3 Revenue Sufficiency | 2021 | 60 | Net Demand (MW) | 1140 | 1
3 Revenue Sufficiency | 2021 | 60 | Net Demand (MW) | 1150 | 0
3 Revenue Sufficiency | 2021 | 60 | Net Demand (MW) | 1160 | 0
3 Revenue Sufficiency | 2021 | 60 | Net Demand (MW) | 1170 | 0
3 Revenue Sufficiency | 2021 | 60 | Net Demand (MW) | 1180 | 1
3 Revenue Sufficiency | 2021 | 60 | Net Demand (MW) | 1190 | 0
3 Revenue Sufficiency | 2021 | 60 | Net Demand (MW) | 1200 | 0
3 Revenue Sufficiency | 2021 | 60 | Net Demand (MW) | 1210 | 1
3 Revenue Sufficiency | 2021 | 60 | Net Demand (MW) | 1220 | 1
3 Revenue Sufficiency | 2021 | 60 | Net Demand (MW) | 1230 | 1
3 Revenue Sufficiency | 2021 | 60 | Net Demand (MW) | 1240 | 0
3 Revenue Sufficiency | 2021 | 60 | Net Demand (MW) | 1250 | 2
3 Revenue Sufficiency | 2021 | 60 | Net Demand (MW) | 1260 | 1
3 Revenue Sufficiency | 2022 | 10 | Alberta Internal Load (MW) | -380 | 1
3 Revenue Sufficiency | 2022 | 10 | Alberta Internal Load (MW) | -370 | 0
3 Revenue Sufficiency | 2022 | 10 | Alberta Internal Load (MW) | -360 | 0
3 Revenue Sufficiency | 2022 | 10 | Alberta Internal Load (MW) | -350 | 0
3 Revenue Sufficiency | 2022 | 10 | Alberta Internal Load (MW) | -340 | 0
3 Revenue Sufficiency | 2022 | 10 | Alberta Internal Load (MW) | -330 | 0
3 Revenue Sufficiency | 2022 | 10 | Alberta Internal Load (MW) | -320 | 0
3 Revenue Sufficiency | 2022 | 10 | Alberta Internal Load (MW) | -310 | 0
3 Revenue Sufficiency | 2022 | 10 | Alberta Internal Load (MW) | -300 | 0
3 Revenue Sufficiency | 2022 | 10 | Alberta Internal Load (MW) | -290 | 0
3 Revenue Sufficiency | 2022 | 10 | Alberta Internal Load (MW) | -280 | 0
3 Revenue Sufficiency | 2022 | 10 | Alberta Internal Load (MW) | -270 | 0
3 Revenue Sufficiency | 2022 | 10 | Alberta Internal Load (MW) | -260 | 0
3 Revenue Sufficiency | 2022 | 10 | Alberta Internal Load (MW) | -250 | 0
3 Revenue Sufficiency | 2022 | 10 | Alberta Internal Load (MW) | -240 | 1
3 Revenue Sufficiency | 2022 | 10 | Alberta Internal Load (MW) | -230 | 2
3 Revenue Sufficiency | 2022 | 10 | Alberta Internal Load (MW) | -220 | 1
3 Revenue Sufficiency | 2022 | 10 | Alberta Internal Load (MW) | -210 | 0
3 Revenue Sufficiency | 2022 | 10 | Alberta Internal Load (MW) | -200 | 0
3 Revenue Sufficiency | 2022 | 10 | Alberta Internal Load (MW) | -190 | 0
3 Revenue Sufficiency | 2022 | 10 | Alberta Internal Load (MW) | -180 | 1
3 Revenue Sufficiency | 2022 | 10 | Alberta Internal Load (MW) | -170 | 3
3 Revenue Sufficiency | 2022 | 10 | Alberta Internal Load (MW) | -160 | 7
3 Revenue Sufficiency | 2022 | 10 | Alberta Internal Load (MW) | -150 | 11
3 Revenue Sufficiency | 2022 | 10 | Alberta Internal Load (MW) | -140 | 19
3 Revenue Sufficiency | 2022 | 10 | Alberta Internal Load (MW) | -130 | 46
3 Revenue Sufficiency | 2022 | 10 | Alberta Internal Load (MW) | -120 | 65
3 Revenue Sufficiency | 2022 | 10 | Alberta Internal Load (MW) | -110 | 126
3 Revenue Sufficiency | 2022 | 10 | Alberta Internal Load (MW) | -100 | 197
3 Revenue Sufficiency | 2022 | 10 | Alberta Internal Load (MW) | -90 | 346
3 Revenue Sufficiency | 2022 | 10 | Alberta Internal Load (MW) | -80 | 490
3 Revenue Sufficiency | 2022 | 10 | Alberta Internal Load (MW) | -70 | 739
3 Revenue Sufficiency | 2022 | 10 | Alberta Internal Load (MW) | -60 | 1183
3 Revenue Sufficiency | 2022 | 10 | Alberta Internal Load (MW) | -50 | 1984
3 Revenue Sufficiency | 2022 | 10 | Alberta Internal Load (MW) | -40 | 2807
3 Revenue Sufficiency | 2022 | 10 | Alberta Internal Load (MW) | -30 | 4009
3 Revenue Sufficiency | 2022 | 10 | Alberta Internal Load (MW) | -20 | 5264
3 Revenue Sufficiency | 2022 | 10 | Alberta Internal Load (MW) | -10 | 6544
3 Revenue Sufficiency | 2022 | 10 | Alberta Internal Load (MW) | 0 | 7048
3 Revenue Sufficiency | 2022 | 10 | Alberta Internal Load (MW) | 10 | 6107
3 Revenue Sufficiency | 2022 | 10 | Alberta Internal Load (MW) | 20 | 4643
3 Revenue Sufficiency | 2022 | 10 | Alberta Internal Load (MW) | 30 | 3248
3 Revenue Sufficiency | 2022 | 10 | Alberta Internal Load (MW) | 40 | 2231
3 Revenue Sufficiency | 2022 | 10 | Alberta Internal Load (MW) | 50 | 1537
3 Revenue Sufficiency | 2022 | 10 | Alberta Internal Load (MW) | 60 | 1113
3 Revenue Sufficiency | 2022 | 10 | Alberta Internal Load (MW) | 70 | 734
3 Revenue Sufficiency | 2022 | 10 | Alberta Internal Load (MW) | 80 | 532
3 Revenue Sufficiency | 2022 | 10 | Alberta Internal Load (MW) | 90 | 394
3 Revenue Sufficiency | 2022 | 10 | Alberta Internal Load (MW) | 100 | 301
3 Revenue Sufficiency | 2022 | 10 | Alberta Internal Load (MW) | 110 | 223
3 Revenue Sufficiency | 2022 | 10 | Alberta Internal Load (MW) | 120 | 202
3 Revenue Sufficiency | 2022 | 10 | Alberta Internal Load (MW) | 130 | 150
3 Revenue Sufficiency | 2022 | 10 | Alberta Internal Load (MW) | 140 | 106
3 Revenue Sufficiency | 2022 | 10 | Alberta Internal Load (MW) | 150 | 70
3 Revenue Sufficiency | 2022 | 10 | Alberta Internal Load (MW) | 160 | 39
3 Revenue Sufficiency | 2022 | 10 | Alberta Internal Load (MW) | 170 | 9
3 Revenue Sufficiency | 2022 | 10 | Alberta Internal Load (MW) | 180 | 12
3 Revenue Sufficiency | 2022 | 10 | Alberta Internal Load (MW) | 190 | 5
3 Revenue Sufficiency | 2022 | 10 | Alberta Internal Load (MW) | 200 | 3
3 Revenue Sufficiency | 2022 | 10 | Alberta Internal Load (MW) | 210 | 1
3 Revenue Sufficiency | 2022 | 10 | Alberta Internal Load (MW) | 220 | 1
3 Revenue Sufficiency | 2022 | 10 | Alberta Internal Load (MW) | 230 | 0
3 Revenue Sufficiency | 2022 | 10 | Alberta Internal Load (MW) | 240 | 1
3 Revenue Sufficiency | 2022 | 10 | Alberta Internal Load (MW) | 250 | 1
3 Revenue Sufficiency | 2022 | 10 | Alberta Internal Load (MW) | 260 | 0
3 Revenue Sufficiency | 2022 | 10 | Alberta Internal Load (MW) | 270 | 0
3 Revenue Sufficiency | 2022 | 10 | Alberta Internal Load (MW) | 280 | 0
3 Revenue Sufficiency | 2022 | 10 | Alberta Internal Load (MW) | 290 | 1
3 Revenue Sufficiency | 2022 | 10 | Alberta Internal Load (MW) | 300 | 1
3 Revenue Sufficiency | 2022 | 60 | Alberta Internal Load (MW) | -650 | 2
3 Revenue Sufficiency | 2022 | 60 | Alberta Internal Load (MW) | -640 | 1
3 Revenue Sufficiency | 2022 | 60 | Alberta Internal Load (MW) | -630 | 1
3 Revenue Sufficiency | 2022 | 60 | Alberta Internal Load (MW) | -620 | 1
3 Revenue Sufficiency | 2022 | 60 | Alberta Internal Load (MW) | -610 | 5
3 Revenue Sufficiency | 2022 | 60 | Alberta Internal Load (MW) | -600 | 6
3 Revenue Sufficiency | 2022 | 60 | Alberta Internal Load (MW) | -590 | 8
3 Revenue Sufficiency | 2022 | 60 | Alberta Internal Load (MW) | -580 | 7
3 Revenue Sufficiency | 2022 | 60 | Alberta Internal Load (MW) | -570 | 16
3 Revenue Sufficiency | 2022 | 60 | Alberta Internal Load (MW) | -560 | 18
3 Revenue Sufficiency | 2022 | 60 | Alberta Internal Load (MW) | -550 | 16
3 Revenue Sufficiency | 2022 | 60 | Alberta Internal Load (MW) | -540 | 39
3 Revenue Sufficiency | 2022 | 60 | Alberta Internal Load (MW) | -530 | 49
3 Revenue Sufficiency | 2022 | 60 | Alberta Internal Load (MW) | -520 | 38
3 Revenue Sufficiency | 2022 | 60 | Alberta Internal Load (MW) | -510 | 54
3 Revenue Sufficiency | 2022 | 60 | Alberta Internal Load (MW) | -500 | 74
3 Revenue Sufficiency | 2022 | 60 | Alberta Internal Load (MW) | -490 | 85
3 Revenue Sufficiency | 2022 | 60 | Alberta Internal Load (MW) | -480 | 74
3 Revenue Sufficiency | 2022 | 60 | Alberta Internal Load (MW) | -470 | 75
3 Revenue Sufficiency | 2022 | 60 | Alberta Internal Load (MW) | -460 | 82
3 Revenue Sufficiency | 2022 | 60 | Alberta Internal Load (MW) | -450 | 76
3 Revenue Sufficiency | 2022 | 60 | Alberta Internal Load (MW) | -440 | 103
3 Revenue Sufficiency | 2022 | 60 | Alberta Internal Load (MW) | -430 | 95
3 Revenue Sufficiency | 2022 | 60 | Alberta Internal Load (MW) | -420 | 98
3 Revenue Sufficiency | 2022 | 60 | Alberta Internal Load (MW) | -410 | 87
3 Revenue Sufficiency | 2022 | 60 | Alberta Internal Load (MW) | -400 | 106
3 Revenue Sufficiency | 2022 | 60 | Alberta Internal Load (MW) | -390 | 133
3 Revenue Sufficiency | 2022 | 60 | Alberta Internal Load (MW) | -380 | 98
3 Revenue Sufficiency | 2022 | 60 | Alberta Internal Load (MW) | -370 | 120
3 Revenue Sufficiency | 2022 | 60 | Alberta Internal Load (MW) | -360 | 129
3 Revenue Sufficiency | 2022 | 60 | Alberta Internal Load (MW) | -350 | 146
3 Revenue Sufficiency | 2022 | 60 | Alberta Internal Load (MW) | -340 | 172
3 Revenue Sufficiency | 2022 | 60 | Alberta Internal Load (MW) | -330 | 195
3 Revenue Sufficiency | 2022 | 60 | Alberta Internal Load (MW) | -320 | 209
3 Revenue Sufficiency | 2022 | 60 | Alberta Internal Load (MW) | -310 | 249
3 Revenue Sufficiency | 2022 | 60 | Alberta Internal Load (MW) | -300 | 291
3 Revenue Sufficiency | 2022 | 60 | Alberta Internal Load (MW) | -290 | 300
3 Revenue Sufficiency | 2022 | 60 | Alberta Internal Load (MW) | -280 | 334
3 Revenue Sufficiency | 2022 | 60 | Alberta Internal Load (MW) | -270 | 329
3 Revenue Sufficiency | 2022 | 60 | Alberta Internal Load (MW) | -260 | 330
3 Revenue Sufficiency | 2022 | 60 | Alberta Internal Load (MW) | -250 | 381
3 Revenue Sufficiency | 2022 | 60 | Alberta Internal Load (MW) | -240 | 432
3 Revenue Sufficiency | 2022 | 60 | Alberta Internal Load (MW) | -230 | 409
3 Revenue Sufficiency | 2022 | 60 | Alberta Internal Load (MW) | -220 | 445
3 Revenue Sufficiency | 2022 | 60 | Alberta Internal Load (MW) | -210 | 473
3 Revenue Sufficiency | 2022 | 60 | Alberta Internal Load (MW) | -200 | 520
3 Revenue Sufficiency | 2022 | 60 | Alberta Internal Load (MW) | -190 | 557
3 Revenue Sufficiency | 2022 | 60 | Alberta Internal Load (MW) | -180 | 627
3 Revenue Sufficiency | 2022 | 60 | Alberta Internal Load (MW) | -170 | 594
3 Revenue Sufficiency | 2022 | 60 | Alberta Internal Load (MW) | -160 | 668
3 Revenue Sufficiency | 2022 | 60 | Alberta Internal Load (MW) | -150 | 681
3 Revenue Sufficiency | 2022 | 60 | Alberta Internal Load (MW) | -140 | 742
3 Revenue Sufficiency | 2022 | 60 | Alberta Internal Load (MW) | -130 | 788
3 Revenue Sufficiency | 2022 | 60 | Alberta Internal Load (MW) | -120 | 801
3 Revenue Sufficiency | 2022 | 60 | Alberta Internal Load (MW) | -110 | 874
3 Revenue Sufficiency | 2022 | 60 | Alberta Internal Load (MW) | -100 | 970
3 Revenue Sufficiency | 2022 | 60 | Alberta Internal Load (MW) | -90 | 1058
3 Revenue Sufficiency | 2022 | 60 | Alberta Internal Load (MW) | -80 | 1106
3 Revenue Sufficiency | 2022 | 60 | Alberta Internal Load (MW) | -70 | 1291
3 Revenue Sufficiency | 2022 | 60 | Alberta Internal Load (MW) | -60 | 1347
3 Revenue Sufficiency | 2022 | 60 | Alberta Internal Load (MW) | -50 | 1479
3 Revenue Sufficiency | 2022 | 60 | Alberta Internal Load (MW) | -40 | 1530
3 Revenue Sufficiency | 2022 | 60 | Alberta Internal Load (MW) | -30 | 1594
3 Revenue Sufficiency | 2022 | 60 | Alberta Internal Load (MW) | -20 | 1729
3 Revenue Sufficiency | 2022 | 60 | Alberta Internal Load (MW) | -10 | 1732
3 Revenue Sufficiency | 2022 | 60 | Alberta Internal Load (MW) | 0 | 1626
3 Revenue Sufficiency | 2022 | 60 | Alberta Internal Load (MW) | 10 | 1670
3 Revenue Sufficiency | 2022 | 60 | Alberta Internal Load (MW) | 20 | 1525
3 Revenue Sufficiency | 2022 | 60 | Alberta Internal Load (MW) | 30 | 1482
3 Revenue Sufficiency | 2022 | 60 | Alberta Internal Load (MW) | 40 | 1378
3 Revenue Sufficiency | 2022 | 60 | Alberta Internal Load (MW) | 50 | 1237
3 Revenue Sufficiency | 2022 | 60 | Alberta Internal Load (MW) | 60 | 1100
3 Revenue Sufficiency | 2022 | 60 | Alberta Internal Load (MW) | 70 | 1012
3 Revenue Sufficiency | 2022 | 60 | Alberta Internal Load (MW) | 80 | 921
3 Revenue Sufficiency | 2022 | 60 | Alberta Internal Load (MW) | 90 | 827
3 Revenue Sufficiency | 2022 | 60 | Alberta Internal Load (MW) | 100 | 809
3 Revenue Sufficiency | 2022 | 60 | Alberta Internal Load (MW) | 110 | 699
3 Revenue Sufficiency | 2022 | 60 | Alberta Internal Load (MW) | 120 | 671
3 Revenue Sufficiency | 2022 | 60 | Alberta Internal Load (MW) | 130 | 617
3 Revenue Sufficiency | 2022 | 60 | Alberta Internal Load (MW) | 140 | 593
3 Revenue Sufficiency | 2022 | 60 | Alberta Internal Load (MW) | 150 | 494
3 Revenue Sufficiency | 2022 | 60 | Alberta Internal Load (MW) | 160 | 507
3 Revenue Sufficiency | 2022 | 60 | Alberta Internal Load (MW) | 170 | 499
3 Revenue Sufficiency | 2022 | 60 | Alberta Internal Load (MW) | 180 | 475
3 Revenue Sufficiency | 2022 | 60 | Alberta Internal Load (MW) | 190 | 439
3 Revenue Sufficiency | 2022 | 60 | Alberta Internal Load (MW) | 200 | 426
3 Revenue Sufficiency | 2022 | 60 | Alberta Internal Load (MW) | 210 | 348
3 Revenue Sufficiency | 2022 | 60 | Alberta Internal Load (MW) | 220 | 355
3 Revenue Sufficiency | 2022 | 60 | Alberta Internal Load (MW) | 230 | 339
3 Revenue Sufficiency | 2022 | 60 | Alberta Internal Load (MW) | 240 | 312
3 Revenue Sufficiency | 2022 | 60 | Alberta Internal Load (MW) | 250 | 283
3 Revenue Sufficiency | 2022 | 60 | Alberta Internal Load (MW) | 260 | 302
3 Revenue Sufficiency | 2022 | 60 | Alberta Internal Load (MW) | 270 | 282
3 Revenue Sufficiency | 2022 | 60 | Alberta Internal Load (MW) | 280 | 275
3 Revenue Sufficiency | 2022 | 60 | Alberta Internal Load (MW) | 290 | 237
3 Revenue Sufficiency | 2022 | 60 | Alberta Internal Load (MW) | 300 | 229
3 Revenue Sufficiency | 2022 | 60 | Alberta Internal Load (MW) | 310 | 210
3 Revenue Sufficiency | 2022 | 60 | Alberta Internal Load (MW) | 320 | 210
3 Revenue Sufficiency | 2022 | 60 | Alberta Internal Load (MW) | 330 | 178
3 Revenue Sufficiency | 2022 | 60 | Alberta Internal Load (MW) | 340 | 157
3 Revenue Sufficiency | 2022 | 60 | Alberta Internal Load (MW) | 350 | 179
3 Revenue Sufficiency | 2022 | 60 | Alberta Internal Load (MW) | 360 | 159
3 Revenue Sufficiency | 2022 | 60 | Alberta Internal Load (MW) | 370 | 191
3 Revenue Sufficiency | 2022 | 60 | Alberta Internal Load (MW) | 380 | 130
3 Revenue Sufficiency | 2022 | 60 | Alberta Internal Load (MW) | 390 | 134
3 Revenue Sufficiency | 2022 | 60 | Alberta Internal Load (MW) | 400 | 133
3 Revenue Sufficiency | 2022 | 60 | Alberta Internal Load (MW) | 410 | 104
3 Revenue Sufficiency | 2022 | 60 | Alberta Internal Load (MW) | 420 | 116
3 Revenue Sufficiency | 2022 | 60 | Alberta Internal Load (MW) | 430 | 92
3 Revenue Sufficiency | 2022 | 60 | Alberta Internal Load (MW) | 440 | 91
3 Revenue Sufficiency | 2022 | 60 | Alberta Internal Load (MW) | 450 | 96
3 Revenue Sufficiency | 2022 | 60 | Alberta Internal Load (MW) | 460 | 72
3 Revenue Sufficiency | 2022 | 60 | Alberta Internal Load (MW) | 470 | 64
3 Revenue Sufficiency | 2022 | 60 | Alberta Internal Load (MW) | 480 | 82
3 Revenue Sufficiency | 2022 | 60 | Alberta Internal Load (MW) | 490 | 54
3 Revenue Sufficiency | 2022 | 60 | Alberta Internal Load (MW) | 500 | 51
3 Revenue Sufficiency | 2022 | 60 | Alberta Internal Load (MW) | 510 | 44
3 Revenue Sufficiency | 2022 | 60 | Alberta Internal Load (MW) | 520 | 41
3 Revenue Sufficiency | 2022 | 60 | Alberta Internal Load (MW) | 530 | 56
3 Revenue Sufficiency | 2022 | 60 | Alberta Internal Load (MW) | 540 | 55
3 Revenue Sufficiency | 2022 | 60 | Alberta Internal Load (MW) | 550 | 41
3 Revenue Sufficiency | 2022 | 60 | Alberta Internal Load (MW) | 560 | 32
3 Revenue Sufficiency | 2022 | 60 | Alberta Internal Load (MW) | 570 | 48
3 Revenue Sufficiency | 2022 | 60 | Alberta Internal Load (MW) | 580 | 44
3 Revenue Sufficiency | 2022 | 60 | Alberta Internal Load (MW) | 590 | 42
3 Revenue Sufficiency | 2022 | 60 | Alberta Internal Load (MW) | 600 | 30
3 Revenue Sufficiency | 2022 | 60 | Alberta Internal Load (MW) | 610 | 43
3 Revenue Sufficiency | 2022 | 60 | Alberta Internal Load (MW) | 620 | 52
3 Revenue Sufficiency | 2022 | 60 | Alberta Internal Load (MW) | 630 | 51
3 Revenue Sufficiency | 2022 | 60 | Alberta Internal Load (MW) | 640 | 48
3 Revenue Sufficiency | 2022 | 60 | Alberta Internal Load (MW) | 650 | 32
3 Revenue Sufficiency | 2022 | 60 | Alberta Internal Load (MW) | 660 | 34
3 Revenue Sufficiency | 2022 | 60 | Alberta Internal Load (MW) | 670 | 34
3 Revenue Sufficiency | 2022 | 60 | Alberta Internal Load (MW) | 680 | 39
3 Revenue Sufficiency | 2022 | 60 | Alberta Internal Load (MW) | 690 | 37
3 Revenue Sufficiency | 2022 | 60 | Alberta Internal Load (MW) | 700 | 33
3 Revenue Sufficiency | 2022 | 60 | Alberta Internal Load (MW) | 710 | 37
3 Revenue Sufficiency | 2022 | 60 | Alberta Internal Load (MW) | 720 | 21
3 Revenue Sufficiency | 2022 | 60 | Alberta Internal Load (MW) | 730 | 25
3 Revenue Sufficiency | 2022 | 60 | Alberta Internal Load (MW) | 740 | 21
3 Revenue Sufficiency | 2022 | 60 | Alberta Internal Load (MW) | 750 | 14
3 Revenue Sufficiency | 2022 | 60 | Alberta Internal Load (MW) | 760 | 13
3 Revenue Sufficiency | 2022 | 60 | Alberta Internal Load (MW) | 770 | 13
3 Revenue Sufficiency | 2022 | 60 | Alberta Internal Load (MW) | 780 | 6
3 Revenue Sufficiency | 2022 | 60 | Alberta Internal Load (MW) | 790 | 9
3 Revenue Sufficiency | 2022 | 60 | Alberta Internal Load (MW) | 800 | 4
3 Revenue Sufficiency | 2022 | 60 | Alberta Internal Load (MW) | 810 | 1
3 Revenue Sufficiency | 2022 | 60 | Alberta Internal Load (MW) | 820 | 3
3 Revenue Sufficiency | 2022 | 10 | Variable Generation (MW) | -270 | 1
3 Revenue Sufficiency | 2022 | 10 | Variable Generation (MW) | -260 | 0
3 Revenue Sufficiency | 2022 | 10 | Variable Generation (MW) | -250 | 0
3 Revenue Sufficiency | 2022 | 10 | Variable Generation (MW) | -240 | 2
3 Revenue Sufficiency | 2022 | 10 | Variable Generation (MW) | -230 | 0
3 Revenue Sufficiency | 2022 | 10 | Variable Generation (MW) | -220 | 1
3 Revenue Sufficiency | 2022 | 10 | Variable Generation (MW) | -210 | 1
3 Revenue Sufficiency | 2022 | 10 | Variable Generation (MW) | -200 | 3
3 Revenue Sufficiency | 2022 | 10 | Variable Generation (MW) | -190 | 3
3 Revenue Sufficiency | 2022 | 10 | Variable Generation (MW) | -180 | 2
3 Revenue Sufficiency | 2022 | 10 | Variable Generation (MW) | -170 | 7
3 Revenue Sufficiency | 2022 | 10 | Variable Generation (MW) | -160 | 8
3 Revenue Sufficiency | 2022 | 10 | Variable Generation (MW) | -150 | 4
3 Revenue Sufficiency | 2022 | 10 | Variable Generation (MW) | -140 | 26
3 Revenue Sufficiency | 2022 | 10 | Variable Generation (MW) | -130 | 35
3 Revenue Sufficiency | 2022 | 10 | Variable Generation (MW) | -120 | 49
3 Revenue Sufficiency | 2022 | 10 | Variable Generation (MW) | -110 | 62
3 Revenue Sufficiency | 2022 | 10 | Variable Generation (MW) | -100 | 110
3 Revenue Sufficiency | 2022 | 10 | Variable Generation (MW) | -90 | 161
3 Revenue Sufficiency | 2022 | 10 | Variable Generation (MW) | -80 | 287
3 Revenue Sufficiency | 2022 | 10 | Variable Generation (MW) | -70 | 458
3 Revenue Sufficiency | 2022 | 10 | Variable Generation (MW) | -60 | 696
3 Revenue Sufficiency | 2022 | 10 | Variable Generation (MW) | -50 | 1124
3 Revenue Sufficiency | 2022 | 10 | Variable Generation (MW) | -40 | 1765
3 Revenue Sufficiency | 2022 | 10 | Variable Generation (MW) | -30 | 3051
3 Revenue Sufficiency | 2022 | 10 | Variable Generation (MW) | -20 | 4883
3 Revenue Sufficiency | 2022 | 10 | Variable Generation (MW) | -10 | 8317
3 Revenue Sufficiency | 2022 | 10 | Variable Generation (MW) | 0 | 11256
3 Revenue Sufficiency | 2022 | 10 | Variable Generation (MW) | 10 | 7626
3 Revenue Sufficiency | 2022 | 10 | Variable Generation (MW) | 20 | 4786
3 Revenue Sufficiency | 2022 | 10 | Variable Generation (MW) | 30 | 2901
3 Revenue Sufficiency | 2022 | 10 | Variable Generation (MW) | 40 | 1751
3 Revenue Sufficiency | 2022 | 10 | Variable Generation (MW) | 50 | 1160
3 Revenue Sufficiency | 2022 | 10 | Variable Generation (MW) | 60 | 718
3 Revenue Sufficiency | 2022 | 10 | Variable Generation (MW) | 70 | 458
3 Revenue Sufficiency | 2022 | 10 | Variable Generation (MW) | 80 | 281
3 Revenue Sufficiency | 2022 | 10 | Variable Generation (MW) | 90 | 193
3 Revenue Sufficiency | 2022 | 10 | Variable Generation (MW) | 100 | 110
3 Revenue Sufficiency | 2022 | 10 | Variable Generation (MW) | 110 | 82
3 Revenue Sufficiency | 2022 | 10 | Variable Generation (MW) | 120 | 45
3 Revenue Sufficiency | 2022 | 10 | Variable Generation (MW) | 130 | 50
3 Revenue Sufficiency | 2022 | 10 | Variable Generation (MW) | 140 | 24
3 Revenue Sufficiency | 2022 | 10 | Variable Generation (MW) | 150 | 13
3 Revenue Sufficiency | 2022 | 10 | Variable Generation (MW) | 160 | 11
3 Revenue Sufficiency | 2022 | 10 | Variable Generation (MW) | 170 | 11
3 Revenue Sufficiency | 2022 | 10 | Variable Generation (MW) | 180 | 8
3 Revenue Sufficiency | 2022 | 10 | Variable Generation (MW) | 190 | 3
3 Revenue Sufficiency | 2022 | 10 | Variable Generation (MW) | 200 | 4
3 Revenue Sufficiency | 2022 | 10 | Variable Generation (MW) | 210 | 2
3 Revenue Sufficiency | 2022 | 10 | Variable Generation (MW) | 220 | 4
3 Revenue Sufficiency | 2022 | 10 | Variable Generation (MW) | 230 | 2
3 Revenue Sufficiency | 2022 | 10 | Variable Generation (MW) | 240 | 1
3 Revenue Sufficiency | 2022 | 10 | Variable Generation (MW) | 250 | 0
3 Revenue Sufficiency | 2022 | 10 | Variable Generation (MW) | 260 | 0
3 Revenue Sufficiency | 2022 | 10 | Variable Generation (MW) | 270 | 1
3 Revenue Sufficiency | 2022 | 10 | Variable Generation (MW) | 280 | 0
3 Revenue Sufficiency | 2022 | 10 | Variable Generation (MW) | 290 | 1
3 Revenue Sufficiency | 2022 | 10 | Variable Generation (MW) | 300 | 0
3 Revenue Sufficiency | 2022 | 10 | Variable Generation (MW) | 310 | 0
3 Revenue Sufficiency | 2022 | 10 | Variable Generation (MW) | 320 | 1
3 Revenue Sufficiency | 2022 | 60 | Variable Generation (MW) | -980 | 1
3 Revenue Sufficiency | 2022 | 60 | Variable Generation (MW) | -970 | 1
3 Revenue Sufficiency | 2022 | 60 | Variable Generation (MW) | -960 | 0
3 Revenue Sufficiency | 2022 | 60 | Variable Generation (MW) | -950 | 0
3 Revenue Sufficiency | 2022 | 60 | Variable Generation (MW) | -940 | 1
3 Revenue Sufficiency | 2022 | 60 | Variable Generation (MW) | -930 | 0
3 Revenue Sufficiency | 2022 | 60 | Variable Generation (MW) | -920 | 1
3 Revenue Sufficiency | 2022 | 60 | Variable Generation (MW) | -910 | 1
3 Revenue Sufficiency | 2022 | 60 | Variable Generation (MW) | -900 | 1
3 Revenue Sufficiency | 2022 | 60 | Variable Generation (MW) | -890 | 0
3 Revenue Sufficiency | 2022 | 60 | Variable Generation (MW) | -880 | 0
3 Revenue Sufficiency | 2022 | 60 | Variable Generation (MW) | -870 | 0
3 Revenue Sufficiency | 2022 | 60 | Variable Generation (MW) | -860 | 0
3 Revenue Sufficiency | 2022 | 60 | Variable Generation (MW) | -850 | 0
3 Revenue Sufficiency | 2022 | 60 | Variable Generation (MW) | -840 | 0
3 Revenue Sufficiency | 2022 | 60 | Variable Generation (MW) | -830 | 1
3 Revenue Sufficiency | 2022 | 60 | Variable Generation (MW) | -820 | 1
3 Revenue Sufficiency | 2022 | 60 | Variable Generation (MW) | -810 | 1
3 Revenue Sufficiency | 2022 | 60 | Variable Generation (MW) | -800 | 0
3 Revenue Sufficiency | 2022 | 60 | Variable Generation (MW) | -790 | 0
3 Revenue Sufficiency | 2022 | 60 | Variable Generation (MW) | -780 | 3
3 Revenue Sufficiency | 2022 | 60 | Variable Generation (MW) | -770 | 0
3 Revenue Sufficiency | 2022 | 60 | Variable Generation (MW) | -760 | 0
3 Revenue Sufficiency | 2022 | 60 | Variable Generation (MW) | -750 | 0
3 Revenue Sufficiency | 2022 | 60 | Variable Generation (MW) | -740 | 0
3 Revenue Sufficiency | 2022 | 60 | Variable Generation (MW) | -730 | 0
3 Revenue Sufficiency | 2022 | 60 | Variable Generation (MW) | -720 | 3
3 Revenue Sufficiency | 2022 | 60 | Variable Generation (MW) | -710 | 0
3 Revenue Sufficiency | 2022 | 60 | Variable Generation (MW) | -700 | 2
3 Revenue Sufficiency | 2022 | 60 | Variable Generation (MW) | -690 | 3
3 Revenue Sufficiency | 2022 | 60 | Variable Generation (MW) | -680 | 1
3 Revenue Sufficiency | 2022 | 60 | Variable Generation (MW) | -670 | 3
3 Revenue Sufficiency | 2022 | 60 | Variable Generation (MW) | -660 | 4
3 Revenue Sufficiency | 2022 | 60 | Variable Generation (MW) | -650 | 3
3 Revenue Sufficiency | 2022 | 60 | Variable Generation (MW) | -640 | 6
3 Revenue Sufficiency | 2022 | 60 | Variable Generation (MW) | -630 | 4
3 Revenue Sufficiency | 2022 | 60 | Variable Generation (MW) | -620 | 4
3 Revenue Sufficiency | 2022 | 60 | Variable Generation (MW) | -610 | 7
3 Revenue Sufficiency | 2022 | 60 | Variable Generation (MW) | -600 | 3
3 Revenue Sufficiency | 2022 | 60 | Variable Generation (MW) | -590 | 4
3 Revenue Sufficiency | 2022 | 60 | Variable Generation (MW) | -580 | 8
3 Revenue Sufficiency | 2022 | 60 | Variable Generation (MW) | -570 | 4
3 Revenue Sufficiency | 2022 | 60 | Variable Generation (MW) | -560 | 5
3 Revenue Sufficiency | 2022 | 60 | Variable Generation (MW) | -550 | 7
3 Revenue Sufficiency | 2022 | 60 | Variable Generation (MW) | -540 | 10
3 Revenue Sufficiency | 2022 | 60 | Variable Generation (MW) | -530 | 10
3 Revenue Sufficiency | 2022 | 60 | Variable Generation (MW) | -520 | 16
3 Revenue Sufficiency | 2022 | 60 | Variable Generation (MW) | -510 | 13
3 Revenue Sufficiency | 2022 | 60 | Variable Generation (MW) | -500 | 19
3 Revenue Sufficiency | 2022 | 60 | Variable Generation (MW) | -490 | 27
3 Revenue Sufficiency | 2022 | 60 | Variable Generation (MW) | -480 | 23
3 Revenue Sufficiency | 2022 | 60 | Variable Generation (MW) | -470 | 22
3 Revenue Sufficiency | 2022 | 60 | Variable Generation (MW) | -460 | 34
3 Revenue Sufficiency | 2022 | 60 | Variable Generation (MW) | -450 | 26
3 Revenue Sufficiency | 2022 | 60 | Variable Generation (MW) | -440 | 26
3 Revenue Sufficiency | 2022 | 60 | Variable Generation (MW) | -430 | 27
3 Revenue Sufficiency | 2022 | 60 | Variable Generation (MW) | -420 | 38
3 Revenue Sufficiency | 2022 | 60 | Variable Generation (MW) | -410 | 48
3 Revenue Sufficiency | 2022 | 60 | Variable Generation (MW) | -400 | 51
3 Revenue Sufficiency | 2022 | 60 | Variable Generation (MW) | -390 | 59
3 Revenue Sufficiency | 2022 | 60 | Variable Generation (MW) | -380 | 56
3 Revenue Sufficiency | 2022 | 60 | Variable Generation (MW) | -370 | 70
3 Revenue Sufficiency | 2022 | 60 | Variable Generation (MW) | -360 | 80
3 Revenue Sufficiency | 2022 | 60 | Variable Generation (MW) | -350 | 78
3 Revenue Sufficiency | 2022 | 60 | Variable Generation (MW) | -340 | 79
3 Revenue Sufficiency | 2022 | 60 | Variable Generation (MW) | -330 | 111
3 Revenue Sufficiency | 2022 | 60 | Variable Generation (MW) | -320 | 92
3 Revenue Sufficiency | 2022 | 60 | Variable Generation (MW) | -310 | 126
3 Revenue Sufficiency | 2022 | 60 | Variable Generation (MW) | -300 | 133
3 Revenue Sufficiency | 2022 | 60 | Variable Generation (MW) | -290 | 124
3 Revenue Sufficiency | 2022 | 60 | Variable Generation (MW) | -280 | 159
3 Revenue Sufficiency | 2022 | 60 | Variable Generation (MW) | -270 | 174
3 Revenue Sufficiency | 2022 | 60 | Variable Generation (MW) | -260 | 182
3 Revenue Sufficiency | 2022 | 60 | Variable Generation (MW) | -250 | 230
3 Revenue Sufficiency | 2022 | 60 | Variable Generation (MW) | -240 | 254
3 Revenue Sufficiency | 2022 | 60 | Variable Generation (MW) | -230 | 252
3 Revenue Sufficiency | 2022 | 60 | Variable Generation (MW) | -220 | 303
3 Revenue Sufficiency | 2022 | 60 | Variable Generation (MW) | -210 | 338
3 Revenue Sufficiency | 2022 | 60 | Variable Generation (MW) | -200 | 324
3 Revenue Sufficiency | 2022 | 60 | Variable Generation (MW) | -190 | 376
3 Revenue Sufficiency | 2022 | 60 | Variable Generation (MW) | -180 | 451
3 Revenue Sufficiency | 2022 | 60 | Variable Generation (MW) | -170 | 447
3 Revenue Sufficiency | 2022 | 60 | Variable Generation (MW) | -160 | 547
3 Revenue Sufficiency | 2022 | 60 | Variable Generation (MW) | -150 | 554
3 Revenue Sufficiency | 2022 | 60 | Variable Generation (MW) | -140 | 608
3 Revenue Sufficiency | 2022 | 60 | Variable Generation (MW) | -130 | 704
3 Revenue Sufficiency | 2022 | 60 | Variable Generation (MW) | -120 | 838
3 Revenue Sufficiency | 2022 | 60 | Variable Generation (MW) | -110 | 877
3 Revenue Sufficiency | 2022 | 60 | Variable Generation (MW) | -100 | 1007
3 Revenue Sufficiency | 2022 | 60 | Variable Generation (MW) | -90 | 1090
3 Revenue Sufficiency | 2022 | 60 | Variable Generation (MW) | -80 | 1156
3 Revenue Sufficiency | 2022 | 60 | Variable Generation (MW) | -70 | 1325
3 Revenue Sufficiency | 2022 | 60 | Variable Generation (MW) | -60 | 1570
3 Revenue Sufficiency | 2022 | 60 | Variable Generation (MW) | -50 | 1820
3 Revenue Sufficiency | 2022 | 60 | Variable Generation (MW) | -40 | 1880
3 Revenue Sufficiency | 2022 | 60 | Variable Generation (MW) | -30 | 1975
3 Revenue Sufficiency | 2022 | 60 | Variable Generation (MW) | -20 | 2195
3 Revenue Sufficiency | 2022 | 60 | Variable Generation (MW) | -10 | 2410
3 Revenue Sufficiency | 2022 | 60 | Variable Generation (MW) | 0 | 2508
3 Revenue Sufficiency | 2022 | 60 | Variable Generation (MW) | 10 | 2308
3 Revenue Sufficiency | 2022 | 60 | Variable Generation (MW) | 20 | 2080
3 Revenue Sufficiency | 2022 | 60 | Variable Generation (MW) | 30 | 1975
3 Revenue Sufficiency | 2022 | 60 | Variable Generation (MW) | 40 | 1679
3 Revenue Sufficiency | 2022 | 60 | Variable Generation (MW) | 50 | 1561
3 Revenue Sufficiency | 2022 | 60 | Variable Generation (MW) | 60 | 1384
3 Revenue Sufficiency | 2022 | 60 | Variable Generation (MW) | 70 | 1225
3 Revenue Sufficiency | 2022 | 60 | Variable Generation (MW) | 80 | 1135
3 Revenue Sufficiency | 2022 | 60 | Variable Generation (MW) | 90 | 1020
3 Revenue Sufficiency | 2022 | 60 | Variable Generation (MW) | 100 | 958
3 Revenue Sufficiency | 2022 | 60 | Variable Generation (MW) | 110 | 877
3 Revenue Sufficiency | 2022 | 60 | Variable Generation (MW) | 120 | 773
3 Revenue Sufficiency | 2022 | 60 | Variable Generation (MW) | 130 | 684
3 Revenue Sufficiency | 2022 | 60 | Variable Generation (MW) | 140 | 651
3 Revenue Sufficiency | 2022 | 60 | Variable Generation (MW) | 150 | 594
3 Revenue Sufficiency | 2022 | 60 | Variable Generation (MW) | 160 | 553
3 Revenue Sufficiency | 2022 | 60 | Variable Generation (MW) | 170 | 482
3 Revenue Sufficiency | 2022 | 60 | Variable Generation (MW) | 180 | 446
3 Revenue Sufficiency | 2022 | 60 | Variable Generation (MW) | 190 | 392
3 Revenue Sufficiency | 2022 | 60 | Variable Generation (MW) | 200 | 349
3 Revenue Sufficiency | 2022 | 60 | Variable Generation (MW) | 210 | 297
3 Revenue Sufficiency | 2022 | 60 | Variable Generation (MW) | 220 | 290
3 Revenue Sufficiency | 2022 | 60 | Variable Generation (MW) | 230 | 285
3 Revenue Sufficiency | 2022 | 60 | Variable Generation (MW) | 240 | 222
3 Revenue Sufficiency | 2022 | 60 | Variable Generation (MW) | 250 | 212
3 Revenue Sufficiency | 2022 | 60 | Variable Generation (MW) | 260 | 205
3 Revenue Sufficiency | 2022 | 60 | Variable Generation (MW) | 270 | 180
3 Revenue Sufficiency | 2022 | 60 | Variable Generation (MW) | 280 | 155
3 Revenue Sufficiency | 2022 | 60 | Variable Generation (MW) | 290 | 117
3 Revenue Sufficiency | 2022 | 60 | Variable Generation (MW) | 300 | 131
3 Revenue Sufficiency | 2022 | 60 | Variable Generation (MW) | 310 | 111
3 Revenue Sufficiency | 2022 | 60 | Variable Generation (MW) | 320 | 121
3 Revenue Sufficiency | 2022 | 60 | Variable Generation (MW) | 330 | 91
3 Revenue Sufficiency | 2022 | 60 | Variable Generation (MW) | 340 | 77
3 Revenue Sufficiency | 2022 | 60 | Variable Generation (MW) | 350 | 72
3 Revenue Sufficiency | 2022 | 60 | Variable Generation (MW) | 360 | 59
3 Revenue Sufficiency | 2022 | 60 | Variable Generation (MW) | 370 | 76
3 Revenue Sufficiency | 2022 | 60 | Variable Generation (MW) | 380 | 57
3 Revenue Sufficiency | 2022 | 60 | Variable Generation (MW) | 390 | 56
3 Revenue Sufficiency | 2022 | 60 | Variable Generation (MW) | 400 | 47
3 Revenue Sufficiency | 2022 | 60 | Variable Generation (MW) | 410 | 33
3 Revenue Sufficiency | 2022 | 60 | Variable Generation (MW) | 420 | 37
3 Revenue Sufficiency | 2022 | 60 | Variable Generation (MW) | 430 | 40
3 Revenue Sufficiency | 2022 | 60 | Variable Generation (MW) | 440 | 36
3 Revenue Sufficiency | 2022 | 60 | Variable Generation (MW) | 450 | 34
3 Revenue Sufficiency | 2022 | 60 | Variable Generation (MW) | 460 | 32
3 Revenue Sufficiency | 2022 | 60 | Variable Generation (MW) | 470 | 33
3 Revenue Sufficiency | 2022 | 60 | Variable Generation (MW) | 480 | 30
3 Revenue Sufficiency | 2022 | 60 | Variable Generation (MW) | 490 | 26
3 Revenue Sufficiency | 2022 | 60 | Variable Generation (MW) | 500 | 17
3 Revenue Sufficiency | 2022 | 60 | Variable Generation (MW) | 510 | 14
3 Revenue Sufficiency | 2022 | 60 | Variable Generation (MW) | 520 | 17
3 Revenue Sufficiency | 2022 | 60 | Variable Generation (MW) | 530 | 14
3 Revenue Sufficiency | 2022 | 60 | Variable Generation (MW) | 540 | 18
3 Revenue Sufficiency | 2022 | 60 | Variable Generation (MW) | 550 | 14
3 Revenue Sufficiency | 2022 | 60 | Variable Generation (MW) | 560 | 6
3 Revenue Sufficiency | 2022 | 60 | Variable Generation (MW) | 570 | 12
3 Revenue Sufficiency | 2022 | 60 | Variable Generation (MW) | 580 | 12
3 Revenue Sufficiency | 2022 | 60 | Variable Generation (MW) | 590 | 8
3 Revenue Sufficiency | 2022 | 60 | Variable Generation (MW) | 600 | 11
3 Revenue Sufficiency | 2022 | 60 | Variable Generation (MW) | 610 | 10
3 Revenue Sufficiency | 2022 | 60 | Variable Generation (MW) | 620 | 8
3 Revenue Sufficiency | 2022 | 60 | Variable Generation (MW) | 630 | 6
3 Revenue Sufficiency | 2022 | 60 | Variable Generation (MW) | 640 | 5
3 Revenue Sufficiency | 2022 | 60 | Variable Generation (MW) | 650 | 3
3 Revenue Sufficiency | 2022 | 60 | Variable Generation (MW) | 660 | 1
3 Revenue Sufficiency | 2022 | 60 | Variable Generation (MW) | 670 | 4
3 Revenue Sufficiency | 2022 | 60 | Variable Generation (MW) | 680 | 5
3 Revenue Sufficiency | 2022 | 60 | Variable Generation (MW) | 690 | 3
3 Revenue Sufficiency | 2022 | 60 | Variable Generation (MW) | 700 | 1
3 Revenue Sufficiency | 2022 | 60 | Variable Generation (MW) | 710 | 4
3 Revenue Sufficiency | 2022 | 60 | Variable Generation (MW) | 720 | 2
3 Revenue Sufficiency | 2022 | 60 | Variable Generation (MW) | 730 | 1
3 Revenue Sufficiency | 2022 | 60 | Variable Generation (MW) | 740 | 3
3 Revenue Sufficiency | 2022 | 60 | Variable Generation (MW) | 750 | 4
3 Revenue Sufficiency | 2022 | 60 | Variable Generation (MW) | 760 | 2
3 Revenue Sufficiency | 2022 | 60 | Variable Generation (MW) | 770 | 1
3 Revenue Sufficiency | 2022 | 60 | Variable Generation (MW) | 780 | 2
3 Revenue Sufficiency | 2022 | 60 | Variable Generation (MW) | 790 | 1
3 Revenue Sufficiency | 2022 | 60 | Variable Generation (MW) | 800 | 1
3 Revenue Sufficiency | 2022 | 60 | Variable Generation (MW) | 810 | 3
3 Revenue Sufficiency | 2022 | 60 | Variable Generation (MW) | 820 | 1
3 Revenue Sufficiency | 2022 | 60 | Variable Generation (MW) | 830 | 0
3 Revenue Sufficiency | 2022 | 60 | Variable Generation (MW) | 840 | 2
3 Revenue Sufficiency | 2022 | 60 | Variable Generation (MW) | 850 | 2
3 Revenue Sufficiency | 2022 | 60 | Variable Generation (MW) | 860 | 2
3 Revenue Sufficiency | 2022 | 60 | Variable Generation (MW) | 870 | 1
3 Revenue Sufficiency | 2022 | 60 | Variable Generation (MW) | 880 | 2
3 Revenue Sufficiency | 2022 | 60 | Variable Generation (MW) | 890 | 1
3 Revenue Sufficiency | 2022 | 60 | Variable Generation (MW) | 900 | 0
3 Revenue Sufficiency | 2022 | 60 | Variable Generation (MW) | 910 | 0
3 Revenue Sufficiency | 2022 | 60 | Variable Generation (MW) | 920 | 0
3 Revenue Sufficiency | 2022 | 60 | Variable Generation (MW) | 930 | 0
3 Revenue Sufficiency | 2022 | 60 | Variable Generation (MW) | 940 | 1
3 Revenue Sufficiency | 2022 | 60 | Variable Generation (MW) | 950 | 0
3 Revenue Sufficiency | 2022 | 60 | Variable Generation (MW) | 960 | 0
3 Revenue Sufficiency | 2022 | 60 | Variable Generation (MW) | 970 | 2
3 Revenue Sufficiency | 2022 | 60 | Variable Generation (MW) | 980 | 2
3 Revenue Sufficiency | 2022 | 60 | Variable Generation (MW) | 990 | 0
3 Revenue Sufficiency | 2022 | 60 | Variable Generation (MW) | 1000 | 1
3 Revenue Sufficiency | 2022 | 60 | Variable Generation (MW) | 1010 | 1
3 Revenue Sufficiency | 2022 | 10 | Net Demand (MW) | -440 | 1
3 Revenue Sufficiency | 2022 | 10 | Net Demand (MW) | -430 | 0
3 Revenue Sufficiency | 2022 | 10 | Net Demand (MW) | -420 | 0
3 Revenue Sufficiency | 2022 | 10 | Net Demand (MW) | -410 | 0
3 Revenue Sufficiency | 2022 | 10 | Net Demand (MW) | -400 | 0
3 Revenue Sufficiency | 2022 | 10 | Net Demand (MW) | -390 | 0
3 Revenue Sufficiency | 2022 | 10 | Net Demand (MW) | -380 | 0
3 Revenue Sufficiency | 2022 | 10 | Net Demand (MW) | -370 | 0
3 Revenue Sufficiency | 2022 | 10 | Net Demand (MW) | -360 | 0
3 Revenue Sufficiency | 2022 | 10 | Net Demand (MW) | -350 | 0
3 Revenue Sufficiency | 2022 | 10 | Net Demand (MW) | -340 | 0
3 Revenue Sufficiency | 2022 | 10 | Net Demand (MW) | -330 | 1
3 Revenue Sufficiency | 2022 | 10 | Net Demand (MW) | -320 | 0
3 Revenue Sufficiency | 2022 | 10 | Net Demand (MW) | -310 | 1
3 Revenue Sufficiency | 2022 | 10 | Net Demand (MW) | -300 | 0
3 Revenue Sufficiency | 2022 | 10 | Net Demand (MW) | -290 | 0
3 Revenue Sufficiency | 2022 | 10 | Net Demand (MW) | -280 | 2
3 Revenue Sufficiency | 2022 | 10 | Net Demand (MW) | -270 | 2
3 Revenue Sufficiency | 2022 | 10 | Net Demand (MW) | -260 | 2
3 Revenue Sufficiency | 2022 | 10 | Net Demand (MW) | -250 | 2
3 Revenue Sufficiency | 2022 | 10 | Net Demand (MW) | -240 | 4
3 Revenue Sufficiency | 2022 | 10 | Net Demand (MW) | -230 | 5
3 Revenue Sufficiency | 2022 | 10 | Net Demand (MW) | -220 | 6
3 Revenue Sufficiency | 2022 | 10 | Net Demand (MW) | -210 | 9
3 Revenue Sufficiency | 2022 | 10 | Net Demand (MW) | -200 | 5
3 Revenue Sufficiency | 2022 | 10 | Net Demand (MW) | -190 | 14
3 Revenue Sufficiency | 2022 | 10 | Net Demand (MW) | -180 | 12
3 Revenue Sufficiency | 2022 | 10 | Net Demand (MW) | -170 | 35
3 Revenue Sufficiency | 2022 | 10 | Net Demand (MW) | -160 | 38
3 Revenue Sufficiency | 2022 | 10 | Net Demand (MW) | -150 | 60
3 Revenue Sufficiency | 2022 | 10 | Net Demand (MW) | -140 | 99
3 Revenue Sufficiency | 2022 | 10 | Net Demand (MW) | -130 | 143
3 Revenue Sufficiency | 2022 | 10 | Net Demand (MW) | -120 | 220
3 Revenue Sufficiency | 2022 | 10 | Net Demand (MW) | -110 | 312
3 Revenue Sufficiency | 2022 | 10 | Net Demand (MW) | -100 | 480
3 Revenue Sufficiency | 2022 | 10 | Net Demand (MW) | -90 | 660
3 Revenue Sufficiency | 2022 | 10 | Net Demand (MW) | -80 | 929
3 Revenue Sufficiency | 2022 | 10 | Net Demand (MW) | -70 | 1284
3 Revenue Sufficiency | 2022 | 10 | Net Demand (MW) | -60 | 1742
3 Revenue Sufficiency | 2022 | 10 | Net Demand (MW) | -50 | 2322
3 Revenue Sufficiency | 2022 | 10 | Net Demand (MW) | -40 | 2920
3 Revenue Sufficiency | 2022 | 10 | Net Demand (MW) | -30 | 3582
3 Revenue Sufficiency | 2022 | 10 | Net Demand (MW) | -20 | 4238
3 Revenue Sufficiency | 2022 | 10 | Net Demand (MW) | -10 | 4980
3 Revenue Sufficiency | 2022 | 10 | Net Demand (MW) | 0 | 5228
3 Revenue Sufficiency | 2022 | 10 | Net Demand (MW) | 10 | 4757
3 Revenue Sufficiency | 2022 | 10 | Net Demand (MW) | 20 | 4249
3 Revenue Sufficiency | 2022 | 10 | Net Demand (MW) | 30 | 3395
3 Revenue Sufficiency | 2022 | 10 | Net Demand (MW) | 40 | 2731
3 Revenue Sufficiency | 2022 | 10 | Net Demand (MW) | 50 | 1975
3 Revenue Sufficiency | 2022 | 10 | Net Demand (MW) | 60 | 1559
3 Revenue Sufficiency | 2022 | 10 | Net Demand (MW) | 70 | 1196
3 Revenue Sufficiency | 2022 | 10 | Net Demand (MW) | 80 | 860
3 Revenue Sufficiency | 2022 | 10 | Net Demand (MW) | 90 | 640
3 Revenue Sufficiency | 2022 | 10 | Net Demand (MW) | 100 | 473
3 Revenue Sufficiency | 2022 | 10 | Net Demand (MW) | 110 | 367
3 Revenue Sufficiency | 2022 | 10 | Net Demand (MW) | 120 | 291
3 Revenue Sufficiency | 2022 | 10 | Net Demand (MW) | 130 | 227
3 Revenue Sufficiency | 2022 | 10 | Net Demand (MW) | 140 | 148
3 Revenue Sufficiency | 2022 | 10 | Net Demand (MW) | 150 | 100
3 Revenue Sufficiency | 2022 | 10 | Net Demand (MW) | 160 | 89
3 Revenue Sufficiency | 2022 | 10 | Net Demand (MW) | 170 | 54
3 Revenue Sufficiency | 2022 | 10 | Net Demand (MW) | 180 | 34
3 Revenue Sufficiency | 2022 | 10 | Net Demand (MW) | 190 | 24
3 Revenue Sufficiency | 2022 | 10 | Net Demand (MW) | 200 | 11
3 Revenue Sufficiency | 2022 | 10 | Net Demand (MW) | 210 | 10
3 Revenue Sufficiency | 2022 | 10 | Net Demand (MW) | 220 | 12
3 Revenue Sufficiency | 2022 | 10 | Net Demand (MW) | 230 | 6
3 Revenue Sufficiency | 2022 | 10 | Net Demand (MW) | 240 | 3
3 Revenue Sufficiency | 2022 | 10 | Net Demand (MW) | 250 | 2
3 Revenue Sufficiency | 2022 | 10 | Net Demand (MW) | 260 | 3
3 Revenue Sufficiency | 2022 | 10 | Net Demand (MW) | 270 | 3
3 Revenue Sufficiency | 2022 | 10 | Net Demand (MW) | 280 | 0
3 Revenue Sufficiency | 2022 | 10 | Net Demand (MW) | 290 | 0
3 Revenue Sufficiency | 2022 | 10 | Net Demand (MW) | 300 | 2
3 Revenue Sufficiency | 2022 | 60 | Net Demand (MW) | -1250 | 1
3 Revenue Sufficiency | 2022 | 60 | Net Demand (MW) | -1240 | 0
3 Revenue Sufficiency | 2022 | 60 | Net Demand (MW) | -1230 | 1
3 Revenue Sufficiency | 2022 | 60 | Net Demand (MW) | -1220 | 0
3 Revenue Sufficiency | 2022 | 60 | Net Demand (MW) | -1210 | 0
3 Revenue Sufficiency | 2022 | 60 | Net Demand (MW) | -1200 | 0
3 Revenue Sufficiency | 2022 | 60 | Net Demand (MW) | -1190 | 0
3 Revenue Sufficiency | 2022 | 60 | Net Demand (MW) | -1180 | 0
3 Revenue Sufficiency | 2022 | 60 | Net Demand (MW) | -1170 | 0
3 Revenue Sufficiency | 2022 | 60 | Net Demand (MW) | -1160 | 0
3 Revenue Sufficiency | 2022 | 60 | Net Demand (MW) | -1150 | 0
3 Revenue Sufficiency | 2022 | 60 | Net Demand (MW) | -1140 | 0
3 Revenue Sufficiency | 2022 | 60 | Net Demand (MW) | -1130 | 1
3 Revenue Sufficiency | 2022 | 60 | Net Demand (MW) | -1120 | 0
3 Revenue Sufficiency | 2022 | 60 | Net Demand (MW) | -1110 | 0
3 Revenue Sufficiency | 2022 | 60 | Net Demand (MW) | -1100 | 1
3 Revenue Sufficiency | 2022 | 60 | Net Demand (MW) | -1090 | 2
3 Revenue Sufficiency | 2022 | 60 | Net Demand (MW) | -1080 | 0
3 Revenue Sufficiency | 2022 | 60 | Net Demand (MW) | -1070 | 3
3 Revenue Sufficiency | 2022 | 60 | Net Demand (MW) | -1060 | 0
3 Revenue Sufficiency | 2022 | 60 | Net Demand (MW) | -1050 | 1
3 Revenue Sufficiency | 2022 | 60 | Net Demand (MW) | -1040 | 0
3 Revenue Sufficiency | 2022 | 60 | Net Demand (MW) | -1030 | 2
3 Revenue Sufficiency | 2022 | 60 | Net Demand (MW) | -1020 | 0
3 Revenue Sufficiency | 2022 | 60 | Net Demand (MW) | -1010 | 0
3 Revenue Sufficiency | 2022 | 60 | Net Demand (MW) | -1000 | 1
3 Revenue Sufficiency | 2022 | 60 | Net Demand (MW) | -990 | 1
3 Revenue Sufficiency | 2022 | 60 | Net Demand (MW) | -980 | 1
3 Revenue Sufficiency | 2022 | 60 | Net Demand (MW) | -970 | 0
3 Revenue Sufficiency | 2022 | 60 | Net Demand (MW) | -960 | 4
3 Revenue Sufficiency | 2022 | 60 | Net Demand (MW) | -950 | 1
3 Revenue Sufficiency | 2022 | 60 | Net Demand (MW) | -940 | 0
3 Revenue Sufficiency | 2022 | 60 | Net Demand (MW) | -930 | 1
3 Revenue Sufficiency | 2022 | 60 | Net Demand (MW) | -920 | 1
3 Revenue Sufficiency | 2022 | 60 | Net Demand (MW) | -910 | 1
3 Revenue Sufficiency | 2022 | 60 | Net Demand (MW) | -900 | 2
3 Revenue Sufficiency | 2022 | 60 | Net Demand (MW) | -890 | 4
3 Revenue Sufficiency | 2022 | 60 | Net Demand (MW) | -880 | 2
3 Revenue Sufficiency | 2022 | 60 | Net Demand (MW) | -870 | 2
3 Revenue Sufficiency | 2022 | 60 | Net Demand (MW) | -860 | 2
3 Revenue Sufficiency | 2022 | 60 | Net Demand (MW) | -850 | 0
3 Revenue Sufficiency | 2022 | 60 | Net Demand (MW) | -840 | 6
3 Revenue Sufficiency | 2022 | 60 | Net Demand (MW) | -830 | 5
3 Revenue Sufficiency | 2022 | 60 | Net Demand (MW) | -820 | 1
3 Revenue Sufficiency | 2022 | 60 | Net Demand (MW) | -810 | 2
3 Revenue Sufficiency | 2022 | 60 | Net Demand (MW) | -800 | 5
3 Revenue Sufficiency | 2022 | 60 | Net Demand (MW) | -790 | 9
3 Revenue Sufficiency | 2022 | 60 | Net Demand (MW) | -780 | 6
3 Revenue Sufficiency | 2022 | 60 | Net Demand (MW) | -770 | 7
3 Revenue Sufficiency | 2022 | 60 | Net Demand (MW) | -760 | 10
3 Revenue Sufficiency | 2022 | 60 | Net Demand (MW) | -750 | 8
3 Revenue Sufficiency | 2022 | 60 | Net Demand (MW) | -740 | 13
3 Revenue Sufficiency | 2022 | 60 | Net Demand (MW) | -730 | 12
3 Revenue Sufficiency | 2022 | 60 | Net Demand (MW) | -720 | 8
3 Revenue Sufficiency | 2022 | 60 | Net Demand (MW) | -710 | 18
3 Revenue Sufficiency | 2022 | 60 | Net Demand (MW) | -700 | 12
3 Revenue Sufficiency | 2022 | 60 | Net Demand (MW) | -690 | 19
3 Revenue Sufficiency | 2022 | 60 | Net Demand (MW) | -680 | 19
3 Revenue Sufficiency | 2022 | 60 | Net Demand (MW) | -670 | 17
3 Revenue Sufficiency | 2022 | 60 | Net Demand (MW) | -660 | 18
3 Revenue Sufficiency | 2022 | 60 | Net Demand (MW) | -650 | 22
3 Revenue Sufficiency | 2022 | 60 | Net Demand (MW) | -640 | 28
3 Revenue Sufficiency | 2022 | 60 | Net Demand (MW) | -630 | 19
3 Revenue Sufficiency | 2022 | 60 | Net Demand (MW) | -620 | 36
3 Revenue Sufficiency | 2022 | 60 | Net Demand (MW) | -610 | 32
3 Revenue Sufficiency | 2022 | 60 | Net Demand (MW) | -600 | 52
3 Revenue Sufficiency | 2022 | 60 | Net Demand (MW) | -590 | 53
3 Revenue Sufficiency | 2022 | 60 | Net Demand (MW) | -580 | 46
3 Revenue Sufficiency | 2022 | 60 | Net Demand (MW) | -570 | 53
3 Revenue Sufficiency | 2022 | 60 | Net Demand (MW) | -560 | 69
3 Revenue Sufficiency | 2022 | 60 | Net Demand (MW) | -550 | 66
3 Revenue Sufficiency | 2022 | 60 | Net Demand (MW) | -540 | 80
3 Revenue Sufficiency | 2022 | 60 | Net Demand (MW) | -530 | 75
3 Revenue Sufficiency | 2022 | 60 | Net Demand (MW) | -520 | 84
3 Revenue Sufficiency | 2022 | 60 | Net Demand (MW) | -510 | 82
3 Revenue Sufficiency | 2022 | 60 | Net Demand (MW) | -500 | 89
3 Revenue Sufficiency | 2022 | 60 | Net Demand (MW) | -490 | 97
3 Revenue Sufficiency | 2022 | 60 | Net Demand (MW) | -480 | 104
3 Revenue Sufficiency | 2022 | 60 | Net Demand (MW) | -470 | 121
3 Revenue Sufficiency | 2022 | 60 | Net Demand (MW) | -460 | 127
3 Revenue Sufficiency | 2022 | 60 | Net Demand (MW) | -450 | 134
3 Revenue Sufficiency | 2022 | 60 | Net Demand (MW) | -440 | 139
3 Revenue Sufficiency | 2022 | 60 | Net Demand (MW) | -430 | 171
3 Revenue Sufficiency | 2022 | 60 | Net Demand (MW) | -420 | 160
3 Revenue Sufficiency | 2022 | 60 | Net Demand (MW) | -410 | 178
3 Revenue Sufficiency | 2022 | 60 | Net Demand (MW) | -400 | 191
3 Revenue Sufficiency | 2022 | 60 | Net Demand (MW) | -390 | 213
3 Revenue Sufficiency | 2022 | 60 | Net Demand (MW) | -380 | 217
3 Revenue Sufficiency | 2022 | 60 | Net Demand (MW) | -370 | 248
3 Revenue Sufficiency | 2022 | 60 | Net Demand (MW) | -360 | 227
3 Revenue Sufficiency | 2022 | 60 | Net Demand (MW) | -350 | 279
3 Revenue Sufficiency | 2022 | 60 | Net Demand (MW) | -340 | 277
3 Revenue Sufficiency | 2022 | 60 | Net Demand (MW) | -330 | 338
3 Revenue Sufficiency | 2022 | 60 | Net Demand (MW) | -320 | 326
3 Revenue Sufficiency | 2022 | 60 | Net Demand (MW) | -310 | 301
3 Revenue Sufficiency | 2022 | 60 | Net Demand (MW) | -300 | 367
3 Revenue Sufficiency | 2022 | 60 | Net Demand (MW) | -290 | 394
3 Revenue Sufficiency | 2022 | 60 | Net Demand (MW) | -280 | 371
3 Revenue Sufficiency | 2022 | 60 | Net Demand (MW) | -270 | 402
3 Revenue Sufficiency | 2022 | 60 | Net Demand (MW) | -260 | 411
3 Revenue Sufficiency | 2022 | 60 | Net Demand (MW) | -250 | 431
3 Revenue Sufficiency | 2022 | 60 | Net Demand (MW) | -240 | 444
3 Revenue Sufficiency | 2022 | 60 | Net Demand (MW) | -230 | 466
3 Revenue Sufficiency | 2022 | 60 | Net Demand (MW) | -220 | 486
3 Revenue Sufficiency | 2022 | 60 | Net Demand (MW) | -210 | 528
3 Revenue Sufficiency | 2022 | 60 | Net Demand (MW) | -200 | 568
3 Revenue Sufficiency | 2022 | 60 | Net Demand (MW) | -190 | 592
3 Revenue Sufficiency | 2022 | 60 | Net Demand (MW) | -180 | 614
3 Revenue Sufficiency | 2022 | 60 | Net Demand (MW) | -170 | 702
3 Revenue Sufficiency | 2022 | 60 | Net Demand (MW) | -160 | 710
3 Revenue Sufficiency | 2022 | 60 | Net Demand (MW) | -150 | 695
3 Revenue Sufficiency | 2022 | 60 | Net Demand (MW) | -140 | 724
3 Revenue Sufficiency | 2022 | 60 | Net Demand (MW) | -130 | 804
3 Revenue Sufficiency | 2022 | 60 | Net Demand (MW) | -120 | 839
3 Revenue Sufficiency | 2022 | 60 | Net Demand (MW) | -110 | 791
3 Revenue Sufficiency | 2022 | 60 | Net Demand (MW) | -100 | 820
3 Revenue Sufficiency | 2022 | 60 | Net Demand (MW) | -90 | 858
3 Revenue Sufficiency | 2022 | 60 | Net Demand (MW) | -80 | 979
3 Revenue Sufficiency | 2022 | 60 | Net Demand (MW) | -70 | 967
3 Revenue Sufficiency | 2022 | 60 | Net Demand (MW) | -60 | 959
3 Revenue Sufficiency | 2022 | 60 | Net Demand (MW) | -50 | 1053
3 Revenue Sufficiency | 2022 | 60 | Net Demand (MW) | -40 | 998
3 Revenue Sufficiency | 2022 | 60 | Net Demand (MW) | -30 | 1073
3 Revenue Sufficiency | 2022 | 60 | Net Demand (MW) | -20 | 1066
3 Revenue Sufficiency | 2022 | 60 | Net Demand (MW) | -10 | 1062
3 Revenue Sufficiency | 2022 | 60 | Net Demand (MW) | 0 | 1131
3 Revenue Sufficiency | 2022 | 60 | Net Demand (MW) | 10 | 1107
3 Revenue Sufficiency | 2022 | 60 | Net Demand (MW) | 20 | 1118
3 Revenue Sufficiency | 2022 | 60 | Net Demand (MW) | 30 | 1157
3 Revenue Sufficiency | 2022 | 60 | Net Demand (MW) | 40 | 1059
3 Revenue Sufficiency | 2022 | 60 | Net Demand (MW) | 50 | 1016
3 Revenue Sufficiency | 2022 | 60 | Net Demand (MW) | 60 | 1036
3 Revenue Sufficiency | 2022 | 60 | Net Demand (MW) | 70 | 966
3 Revenue Sufficiency | 2022 | 60 | Net Demand (MW) | 80 | 926
3 Revenue Sufficiency | 2022 | 60 | Net Demand (MW) | 90 | 900
3 Revenue Sufficiency | 2022 | 60 | Net Demand (MW) | 100 | 861
3 Revenue Sufficiency | 2022 | 60 | Net Demand (MW) | 110 | 812
3 Revenue Sufficiency | 2022 | 60 | Net Demand (MW) | 120 | 720
3 Revenue Sufficiency | 2022 | 60 | Net Demand (MW) | 130 | 735
3 Revenue Sufficiency | 2022 | 60 | Net Demand (MW) | 140 | 677
3 Revenue Sufficiency | 2022 | 60 | Net Demand (MW) | 150 | 641
3 Revenue Sufficiency | 2022 | 60 | Net Demand (MW) | 160 | 600
3 Revenue Sufficiency | 2022 | 60 | Net Demand (MW) | 170 | 581
3 Revenue Sufficiency | 2022 | 60 | Net Demand (MW) | 180 | 518
3 Revenue Sufficiency | 2022 | 60 | Net Demand (MW) | 190 | 528
3 Revenue Sufficiency | 2022 | 60 | Net Demand (MW) | 200 | 516
3 Revenue Sufficiency | 2022 | 60 | Net Demand (MW) | 210 | 465
3 Revenue Sufficiency | 2022 | 60 | Net Demand (MW) | 220 | 459
3 Revenue Sufficiency | 2022 | 60 | Net Demand (MW) | 230 | 412
3 Revenue Sufficiency | 2022 | 60 | Net Demand (MW) | 240 | 416
3 Revenue Sufficiency | 2022 | 60 | Net Demand (MW) | 250 | 338
3 Revenue Sufficiency | 2022 | 60 | Net Demand (MW) | 260 | 394
3 Revenue Sufficiency | 2022 | 60 | Net Demand (MW) | 270 | 374
3 Revenue Sufficiency | 2022 | 60 | Net Demand (MW) | 280 | 290
3 Revenue Sufficiency | 2022 | 60 | Net Demand (MW) | 290 | 298
3 Revenue Sufficiency | 2022 | 60 | Net Demand (MW) | 300 | 306
3 Revenue Sufficiency | 2022 | 60 | Net Demand (MW) | 310 | 282
3 Revenue Sufficiency | 2022 | 60 | Net Demand (MW) | 320 | 245
3 Revenue Sufficiency | 2022 | 60 | Net Demand (MW) | 330 | 238
3 Revenue Sufficiency | 2022 | 60 | Net Demand (MW) | 340 | 244
3 Revenue Sufficiency | 2022 | 60 | Net Demand (MW) | 350 | 191
3 Revenue Sufficiency | 2022 | 60 | Net Demand (MW) | 360 | 187
3 Revenue Sufficiency | 2022 | 60 | Net Demand (MW) | 370 | 207
3 Revenue Sufficiency | 2022 | 60 | Net Demand (MW) | 380 | 185
3 Revenue Sufficiency | 2022 | 60 | Net Demand (MW) | 390 | 172
3 Revenue Sufficiency | 2022 | 60 | Net Demand (MW) | 400 | 173
3 Revenue Sufficiency | 2022 | 60 | Net Demand (MW) | 410 | 167
3 Revenue Sufficiency | 2022 | 60 | Net Demand (MW) | 420 | 162
3 Revenue Sufficiency | 2022 | 60 | Net Demand (MW) | 430 | 134
3 Revenue Sufficiency | 2022 | 60 | Net Demand (MW) | 440 | 145
3 Revenue Sufficiency | 2022 | 60 | Net Demand (MW) | 450 | 135
3 Revenue Sufficiency | 2022 | 60 | Net Demand (MW) | 460 | 124
3 Revenue Sufficiency | 2022 | 60 | Net Demand (MW) | 470 | 114
3 Revenue Sufficiency | 2022 | 60 | Net Demand (MW) | 480 | 124
3 Revenue Sufficiency | 2022 | 60 | Net Demand (MW) | 490 | 106
3 Revenue Sufficiency | 2022 | 60 | Net Demand (MW) | 500 | 106
3 Revenue Sufficiency | 2022 | 60 | Net Demand (MW) | 510 | 101
3 Revenue Sufficiency | 2022 | 60 | Net Demand (MW) | 520 | 100
3 Revenue Sufficiency | 2022 | 60 | Net Demand (MW) | 530 | 93
3 Revenue Sufficiency | 2022 | 60 | Net Demand (MW) | 540 | 82
3 Revenue Sufficiency | 2022 | 60 | Net Demand (MW) | 550 | 79
3 Revenue Sufficiency | 2022 | 60 | Net Demand (MW) | 560 | 61
3 Revenue Sufficiency | 2022 | 60 | Net Demand (MW) | 570 | 66
3 Revenue Sufficiency | 2022 | 60 | Net Demand (MW) | 580 | 68
3 Revenue Sufficiency | 2022 | 60 | Net Demand (MW) | 590 | 51
3 Revenue Sufficiency | 2022 | 60 | Net Demand (MW) | 600 | 64
3 Revenue Sufficiency | 2022 | 60 | Net Demand (MW) | 610 | 62
3 Revenue Sufficiency | 2022 | 60 | Net Demand (MW) | 620 | 65
3 Revenue Sufficiency | 2022 | 60 | Net Demand (MW) | 630 | 49
3 Revenue Sufficiency | 2022 | 60 | Net Demand (MW) | 640 | 48
3 Revenue Sufficiency | 2022 | 60 | Net Demand (MW) | 650 | 34
3 Revenue Sufficiency | 2022 | 60 | Net Demand (MW) | 660 | 55
3 Revenue Sufficiency | 2022 | 60 | Net Demand (MW) | 670 | 50
3 Revenue Sufficiency | 2022 | 60 | Net Demand (MW) | 680 | 28
3 Revenue Sufficiency | 2022 | 60 | Net Demand (MW) | 690 | 36
3 Revenue Sufficiency | 2022 | 60 | Net Demand (MW) | 700 | 33
3 Revenue Sufficiency | 2022 | 60 | Net Demand (MW) | 710 | 30
3 Revenue Sufficiency | 2022 | 60 | Net Demand (MW) | 720 | 32
3 Revenue Sufficiency | 2022 | 60 | Net Demand (MW) | 730 | 25
3 Revenue Sufficiency | 2022 | 60 | Net Demand (MW) | 740 | 31
3 Revenue Sufficiency | 2022 | 60 | Net Demand (MW) | 750 | 28
3 Revenue Sufficiency | 2022 | 60 | Net Demand (MW) | 760 | 29
3 Revenue Sufficiency | 2022 | 60 | Net Demand (MW) | 770 | 25
3 Revenue Sufficiency | 2022 | 60 | Net Demand (MW) | 780 | 12
3 Revenue Sufficiency | 2022 | 60 | Net Demand (MW) | 790 | 16
3 Revenue Sufficiency | 2022 | 60 | Net Demand (MW) | 800 | 21
3 Revenue Sufficiency | 2022 | 60 | Net Demand (MW) | 810 | 12
3 Revenue Sufficiency | 2022 | 60 | Net Demand (MW) | 820 | 9
3 Revenue Sufficiency | 2022 | 60 | Net Demand (MW) | 830 | 13
3 Revenue Sufficiency | 2022 | 60 | Net Demand (MW) | 840 | 14
3 Revenue Sufficiency | 2022 | 60 | Net Demand (MW) | 850 | 6
3 Revenue Sufficiency | 2022 | 60 | Net Demand (MW) | 860 | 8
3 Revenue Sufficiency | 2022 | 60 | Net Demand (MW) | 870 | 5
3 Revenue Sufficiency | 2022 | 60 | Net Demand (MW) | 880 | 6
3 Revenue Sufficiency | 2022 | 60 | Net Demand (MW) | 890 | 7
3 Revenue Sufficiency | 2022 | 60 | Net Demand (MW) | 900 | 7
3 Revenue Sufficiency | 2022 | 60 | Net Demand (MW) | 910 | 6
3 Revenue Sufficiency | 2022 | 60 | Net Demand (MW) | 920 | 7
3 Revenue Sufficiency | 2022 | 60 | Net Demand (MW) | 930 | 3
3 Revenue Sufficiency | 2022 | 60 | Net Demand (MW) | 940 | 3
3 Revenue Sufficiency | 2022 | 60 | Net Demand (MW) | 950 | 3
3 Revenue Sufficiency | 2022 | 60 | Net Demand (MW) | 960 | 6
3 Revenue Sufficiency | 2022 | 60 | Net Demand (MW) | 970 | 2
3 Revenue Sufficiency | 2022 | 60 | Net Demand (MW) | 980 | 1
3 Revenue Sufficiency | 2022 | 60 | Net Demand (MW) | 990 | 0
3 Revenue Sufficiency | 2022 | 60 | Net Demand (MW) | 1000 | 3
3 Revenue Sufficiency | 2022 | 60 | Net Demand (MW) | 1010 | 1
3 Revenue Sufficiency | 2022 | 60 | Net Demand (MW) | 1020 | 2
3 Revenue Sufficiency | 2022 | 60 | Net Demand (MW) | 1030 | 0
3 Revenue Sufficiency | 2022 | 60 | Net Demand (MW) | 1040 | 0
3 Revenue Sufficiency | 2022 | 60 | Net Demand (MW) | 1050 | 2
3 Revenue Sufficiency | 2022 | 60 | Net Demand (MW) | 1060 | 3
3 Revenue Sufficiency | 2022 | 60 | Net Demand (MW) | 1070 | 2
3 Revenue Sufficiency | 2022 | 60 | Net Demand (MW) | 1080 | 1
3 Revenue Sufficiency | 2022 | 60 | Net Demand (MW) | 1090 | 1
3 Revenue Sufficiency | 2022 | 60 | Net Demand (MW) | 1100 | 1
3 Revenue Sufficiency | 2022 | 60 | Net Demand (MW) | 1110 | 0
3 Revenue Sufficiency | 2022 | 60 | Net Demand (MW) | 1120 | 0
3 Revenue Sufficiency | 2022 | 60 | Net Demand (MW) | 1130 | 2
3 Revenue Sufficiency | 2022 | 60 | Net Demand (MW) | 1140 | 0
3 Revenue Sufficiency | 2022 | 60 | Net Demand (MW) | 1150 | 1
3 Revenue Sufficiency | 2022 | 60 | Net Demand (MW) | 1160 | 0
3 Revenue Sufficiency | 2022 | 60 | Net Demand (MW) | 1170 | 0
3 Revenue Sufficiency | 2022 | 60 | Net Demand (MW) | 1180 | 1
3 Revenue Sufficiency | 2022 | 60 | Net Demand (MW) | 1190 | 0
3 Revenue Sufficiency | 2022 | 60 | Net Demand (MW) | 1200 | 0
3 Revenue Sufficiency | 2022 | 60 | Net Demand (MW) | 1210 | 1
3 Revenue Sufficiency | 2022 | 60 | Net Demand (MW) | 1220 | 1
3 Revenue Sufficiency | 2022 | 60 | Net Demand (MW) | 1230 | 1
3 Revenue Sufficiency | 2022 | 60 | Net Demand (MW) | 1240 | 0
3 Revenue Sufficiency | 2022 | 60 | Net Demand (MW) | 1250 | 1
3 Revenue Sufficiency | 2022 | 60 | Net Demand (MW) | 1260 | 1
3 Revenue Sufficiency | 2022 | 60 | Net Demand (MW) | 1270 | 1
3 Revenue Sufficiency | 2023 | 10 | Alberta Internal Load (MW) | -380 | 1
3 Revenue Sufficiency | 2023 | 10 | Alberta Internal Load (MW) | -370 | 0
3 Revenue Sufficiency | 2023 | 10 | Alberta Internal Load (MW) | -360 | 0
3 Revenue Sufficiency | 2023 | 10 | Alberta Internal Load (MW) | -350 | 0
3 Revenue Sufficiency | 2023 | 10 | Alberta Internal Load (MW) | -340 | 0
3 Revenue Sufficiency | 2023 | 10 | Alberta Internal Load (MW) | -330 | 0
3 Revenue Sufficiency | 2023 | 10 | Alberta Internal Load (MW) | -320 | 0
3 Revenue Sufficiency | 2023 | 10 | Alberta Internal Load (MW) | -310 | 0
3 Revenue Sufficiency | 2023 | 10 | Alberta Internal Load (MW) | -300 | 0
3 Revenue Sufficiency | 2023 | 10 | Alberta Internal Load (MW) | -290 | 0
3 Revenue Sufficiency | 2023 | 10 | Alberta Internal Load (MW) | -280 | 0
3 Revenue Sufficiency | 2023 | 10 | Alberta Internal Load (MW) | -270 | 0
3 Revenue Sufficiency | 2023 | 10 | Alberta Internal Load (MW) | -260 | 0
3 Revenue Sufficiency | 2023 | 10 | Alberta Internal Load (MW) | -250 | 0
3 Revenue Sufficiency | 2023 | 10 | Alberta Internal Load (MW) | -240 | 1
3 Revenue Sufficiency | 2023 | 10 | Alberta Internal Load (MW) | -230 | 2
3 Revenue Sufficiency | 2023 | 10 | Alberta Internal Load (MW) | -220 | 1
3 Revenue Sufficiency | 2023 | 10 | Alberta Internal Load (MW) | -210 | 0
3 Revenue Sufficiency | 2023 | 10 | Alberta Internal Load (MW) | -200 | 0
3 Revenue Sufficiency | 2023 | 10 | Alberta Internal Load (MW) | -190 | 0
3 Revenue Sufficiency | 2023 | 10 | Alberta Internal Load (MW) | -180 | 1
3 Revenue Sufficiency | 2023 | 10 | Alberta Internal Load (MW) | -170 | 2
3 Revenue Sufficiency | 2023 | 10 | Alberta Internal Load (MW) | -160 | 6
3 Revenue Sufficiency | 2023 | 10 | Alberta Internal Load (MW) | -150 | 13
3 Revenue Sufficiency | 2023 | 10 | Alberta Internal Load (MW) | -140 | 18
3 Revenue Sufficiency | 2023 | 10 | Alberta Internal Load (MW) | -130 | 46
3 Revenue Sufficiency | 2023 | 10 | Alberta Internal Load (MW) | -120 | 63
3 Revenue Sufficiency | 2023 | 10 | Alberta Internal Load (MW) | -110 | 126
3 Revenue Sufficiency | 2023 | 10 | Alberta Internal Load (MW) | -100 | 192
3 Revenue Sufficiency | 2023 | 10 | Alberta Internal Load (MW) | -90 | 349
3 Revenue Sufficiency | 2023 | 10 | Alberta Internal Load (MW) | -80 | 484
3 Revenue Sufficiency | 2023 | 10 | Alberta Internal Load (MW) | -70 | 731
3 Revenue Sufficiency | 2023 | 10 | Alberta Internal Load (MW) | -60 | 1193
3 Revenue Sufficiency | 2023 | 10 | Alberta Internal Load (MW) | -50 | 1978
3 Revenue Sufficiency | 2023 | 10 | Alberta Internal Load (MW) | -40 | 2807
3 Revenue Sufficiency | 2023 | 10 | Alberta Internal Load (MW) | -30 | 4016
3 Revenue Sufficiency | 2023 | 10 | Alberta Internal Load (MW) | -20 | 5260
3 Revenue Sufficiency | 2023 | 10 | Alberta Internal Load (MW) | -10 | 6553
3 Revenue Sufficiency | 2023 | 10 | Alberta Internal Load (MW) | 0 | 7053
3 Revenue Sufficiency | 2023 | 10 | Alberta Internal Load (MW) | 10 | 6117
3 Revenue Sufficiency | 2023 | 10 | Alberta Internal Load (MW) | 20 | 4654
3 Revenue Sufficiency | 2023 | 10 | Alberta Internal Load (MW) | 30 | 3239
3 Revenue Sufficiency | 2023 | 10 | Alberta Internal Load (MW) | 40 | 2226
3 Revenue Sufficiency | 2023 | 10 | Alberta Internal Load (MW) | 50 | 1540
3 Revenue Sufficiency | 2023 | 10 | Alberta Internal Load (MW) | 60 | 1116
3 Revenue Sufficiency | 2023 | 10 | Alberta Internal Load (MW) | 70 | 725
3 Revenue Sufficiency | 2023 | 10 | Alberta Internal Load (MW) | 80 | 534
3 Revenue Sufficiency | 2023 | 10 | Alberta Internal Load (MW) | 90 | 391
3 Revenue Sufficiency | 2023 | 10 | Alberta Internal Load (MW) | 100 | 299
3 Revenue Sufficiency | 2023 | 10 | Alberta Internal Load (MW) | 110 | 225
3 Revenue Sufficiency | 2023 | 10 | Alberta Internal Load (MW) | 120 | 205
3 Revenue Sufficiency | 2023 | 10 | Alberta Internal Load (MW) | 130 | 147
3 Revenue Sufficiency | 2023 | 10 | Alberta Internal Load (MW) | 140 | 105
3 Revenue Sufficiency | 2023 | 10 | Alberta Internal Load (MW) | 150 | 66
3 Revenue Sufficiency | 2023 | 10 | Alberta Internal Load (MW) | 160 | 41
3 Revenue Sufficiency | 2023 | 10 | Alberta Internal Load (MW) | 170 | 9
3 Revenue Sufficiency | 2023 | 10 | Alberta Internal Load (MW) | 180 | 10
3 Revenue Sufficiency | 2023 | 10 | Alberta Internal Load (MW) | 190 | 5
3 Revenue Sufficiency | 2023 | 10 | Alberta Internal Load (MW) | 200 | 3
3 Revenue Sufficiency | 2023 | 10 | Alberta Internal Load (MW) | 210 | 2
3 Revenue Sufficiency | 2023 | 10 | Alberta Internal Load (MW) | 220 | 0
3 Revenue Sufficiency | 2023 | 10 | Alberta Internal Load (MW) | 230 | 0
3 Revenue Sufficiency | 2023 | 10 | Alberta Internal Load (MW) | 240 | 1
3 Revenue Sufficiency | 2023 | 10 | Alberta Internal Load (MW) | 250 | 1
3 Revenue Sufficiency | 2023 | 10 | Alberta Internal Load (MW) | 260 | 0
3 Revenue Sufficiency | 2023 | 10 | Alberta Internal Load (MW) | 270 | 0
3 Revenue Sufficiency | 2023 | 10 | Alberta Internal Load (MW) | 280 | 0
3 Revenue Sufficiency | 2023 | 10 | Alberta Internal Load (MW) | 290 | 1
3 Revenue Sufficiency | 2023 | 10 | Alberta Internal Load (MW) | 300 | 1
3 Revenue Sufficiency | 2023 | 60 | Alberta Internal Load (MW) | -650 | 1
3 Revenue Sufficiency | 2023 | 60 | Alberta Internal Load (MW) | -640 | 2
3 Revenue Sufficiency | 2023 | 60 | Alberta Internal Load (MW) | -630 | 1
3 Revenue Sufficiency | 2023 | 60 | Alberta Internal Load (MW) | -620 | 1
3 Revenue Sufficiency | 2023 | 60 | Alberta Internal Load (MW) | -610 | 5
3 Revenue Sufficiency | 2023 | 60 | Alberta Internal Load (MW) | -600 | 5
3 Revenue Sufficiency | 2023 | 60 | Alberta Internal Load (MW) | -590 | 8
3 Revenue Sufficiency | 2023 | 60 | Alberta Internal Load (MW) | -580 | 8
3 Revenue Sufficiency | 2023 | 60 | Alberta Internal Load (MW) | -570 | 13
3 Revenue Sufficiency | 2023 | 60 | Alberta Internal Load (MW) | -560 | 21
3 Revenue Sufficiency | 2023 | 60 | Alberta Internal Load (MW) | -550 | 11
3 Revenue Sufficiency | 2023 | 60 | Alberta Internal Load (MW) | -540 | 37
3 Revenue Sufficiency | 2023 | 60 | Alberta Internal Load (MW) | -530 | 47
3 Revenue Sufficiency | 2023 | 60 | Alberta Internal Load (MW) | -520 | 37
3 Revenue Sufficiency | 2023 | 60 | Alberta Internal Load (MW) | -510 | 49
3 Revenue Sufficiency | 2023 | 60 | Alberta Internal Load (MW) | -500 | 72
3 Revenue Sufficiency | 2023 | 60 | Alberta Internal Load (MW) | -490 | 93
3 Revenue Sufficiency | 2023 | 60 | Alberta Internal Load (MW) | -480 | 73
3 Revenue Sufficiency | 2023 | 60 | Alberta Internal Load (MW) | -470 | 75
3 Revenue Sufficiency | 2023 | 60 | Alberta Internal Load (MW) | -460 | 81
3 Revenue Sufficiency | 2023 | 60 | Alberta Internal Load (MW) | -450 | 76
3 Revenue Sufficiency | 2023 | 60 | Alberta Internal Load (MW) | -440 | 104
3 Revenue Sufficiency | 2023 | 60 | Alberta Internal Load (MW) | -430 | 94
3 Revenue Sufficiency | 2023 | 60 | Alberta Internal Load (MW) | -420 | 99
3 Revenue Sufficiency | 2023 | 60 | Alberta Internal Load (MW) | -410 | 90
3 Revenue Sufficiency | 2023 | 60 | Alberta Internal Load (MW) | -400 | 105
3 Revenue Sufficiency | 2023 | 60 | Alberta Internal Load (MW) | -390 | 123
3 Revenue Sufficiency | 2023 | 60 | Alberta Internal Load (MW) | -380 | 108
3 Revenue Sufficiency | 2023 | 60 | Alberta Internal Load (MW) | -370 | 114
3 Revenue Sufficiency | 2023 | 60 | Alberta Internal Load (MW) | -360 | 126
3 Revenue Sufficiency | 2023 | 60 | Alberta Internal Load (MW) | -350 | 151
3 Revenue Sufficiency | 2023 | 60 | Alberta Internal Load (MW) | -340 | 177
3 Revenue Sufficiency | 2023 | 60 | Alberta Internal Load (MW) | -330 | 192
3 Revenue Sufficiency | 2023 | 60 | Alberta Internal Load (MW) | -320 | 209
3 Revenue Sufficiency | 2023 | 60 | Alberta Internal Load (MW) | -310 | 248
3 Revenue Sufficiency | 2023 | 60 | Alberta Internal Load (MW) | -300 | 287
3 Revenue Sufficiency | 2023 | 60 | Alberta Internal Load (MW) | -290 | 299
3 Revenue Sufficiency | 2023 | 60 | Alberta Internal Load (MW) | -280 | 341
3 Revenue Sufficiency | 2023 | 60 | Alberta Internal Load (MW) | -270 | 324
3 Revenue Sufficiency | 2023 | 60 | Alberta Internal Load (MW) | -260 | 330
3 Revenue Sufficiency | 2023 | 60 | Alberta Internal Load (MW) | -250 | 377
3 Revenue Sufficiency | 2023 | 60 | Alberta Internal Load (MW) | -240 | 437
3 Revenue Sufficiency | 2023 | 60 | Alberta Internal Load (MW) | -230 | 411
3 Revenue Sufficiency | 2023 | 60 | Alberta Internal Load (MW) | -220 | 446
3 Revenue Sufficiency | 2023 | 60 | Alberta Internal Load (MW) | -210 | 471
3 Revenue Sufficiency | 2023 | 60 | Alberta Internal Load (MW) | -200 | 522
3 Revenue Sufficiency | 2023 | 60 | Alberta Internal Load (MW) | -190 | 554
3 Revenue Sufficiency | 2023 | 60 | Alberta Internal Load (MW) | -180 | 625
3 Revenue Sufficiency | 2023 | 60 | Alberta Internal Load (MW) | -170 | 593
3 Revenue Sufficiency | 2023 | 60 | Alberta Internal Load (MW) | -160 | 671
3 Revenue Sufficiency | 2023 | 60 | Alberta Internal Load (MW) | -150 | 680
3 Revenue Sufficiency | 2023 | 60 | Alberta Internal Load (MW) | -140 | 744
3 Revenue Sufficiency | 2023 | 60 | Alberta Internal Load (MW) | -130 | 787
3 Revenue Sufficiency | 2023 | 60 | Alberta Internal Load (MW) | -120 | 807
3 Revenue Sufficiency | 2023 | 60 | Alberta Internal Load (MW) | -110 | 867
3 Revenue Sufficiency | 2023 | 60 | Alberta Internal Load (MW) | -100 | 970
3 Revenue Sufficiency | 2023 | 60 | Alberta Internal Load (MW) | -90 | 1066
3 Revenue Sufficiency | 2023 | 60 | Alberta Internal Load (MW) | -80 | 1105
3 Revenue Sufficiency | 2023 | 60 | Alberta Internal Load (MW) | -70 | 1286
3 Revenue Sufficiency | 2023 | 60 | Alberta Internal Load (MW) | -60 | 1347
3 Revenue Sufficiency | 2023 | 60 | Alberta Internal Load (MW) | -50 | 1482
3 Revenue Sufficiency | 2023 | 60 | Alberta Internal Load (MW) | -40 | 1534
3 Revenue Sufficiency | 2023 | 60 | Alberta Internal Load (MW) | -30 | 1597
3 Revenue Sufficiency | 2023 | 60 | Alberta Internal Load (MW) | -20 | 1727
3 Revenue Sufficiency | 2023 | 60 | Alberta Internal Load (MW) | -10 | 1735
3 Revenue Sufficiency | 2023 | 60 | Alberta Internal Load (MW) | 0 | 1627
3 Revenue Sufficiency | 2023 | 60 | Alberta Internal Load (MW) | 10 | 1672
3 Revenue Sufficiency | 2023 | 60 | Alberta Internal Load (MW) | 20 | 1529
3 Revenue Sufficiency | 2023 | 60 | Alberta Internal Load (MW) | 30 | 1483
3 Revenue Sufficiency | 2023 | 60 | Alberta Internal Load (MW) | 40 | 1378
3 Revenue Sufficiency | 2023 | 60 | Alberta Internal Load (MW) | 50 | 1242
3 Revenue Sufficiency | 2023 | 60 | Alberta Internal Load (MW) | 60 | 1094
3 Revenue Sufficiency | 2023 | 60 | Alberta Internal Load (MW) | 70 | 1017
3 Revenue Sufficiency | 2023 | 60 | Alberta Internal Load (MW) | 80 | 912
3 Revenue Sufficiency | 2023 | 60 | Alberta Internal Load (MW) | 90 | 833
3 Revenue Sufficiency | 2023 | 60 | Alberta Internal Load (MW) | 100 | 806
3 Revenue Sufficiency | 2023 | 60 | Alberta Internal Load (MW) | 110 | 705
3 Revenue Sufficiency | 2023 | 60 | Alberta Internal Load (MW) | 120 | 672
3 Revenue Sufficiency | 2023 | 60 | Alberta Internal Load (MW) | 130 | 617
3 Revenue Sufficiency | 2023 | 60 | Alberta Internal Load (MW) | 140 | 591
3 Revenue Sufficiency | 2023 | 60 | Alberta Internal Load (MW) | 150 | 498
3 Revenue Sufficiency | 2023 | 60 | Alberta Internal Load (MW) | 160 | 502
3 Revenue Sufficiency | 2023 | 60 | Alberta Internal Load (MW) | 170 | 502
3 Revenue Sufficiency | 2023 | 60 | Alberta Internal Load (MW) | 180 | 478
3 Revenue Sufficiency | 2023 | 60 | Alberta Internal Load (MW) | 190 | 441
3 Revenue Sufficiency | 2023 | 60 | Alberta Internal Load (MW) | 200 | 414
3 Revenue Sufficiency | 2023 | 60 | Alberta Internal Load (MW) | 210 | 356
3 Revenue Sufficiency | 2023 | 60 | Alberta Internal Load (MW) | 220 | 355
3 Revenue Sufficiency | 2023 | 60 | Alberta Internal Load (MW) | 230 | 338
3 Revenue Sufficiency | 2023 | 60 | Alberta Internal Load (MW) | 240 | 311
3 Revenue Sufficiency | 2023 | 60 | Alberta Internal Load (MW) | 250 | 293
3 Revenue Sufficiency | 2023 | 60 | Alberta Internal Load (MW) | 260 | 298
3 Revenue Sufficiency | 2023 | 60 | Alberta Internal Load (MW) | 270 | 278
3 Revenue Sufficiency | 2023 | 60 | Alberta Internal Load (MW) | 280 | 273
3 Revenue Sufficiency | 2023 | 60 | Alberta Internal Load (MW) | 290 | 234
3 Revenue Sufficiency | 2023 | 60 | Alberta Internal Load (MW) | 300 | 228
3 Revenue Sufficiency | 2023 | 60 | Alberta Internal Load (MW) | 310 | 213
3 Revenue Sufficiency | 2023 | 60 | Alberta Internal Load (MW) | 320 | 207
3 Revenue Sufficiency | 2023 | 60 | Alberta Internal Load (MW) | 330 | 180
3 Revenue Sufficiency | 2023 | 60 | Alberta Internal Load (MW) | 340 | 160
3 Revenue Sufficiency | 2023 | 60 | Alberta Internal Load (MW) | 350 | 179
3 Revenue Sufficiency | 2023 | 60 | Alberta Internal Load (MW) | 360 | 160
3 Revenue Sufficiency | 2023 | 60 | Alberta Internal Load (MW) | 370 | 186
3 Revenue Sufficiency | 2023 | 60 | Alberta Internal Load (MW) | 380 | 130
3 Revenue Sufficiency | 2023 | 60 | Alberta Internal Load (MW) | 390 | 134
3 Revenue Sufficiency | 2023 | 60 | Alberta Internal Load (MW) | 400 | 135
3 Revenue Sufficiency | 2023 | 60 | Alberta Internal Load (MW) | 410 | 100
3 Revenue Sufficiency | 2023 | 60 | Alberta Internal Load (MW) | 420 | 116
3 Revenue Sufficiency | 2023 | 60 | Alberta Internal Load (MW) | 430 | 93
3 Revenue Sufficiency | 2023 | 60 | Alberta Internal Load (MW) | 440 | 91
3 Revenue Sufficiency | 2023 | 60 | Alberta Internal Load (MW) | 450 | 97
3 Revenue Sufficiency | 2023 | 60 | Alberta Internal Load (MW) | 460 | 70
3 Revenue Sufficiency | 2023 | 60 | Alberta Internal Load (MW) | 470 | 63
3 Revenue Sufficiency | 2023 | 60 | Alberta Internal Load (MW) | 480 | 80
3 Revenue Sufficiency | 2023 | 60 | Alberta Internal Load (MW) | 490 | 56
3 Revenue Sufficiency | 2023 | 60 | Alberta Internal Load (MW) | 500 | 50
3 Revenue Sufficiency | 2023 | 60 | Alberta Internal Load (MW) | 510 | 46
3 Revenue Sufficiency | 2023 | 60 | Alberta Internal Load (MW) | 520 | 39
3 Revenue Sufficiency | 2023 | 60 | Alberta Internal Load (MW) | 530 | 59
3 Revenue Sufficiency | 2023 | 60 | Alberta Internal Load (MW) | 540 | 50
3 Revenue Sufficiency | 2023 | 60 | Alberta Internal Load (MW) | 550 | 44
3 Revenue Sufficiency | 2023 | 60 | Alberta Internal Load (MW) | 560 | 35
3 Revenue Sufficiency | 2023 | 60 | Alberta Internal Load (MW) | 570 | 47
3 Revenue Sufficiency | 2023 | 60 | Alberta Internal Load (MW) | 580 | 42
3 Revenue Sufficiency | 2023 | 60 | Alberta Internal Load (MW) | 590 | 40
3 Revenue Sufficiency | 2023 | 60 | Alberta Internal Load (MW) | 600 | 33
3 Revenue Sufficiency | 2023 | 60 | Alberta Internal Load (MW) | 610 | 48
3 Revenue Sufficiency | 2023 | 60 | Alberta Internal Load (MW) | 620 | 50
3 Revenue Sufficiency | 2023 | 60 | Alberta Internal Load (MW) | 630 | 47
3 Revenue Sufficiency | 2023 | 60 | Alberta Internal Load (MW) | 640 | 52
3 Revenue Sufficiency | 2023 | 60 | Alberta Internal Load (MW) | 650 | 27
3 Revenue Sufficiency | 2023 | 60 | Alberta Internal Load (MW) | 660 | 38
3 Revenue Sufficiency | 2023 | 60 | Alberta Internal Load (MW) | 670 | 31
3 Revenue Sufficiency | 2023 | 60 | Alberta Internal Load (MW) | 680 | 44
3 Revenue Sufficiency | 2023 | 60 | Alberta Internal Load (MW) | 690 | 34
3 Revenue Sufficiency | 2023 | 60 | Alberta Internal Load (MW) | 700 | 34
3 Revenue Sufficiency | 2023 | 60 | Alberta Internal Load (MW) | 710 | 34
3 Revenue Sufficiency | 2023 | 60 | Alberta Internal Load (MW) | 720 | 21
3 Revenue Sufficiency | 2023 | 60 | Alberta Internal Load (MW) | 730 | 24
3 Revenue Sufficiency | 2023 | 60 | Alberta Internal Load (MW) | 740 | 20
3 Revenue Sufficiency | 2023 | 60 | Alberta Internal Load (MW) | 750 | 15
3 Revenue Sufficiency | 2023 | 60 | Alberta Internal Load (MW) | 760 | 13
3 Revenue Sufficiency | 2023 | 60 | Alberta Internal Load (MW) | 770 | 11
3 Revenue Sufficiency | 2023 | 60 | Alberta Internal Load (MW) | 780 | 9
3 Revenue Sufficiency | 2023 | 60 | Alberta Internal Load (MW) | 790 | 6
3 Revenue Sufficiency | 2023 | 60 | Alberta Internal Load (MW) | 800 | 3
3 Revenue Sufficiency | 2023 | 60 | Alberta Internal Load (MW) | 810 | 1
3 Revenue Sufficiency | 2023 | 60 | Alberta Internal Load (MW) | 820 | 2
3 Revenue Sufficiency | 2023 | 10 | Variable Generation (MW) | -270 | 1
3 Revenue Sufficiency | 2023 | 10 | Variable Generation (MW) | -260 | 0
3 Revenue Sufficiency | 2023 | 10 | Variable Generation (MW) | -250 | 0
3 Revenue Sufficiency | 2023 | 10 | Variable Generation (MW) | -240 | 2
3 Revenue Sufficiency | 2023 | 10 | Variable Generation (MW) | -230 | 0
3 Revenue Sufficiency | 2023 | 10 | Variable Generation (MW) | -220 | 1
3 Revenue Sufficiency | 2023 | 10 | Variable Generation (MW) | -210 | 1
3 Revenue Sufficiency | 2023 | 10 | Variable Generation (MW) | -200 | 3
3 Revenue Sufficiency | 2023 | 10 | Variable Generation (MW) | -190 | 3
3 Revenue Sufficiency | 2023 | 10 | Variable Generation (MW) | -180 | 2
3 Revenue Sufficiency | 2023 | 10 | Variable Generation (MW) | -170 | 7
3 Revenue Sufficiency | 2023 | 10 | Variable Generation (MW) | -160 | 8
3 Revenue Sufficiency | 2023 | 10 | Variable Generation (MW) | -150 | 4
3 Revenue Sufficiency | 2023 | 10 | Variable Generation (MW) | -140 | 26
3 Revenue Sufficiency | 2023 | 10 | Variable Generation (MW) | -130 | 35
3 Revenue Sufficiency | 2023 | 10 | Variable Generation (MW) | -120 | 49
3 Revenue Sufficiency | 2023 | 10 | Variable Generation (MW) | -110 | 62
3 Revenue Sufficiency | 2023 | 10 | Variable Generation (MW) | -100 | 110
3 Revenue Sufficiency | 2023 | 10 | Variable Generation (MW) | -90 | 161
3 Revenue Sufficiency | 2023 | 10 | Variable Generation (MW) | -80 | 287
3 Revenue Sufficiency | 2023 | 10 | Variable Generation (MW) | -70 | 458
3 Revenue Sufficiency | 2023 | 10 | Variable Generation (MW) | -60 | 696
3 Revenue Sufficiency | 2023 | 10 | Variable Generation (MW) | -50 | 1124
3 Revenue Sufficiency | 2023 | 10 | Variable Generation (MW) | -40 | 1765
3 Revenue Sufficiency | 2023 | 10 | Variable Generation (MW) | -30 | 3051
3 Revenue Sufficiency | 2023 | 10 | Variable Generation (MW) | -20 | 4883
3 Revenue Sufficiency | 2023 | 10 | Variable Generation (MW) | -10 | 8317
3 Revenue Sufficiency | 2023 | 10 | Variable Generation (MW) | 0 | 11256
3 Revenue Sufficiency | 2023 | 10 | Variable Generation (MW) | 10 | 7626
3 Revenue Sufficiency | 2023 | 10 | Variable Generation (MW) | 20 | 4786
3 Revenue Sufficiency | 2023 | 10 | Variable Generation (MW) | 30 | 2901
3 Revenue Sufficiency | 2023 | 10 | Variable Generation (MW) | 40 | 1751
3 Revenue Sufficiency | 2023 | 10 | Variable Generation (MW) | 50 | 1160
3 Revenue Sufficiency | 2023 | 10 | Variable Generation (MW) | 60 | 718
3 Revenue Sufficiency | 2023 | 10 | Variable Generation (MW) | 70 | 458
3 Revenue Sufficiency | 2023 | 10 | Variable Generation (MW) | 80 | 281
3 Revenue Sufficiency | 2023 | 10 | Variable Generation (MW) | 90 | 193
3 Revenue Sufficiency | 2023 | 10 | Variable Generation (MW) | 100 | 110
3 Revenue Sufficiency | 2023 | 10 | Variable Generation (MW) | 110 | 82
3 Revenue Sufficiency | 2023 | 10 | Variable Generation (MW) | 120 | 45
3 Revenue Sufficiency | 2023 | 10 | Variable Generation (MW) | 130 | 50
3 Revenue Sufficiency | 2023 | 10 | Variable Generation (MW) | 140 | 24
3 Revenue Sufficiency | 2023 | 10 | Variable Generation (MW) | 150 | 13
3 Revenue Sufficiency | 2023 | 10 | Variable Generation (MW) | 160 | 11
3 Revenue Sufficiency | 2023 | 10 | Variable Generation (MW) | 170 | 11
3 Revenue Sufficiency | 2023 | 10 | Variable Generation (MW) | 180 | 8
3 Revenue Sufficiency | 2023 | 10 | Variable Generation (MW) | 190 | 3
3 Revenue Sufficiency | 2023 | 10 | Variable Generation (MW) | 200 | 4
3 Revenue Sufficiency | 2023 | 10 | Variable Generation (MW) | 210 | 2
3 Revenue Sufficiency | 2023 | 10 | Variable Generation (MW) | 220 | 4
3 Revenue Sufficiency | 2023 | 10 | Variable Generation (MW) | 230 | 2
3 Revenue Sufficiency | 2023 | 10 | Variable Generation (MW) | 240 | 1
3 Revenue Sufficiency | 2023 | 10 | Variable Generation (MW) | 250 | 0
3 Revenue Sufficiency | 2023 | 10 | Variable Generation (MW) | 260 | 0
3 Revenue Sufficiency | 2023 | 10 | Variable Generation (MW) | 270 | 1
3 Revenue Sufficiency | 2023 | 10 | Variable Generation (MW) | 280 | 0
3 Revenue Sufficiency | 2023 | 10 | Variable Generation (MW) | 290 | 1
3 Revenue Sufficiency | 2023 | 10 | Variable Generation (MW) | 300 | 0
3 Revenue Sufficiency | 2023 | 10 | Variable Generation (MW) | 310 | 0
3 Revenue Sufficiency | 2023 | 10 | Variable Generation (MW) | 320 | 1
3 Revenue Sufficiency | 2023 | 60 | Variable Generation (MW) | -980 | 1
3 Revenue Sufficiency | 2023 | 60 | Variable Generation (MW) | -970 | 1
3 Revenue Sufficiency | 2023 | 60 | Variable Generation (MW) | -960 | 0
3 Revenue Sufficiency | 2023 | 60 | Variable Generation (MW) | -950 | 0
3 Revenue Sufficiency | 2023 | 60 | Variable Generation (MW) | -940 | 1
3 Revenue Sufficiency | 2023 | 60 | Variable Generation (MW) | -930 | 0
3 Revenue Sufficiency | 2023 | 60 | Variable Generation (MW) | -920 | 1
3 Revenue Sufficiency | 2023 | 60 | Variable Generation (MW) | -910 | 1
3 Revenue Sufficiency | 2023 | 60 | Variable Generation (MW) | -900 | 1
3 Revenue Sufficiency | 2023 | 60 | Variable Generation (MW) | -890 | 0
3 Revenue Sufficiency | 2023 | 60 | Variable Generation (MW) | -880 | 0
3 Revenue Sufficiency | 2023 | 60 | Variable Generation (MW) | -870 | 0
3 Revenue Sufficiency | 2023 | 60 | Variable Generation (MW) | -860 | 0
3 Revenue Sufficiency | 2023 | 60 | Variable Generation (MW) | -850 | 0
3 Revenue Sufficiency | 2023 | 60 | Variable Generation (MW) | -840 | 0
3 Revenue Sufficiency | 2023 | 60 | Variable Generation (MW) | -830 | 1
3 Revenue Sufficiency | 2023 | 60 | Variable Generation (MW) | -820 | 1
3 Revenue Sufficiency | 2023 | 60 | Variable Generation (MW) | -810 | 1
3 Revenue Sufficiency | 2023 | 60 | Variable Generation (MW) | -800 | 0
3 Revenue Sufficiency | 2023 | 60 | Variable Generation (MW) | -790 | 0
3 Revenue Sufficiency | 2023 | 60 | Variable Generation (MW) | -780 | 3
3 Revenue Sufficiency | 2023 | 60 | Variable Generation (MW) | -770 | 0
3 Revenue Sufficiency | 2023 | 60 | Variable Generation (MW) | -760 | 0
3 Revenue Sufficiency | 2023 | 60 | Variable Generation (MW) | -750 | 0
3 Revenue Sufficiency | 2023 | 60 | Variable Generation (MW) | -740 | 0
3 Revenue Sufficiency | 2023 | 60 | Variable Generation (MW) | -730 | 0
3 Revenue Sufficiency | 2023 | 60 | Variable Generation (MW) | -720 | 3
3 Revenue Sufficiency | 2023 | 60 | Variable Generation (MW) | -710 | 0
3 Revenue Sufficiency | 2023 | 60 | Variable Generation (MW) | -700 | 2
3 Revenue Sufficiency | 2023 | 60 | Variable Generation (MW) | -690 | 3
3 Revenue Sufficiency | 2023 | 60 | Variable Generation (MW) | -680 | 1
3 Revenue Sufficiency | 2023 | 60 | Variable Generation (MW) | -670 | 3
3 Revenue Sufficiency | 2023 | 60 | Variable Generation (MW) | -660 | 4
3 Revenue Sufficiency | 2023 | 60 | Variable Generation (MW) | -650 | 3
3 Revenue Sufficiency | 2023 | 60 | Variable Generation (MW) | -640 | 6
3 Revenue Sufficiency | 2023 | 60 | Variable Generation (MW) | -630 | 4
3 Revenue Sufficiency | 2023 | 60 | Variable Generation (MW) | -620 | 4
3 Revenue Sufficiency | 2023 | 60 | Variable Generation (MW) | -610 | 7
3 Revenue Sufficiency | 2023 | 60 | Variable Generation (MW) | -600 | 3
3 Revenue Sufficiency | 2023 | 60 | Variable Generation (MW) | -590 | 4
3 Revenue Sufficiency | 2023 | 60 | Variable Generation (MW) | -580 | 8
3 Revenue Sufficiency | 2023 | 60 | Variable Generation (MW) | -570 | 4
3 Revenue Sufficiency | 2023 | 60 | Variable Generation (MW) | -560 | 5
3 Revenue Sufficiency | 2023 | 60 | Variable Generation (MW) | -550 | 7
3 Revenue Sufficiency | 2023 | 60 | Variable Generation (MW) | -540 | 10
3 Revenue Sufficiency | 2023 | 60 | Variable Generation (MW) | -530 | 10
3 Revenue Sufficiency | 2023 | 60 | Variable Generation (MW) | -520 | 16
3 Revenue Sufficiency | 2023 | 60 | Variable Generation (MW) | -510 | 13
3 Revenue Sufficiency | 2023 | 60 | Variable Generation (MW) | -500 | 19
3 Revenue Sufficiency | 2023 | 60 | Variable Generation (MW) | -490 | 27
3 Revenue Sufficiency | 2023 | 60 | Variable Generation (MW) | -480 | 23
3 Revenue Sufficiency | 2023 | 60 | Variable Generation (MW) | -470 | 22
3 Revenue Sufficiency | 2023 | 60 | Variable Generation (MW) | -460 | 34
3 Revenue Sufficiency | 2023 | 60 | Variable Generation (MW) | -450 | 26
3 Revenue Sufficiency | 2023 | 60 | Variable Generation (MW) | -440 | 26
3 Revenue Sufficiency | 2023 | 60 | Variable Generation (MW) | -430 | 27
3 Revenue Sufficiency | 2023 | 60 | Variable Generation (MW) | -420 | 38
3 Revenue Sufficiency | 2023 | 60 | Variable Generation (MW) | -410 | 48
3 Revenue Sufficiency | 2023 | 60 | Variable Generation (MW) | -400 | 51
3 Revenue Sufficiency | 2023 | 60 | Variable Generation (MW) | -390 | 59
3 Revenue Sufficiency | 2023 | 60 | Variable Generation (MW) | -380 | 56
3 Revenue Sufficiency | 2023 | 60 | Variable Generation (MW) | -370 | 70
3 Revenue Sufficiency | 2023 | 60 | Variable Generation (MW) | -360 | 80
3 Revenue Sufficiency | 2023 | 60 | Variable Generation (MW) | -350 | 78
3 Revenue Sufficiency | 2023 | 60 | Variable Generation (MW) | -340 | 79
3 Revenue Sufficiency | 2023 | 60 | Variable Generation (MW) | -330 | 111
3 Revenue Sufficiency | 2023 | 60 | Variable Generation (MW) | -320 | 92
3 Revenue Sufficiency | 2023 | 60 | Variable Generation (MW) | -310 | 126
3 Revenue Sufficiency | 2023 | 60 | Variable Generation (MW) | -300 | 133
3 Revenue Sufficiency | 2023 | 60 | Variable Generation (MW) | -290 | 124
3 Revenue Sufficiency | 2023 | 60 | Variable Generation (MW) | -280 | 159
3 Revenue Sufficiency | 2023 | 60 | Variable Generation (MW) | -270 | 174
3 Revenue Sufficiency | 2023 | 60 | Variable Generation (MW) | -260 | 182
3 Revenue Sufficiency | 2023 | 60 | Variable Generation (MW) | -250 | 230
3 Revenue Sufficiency | 2023 | 60 | Variable Generation (MW) | -240 | 254
3 Revenue Sufficiency | 2023 | 60 | Variable Generation (MW) | -230 | 252
3 Revenue Sufficiency | 2023 | 60 | Variable Generation (MW) | -220 | 303
3 Revenue Sufficiency | 2023 | 60 | Variable Generation (MW) | -210 | 338
3 Revenue Sufficiency | 2023 | 60 | Variable Generation (MW) | -200 | 324
3 Revenue Sufficiency | 2023 | 60 | Variable Generation (MW) | -190 | 376
3 Revenue Sufficiency | 2023 | 60 | Variable Generation (MW) | -180 | 451
3 Revenue Sufficiency | 2023 | 60 | Variable Generation (MW) | -170 | 447
3 Revenue Sufficiency | 2023 | 60 | Variable Generation (MW) | -160 | 547
3 Revenue Sufficiency | 2023 | 60 | Variable Generation (MW) | -150 | 554
3 Revenue Sufficiency | 2023 | 60 | Variable Generation (MW) | -140 | 608
3 Revenue Sufficiency | 2023 | 60 | Variable Generation (MW) | -130 | 704
3 Revenue Sufficiency | 2023 | 60 | Variable Generation (MW) | -120 | 838
3 Revenue Sufficiency | 2023 | 60 | Variable Generation (MW) | -110 | 877
3 Revenue Sufficiency | 2023 | 60 | Variable Generation (MW) | -100 | 1007
3 Revenue Sufficiency | 2023 | 60 | Variable Generation (MW) | -90 | 1090
3 Revenue Sufficiency | 2023 | 60 | Variable Generation (MW) | -80 | 1156
3 Revenue Sufficiency | 2023 | 60 | Variable Generation (MW) | -70 | 1325
3 Revenue Sufficiency | 2023 | 60 | Variable Generation (MW) | -60 | 1570
3 Revenue Sufficiency | 2023 | 60 | Variable Generation (MW) | -50 | 1820
3 Revenue Sufficiency | 2023 | 60 | Variable Generation (MW) | -40 | 1880
3 Revenue Sufficiency | 2023 | 60 | Variable Generation (MW) | -30 | 1975
3 Revenue Sufficiency | 2023 | 60 | Variable Generation (MW) | -20 | 2195
3 Revenue Sufficiency | 2023 | 60 | Variable Generation (MW) | -10 | 2410
3 Revenue Sufficiency | 2023 | 60 | Variable Generation (MW) | 0 | 2508
3 Revenue Sufficiency | 2023 | 60 | Variable Generation (MW) | 10 | 2308
3 Revenue Sufficiency | 2023 | 60 | Variable Generation (MW) | 20 | 2080
3 Revenue Sufficiency | 2023 | 60 | Variable Generation (MW) | 30 | 1975
3 Revenue Sufficiency | 2023 | 60 | Variable Generation (MW) | 40 | 1679
3 Revenue Sufficiency | 2023 | 60 | Variable Generation (MW) | 50 | 1561
3 Revenue Sufficiency | 2023 | 60 | Variable Generation (MW) | 60 | 1384
3 Revenue Sufficiency | 2023 | 60 | Variable Generation (MW) | 70 | 1225
3 Revenue Sufficiency | 2023 | 60 | Variable Generation (MW) | 80 | 1135
3 Revenue Sufficiency | 2023 | 60 | Variable Generation (MW) | 90 | 1020
3 Revenue Sufficiency | 2023 | 60 | Variable Generation (MW) | 100 | 958
3 Revenue Sufficiency | 2023 | 60 | Variable Generation (MW) | 110 | 877
3 Revenue Sufficiency | 2023 | 60 | Variable Generation (MW) | 120 | 773
3 Revenue Sufficiency | 2023 | 60 | Variable Generation (MW) | 130 | 684
3 Revenue Sufficiency | 2023 | 60 | Variable Generation (MW) | 140 | 651
3 Revenue Sufficiency | 2023 | 60 | Variable Generation (MW) | 150 | 594
3 Revenue Sufficiency | 2023 | 60 | Variable Generation (MW) | 160 | 553
3 Revenue Sufficiency | 2023 | 60 | Variable Generation (MW) | 170 | 482
3 Revenue Sufficiency | 2023 | 60 | Variable Generation (MW) | 180 | 446
3 Revenue Sufficiency | 2023 | 60 | Variable Generation (MW) | 190 | 392
3 Revenue Sufficiency | 2023 | 60 | Variable Generation (MW) | 200 | 349
3 Revenue Sufficiency | 2023 | 60 | Variable Generation (MW) | 210 | 297
3 Revenue Sufficiency | 2023 | 60 | Variable Generation (MW) | 220 | 290
3 Revenue Sufficiency | 2023 | 60 | Variable Generation (MW) | 230 | 285
3 Revenue Sufficiency | 2023 | 60 | Variable Generation (MW) | 240 | 222
3 Revenue Sufficiency | 2023 | 60 | Variable Generation (MW) | 250 | 212
3 Revenue Sufficiency | 2023 | 60 | Variable Generation (MW) | 260 | 205
3 Revenue Sufficiency | 2023 | 60 | Variable Generation (MW) | 270 | 180
3 Revenue Sufficiency | 2023 | 60 | Variable Generation (MW) | 280 | 155
3 Revenue Sufficiency | 2023 | 60 | Variable Generation (MW) | 290 | 117
3 Revenue Sufficiency | 2023 | 60 | Variable Generation (MW) | 300 | 131
3 Revenue Sufficiency | 2023 | 60 | Variable Generation (MW) | 310 | 111
3 Revenue Sufficiency | 2023 | 60 | Variable Generation (MW) | 320 | 121
3 Revenue Sufficiency | 2023 | 60 | Variable Generation (MW) | 330 | 91
3 Revenue Sufficiency | 2023 | 60 | Variable Generation (MW) | 340 | 77
3 Revenue Sufficiency | 2023 | 60 | Variable Generation (MW) | 350 | 72
3 Revenue Sufficiency | 2023 | 60 | Variable Generation (MW) | 360 | 59
3 Revenue Sufficiency | 2023 | 60 | Variable Generation (MW) | 370 | 76
3 Revenue Sufficiency | 2023 | 60 | Variable Generation (MW) | 380 | 57
3 Revenue Sufficiency | 2023 | 60 | Variable Generation (MW) | 390 | 56
3 Revenue Sufficiency | 2023 | 60 | Variable Generation (MW) | 400 | 47
3 Revenue Sufficiency | 2023 | 60 | Variable Generation (MW) | 410 | 33
3 Revenue Sufficiency | 2023 | 60 | Variable Generation (MW) | 420 | 37
3 Revenue Sufficiency | 2023 | 60 | Variable Generation (MW) | 430 | 40
3 Revenue Sufficiency | 2023 | 60 | Variable Generation (MW) | 440 | 36
3 Revenue Sufficiency | 2023 | 60 | Variable Generation (MW) | 450 | 34
3 Revenue Sufficiency | 2023 | 60 | Variable Generation (MW) | 460 | 32
3 Revenue Sufficiency | 2023 | 60 | Variable Generation (MW) | 470 | 33
3 Revenue Sufficiency | 2023 | 60 | Variable Generation (MW) | 480 | 30
3 Revenue Sufficiency | 2023 | 60 | Variable Generation (MW) | 490 | 26
3 Revenue Sufficiency | 2023 | 60 | Variable Generation (MW) | 500 | 17
3 Revenue Sufficiency | 2023 | 60 | Variable Generation (MW) | 510 | 14
3 Revenue Sufficiency | 2023 | 60 | Variable Generation (MW) | 520 | 17
3 Revenue Sufficiency | 2023 | 60 | Variable Generation (MW) | 530 | 14
3 Revenue Sufficiency | 2023 | 60 | Variable Generation (MW) | 540 | 18
3 Revenue Sufficiency | 2023 | 60 | Variable Generation (MW) | 550 | 14
3 Revenue Sufficiency | 2023 | 60 | Variable Generation (MW) | 560 | 6
3 Revenue Sufficiency | 2023 | 60 | Variable Generation (MW) | 570 | 12
3 Revenue Sufficiency | 2023 | 60 | Variable Generation (MW) | 580 | 12
3 Revenue Sufficiency | 2023 | 60 | Variable Generation (MW) | 590 | 8
3 Revenue Sufficiency | 2023 | 60 | Variable Generation (MW) | 600 | 11
3 Revenue Sufficiency | 2023 | 60 | Variable Generation (MW) | 610 | 10
3 Revenue Sufficiency | 2023 | 60 | Variable Generation (MW) | 620 | 8
3 Revenue Sufficiency | 2023 | 60 | Variable Generation (MW) | 630 | 6
3 Revenue Sufficiency | 2023 | 60 | Variable Generation (MW) | 640 | 5
3 Revenue Sufficiency | 2023 | 60 | Variable Generation (MW) | 650 | 3
3 Revenue Sufficiency | 2023 | 60 | Variable Generation (MW) | 660 | 1
3 Revenue Sufficiency | 2023 | 60 | Variable Generation (MW) | 670 | 4
3 Revenue Sufficiency | 2023 | 60 | Variable Generation (MW) | 680 | 5
3 Revenue Sufficiency | 2023 | 60 | Variable Generation (MW) | 690 | 3
3 Revenue Sufficiency | 2023 | 60 | Variable Generation (MW) | 700 | 1
3 Revenue Sufficiency | 2023 | 60 | Variable Generation (MW) | 710 | 4
3 Revenue Sufficiency | 2023 | 60 | Variable Generation (MW) | 720 | 2
3 Revenue Sufficiency | 2023 | 60 | Variable Generation (MW) | 730 | 1
3 Revenue Sufficiency | 2023 | 60 | Variable Generation (MW) | 740 | 3
3 Revenue Sufficiency | 2023 | 60 | Variable Generation (MW) | 750 | 4
3 Revenue Sufficiency | 2023 | 60 | Variable Generation (MW) | 760 | 2
3 Revenue Sufficiency | 2023 | 60 | Variable Generation (MW) | 770 | 1
3 Revenue Sufficiency | 2023 | 60 | Variable Generation (MW) | 780 | 2
3 Revenue Sufficiency | 2023 | 60 | Variable Generation (MW) | 790 | 1
3 Revenue Sufficiency | 2023 | 60 | Variable Generation (MW) | 800 | 1
3 Revenue Sufficiency | 2023 | 60 | Variable Generation (MW) | 810 | 3
3 Revenue Sufficiency | 2023 | 60 | Variable Generation (MW) | 820 | 1
3 Revenue Sufficiency | 2023 | 60 | Variable Generation (MW) | 830 | 0
3 Revenue Sufficiency | 2023 | 60 | Variable Generation (MW) | 840 | 2
3 Revenue Sufficiency | 2023 | 60 | Variable Generation (MW) | 850 | 2
3 Revenue Sufficiency | 2023 | 60 | Variable Generation (MW) | 860 | 2
3 Revenue Sufficiency | 2023 | 60 | Variable Generation (MW) | 870 | 1
3 Revenue Sufficiency | 2023 | 60 | Variable Generation (MW) | 880 | 2
3 Revenue Sufficiency | 2023 | 60 | Variable Generation (MW) | 890 | 1
3 Revenue Sufficiency | 2023 | 60 | Variable Generation (MW) | 900 | 0
3 Revenue Sufficiency | 2023 | 60 | Variable Generation (MW) | 910 | 0
3 Revenue Sufficiency | 2023 | 60 | Variable Generation (MW) | 920 | 0
3 Revenue Sufficiency | 2023 | 60 | Variable Generation (MW) | 930 | 0
3 Revenue Sufficiency | 2023 | 60 | Variable Generation (MW) | 940 | 1
3 Revenue Sufficiency | 2023 | 60 | Variable Generation (MW) | 950 | 0
3 Revenue Sufficiency | 2023 | 60 | Variable Generation (MW) | 960 | 0
3 Revenue Sufficiency | 2023 | 60 | Variable Generation (MW) | 970 | 2
3 Revenue Sufficiency | 2023 | 60 | Variable Generation (MW) | 980 | 2
3 Revenue Sufficiency | 2023 | 60 | Variable Generation (MW) | 990 | 0
3 Revenue Sufficiency | 2023 | 60 | Variable Generation (MW) | 1000 | 1
3 Revenue Sufficiency | 2023 | 60 | Variable Generation (MW) | 1010 | 1
3 Revenue Sufficiency | 2023 | 10 | Net Demand (MW) | -440 | 1
3 Revenue Sufficiency | 2023 | 10 | Net Demand (MW) | -430 | 0
3 Revenue Sufficiency | 2023 | 10 | Net Demand (MW) | -420 | 0
3 Revenue Sufficiency | 2023 | 10 | Net Demand (MW) | -410 | 0
3 Revenue Sufficiency | 2023 | 10 | Net Demand (MW) | -400 | 0
3 Revenue Sufficiency | 2023 | 10 | Net Demand (MW) | -390 | 0
3 Revenue Sufficiency | 2023 | 10 | Net Demand (MW) | -380 | 0
3 Revenue Sufficiency | 2023 | 10 | Net Demand (MW) | -370 | 0
3 Revenue Sufficiency | 2023 | 10 | Net Demand (MW) | -360 | 0
3 Revenue Sufficiency | 2023 | 10 | Net Demand (MW) | -350 | 0
3 Revenue Sufficiency | 2023 | 10 | Net Demand (MW) | -340 | 0
3 Revenue Sufficiency | 2023 | 10 | Net Demand (MW) | -330 | 1
3 Revenue Sufficiency | 2023 | 10 | Net Demand (MW) | -320 | 0
3 Revenue Sufficiency | 2023 | 10 | Net Demand (MW) | -310 | 1
3 Revenue Sufficiency | 2023 | 10 | Net Demand (MW) | -300 | 0
3 Revenue Sufficiency | 2023 | 10 | Net Demand (MW) | -290 | 0
3 Revenue Sufficiency | 2023 | 10 | Net Demand (MW) | -280 | 2
3 Revenue Sufficiency | 2023 | 10 | Net Demand (MW) | -270 | 3
3 Revenue Sufficiency | 2023 | 10 | Net Demand (MW) | -260 | 1
3 Revenue Sufficiency | 2023 | 10 | Net Demand (MW) | -250 | 2
3 Revenue Sufficiency | 2023 | 10 | Net Demand (MW) | -240 | 4
3 Revenue Sufficiency | 2023 | 10 | Net Demand (MW) | -230 | 5
3 Revenue Sufficiency | 2023 | 10 | Net Demand (MW) | -220 | 6
3 Revenue Sufficiency | 2023 | 10 | Net Demand (MW) | -210 | 9
3 Revenue Sufficiency | 2023 | 10 | Net Demand (MW) | -200 | 5
3 Revenue Sufficiency | 2023 | 10 | Net Demand (MW) | -190 | 14
3 Revenue Sufficiency | 2023 | 10 | Net Demand (MW) | -180 | 12
3 Revenue Sufficiency | 2023 | 10 | Net Demand (MW) | -170 | 34
3 Revenue Sufficiency | 2023 | 10 | Net Demand (MW) | -160 | 38
3 Revenue Sufficiency | 2023 | 10 | Net Demand (MW) | -150 | 60
3 Revenue Sufficiency | 2023 | 10 | Net Demand (MW) | -140 | 100
3 Revenue Sufficiency | 2023 | 10 | Net Demand (MW) | -130 | 139
3 Revenue Sufficiency | 2023 | 10 | Net Demand (MW) | -120 | 217
3 Revenue Sufficiency | 2023 | 10 | Net Demand (MW) | -110 | 311
3 Revenue Sufficiency | 2023 | 10 | Net Demand (MW) | -100 | 482
3 Revenue Sufficiency | 2023 | 10 | Net Demand (MW) | -90 | 658
3 Revenue Sufficiency | 2023 | 10 | Net Demand (MW) | -80 | 926
3 Revenue Sufficiency | 2023 | 10 | Net Demand (MW) | -70 | 1284
3 Revenue Sufficiency | 2023 | 10 | Net Demand (MW) | -60 | 1747
3 Revenue Sufficiency | 2023 | 10 | Net Demand (MW) | -50 | 2316
3 Revenue Sufficiency | 2023 | 10 | Net Demand (MW) | -40 | 2926
3 Revenue Sufficiency | 2023 | 10 | Net Demand (MW) | -30 | 3579
3 Revenue Sufficiency | 2023 | 10 | Net Demand (MW) | -20 | 4240
3 Revenue Sufficiency | 2023 | 10 | Net Demand (MW) | -10 | 4986
3 Revenue Sufficiency | 2023 | 10 | Net Demand (MW) | 0 | 5230
3 Revenue Sufficiency | 2023 | 10 | Net Demand (MW) | 10 | 4774
3 Revenue Sufficiency | 2023 | 10 | Net Demand (MW) | 20 | 4240
3 Revenue Sufficiency | 2023 | 10 | Net Demand (MW) | 30 | 3397
3 Revenue Sufficiency | 2023 | 10 | Net Demand (MW) | 40 | 2731
3 Revenue Sufficiency | 2023 | 10 | Net Demand (MW) | 50 | 1977
3 Revenue Sufficiency | 2023 | 10 | Net Demand (MW) | 60 | 1554
3 Revenue Sufficiency | 2023 | 10 | Net Demand (MW) | 70 | 1192
3 Revenue Sufficiency | 2023 | 10 | Net Demand (MW) | 80 | 865
3 Revenue Sufficiency | 2023 | 10 | Net Demand (MW) | 90 | 641
3 Revenue Sufficiency | 2023 | 10 | Net Demand (MW) | 100 | 470
3 Revenue Sufficiency | 2023 | 10 | Net Demand (MW) | 110 | 363
3 Revenue Sufficiency | 2023 | 10 | Net Demand (MW) | 120 | 295
3 Revenue Sufficiency | 2023 | 10 | Net Demand (MW) | 130 | 223
3 Revenue Sufficiency | 2023 | 10 | Net Demand (MW) | 140 | 153
3 Revenue Sufficiency | 2023 | 10 | Net Demand (MW) | 150 | 96
3 Revenue Sufficiency | 2023 | 10 | Net Demand (MW) | 160 | 89
3 Revenue Sufficiency | 2023 | 10 | Net Demand (MW) | 170 | 52
3 Revenue Sufficiency | 2023 | 10 | Net Demand (MW) | 180 | 34
3 Revenue Sufficiency | 2023 | 10 | Net Demand (MW) | 190 | 22
3 Revenue Sufficiency | 2023 | 10 | Net Demand (MW) | 200 | 12
3 Revenue Sufficiency | 2023 | 10 | Net Demand (MW) | 210 | 9
3 Revenue Sufficiency | 2023 | 10 | Net Demand (MW) | 220 | 13
3 Revenue Sufficiency | 2023 | 10 | Net Demand (MW) | 230 | 5
3 Revenue Sufficiency | 2023 | 10 | Net Demand (MW) | 240 | 3
3 Revenue Sufficiency | 2023 | 10 | Net Demand (MW) | 250 | 2
3 Revenue Sufficiency | 2023 | 10 | Net Demand (MW) | 260 | 3
3 Revenue Sufficiency | 2023 | 10 | Net Demand (MW) | 270 | 3
3 Revenue Sufficiency | 2023 | 10 | Net Demand (MW) | 280 | 0
3 Revenue Sufficiency | 2023 | 10 | Net Demand (MW) | 290 | 1
3 Revenue Sufficiency | 2023 | 10 | Net Demand (MW) | 300 | 1
3 Revenue Sufficiency | 2023 | 60 | Net Demand (MW) | -1250 | 1
3 Revenue Sufficiency | 2023 | 60 | Net Demand (MW) | -1240 | 0
3 Revenue Sufficiency | 2023 | 60 | Net Demand (MW) | -1230 | 1
3 Revenue Sufficiency | 2023 | 60 | Net Demand (MW) | -1220 | 0
3 Revenue Sufficiency | 2023 | 60 | Net Demand (MW) | -1210 | 0
3 Revenue Sufficiency | 2023 | 60 | Net Demand (MW) | -1200 | 0
3 Revenue Sufficiency | 2023 | 60 | Net Demand (MW) | -1190 | 0
3 Revenue Sufficiency | 2023 | 60 | Net Demand (MW) | -1180 | 0
3 Revenue Sufficiency | 2023 | 60 | Net Demand (MW) | -1170 | 0
3 Revenue Sufficiency | 2023 | 60 | Net Demand (MW) | -1160 | 0
3 Revenue Sufficiency | 2023 | 60 | Net Demand (MW) | -1150 | 0
3 Revenue Sufficiency | 2023 | 60 | Net Demand (MW) | -1140 | 0
3 Revenue Sufficiency | 2023 | 60 | Net Demand (MW) | -1130 | 1
3 Revenue Sufficiency | 2023 | 60 | Net Demand (MW) | -1120 | 0
3 Revenue Sufficiency | 2023 | 60 | Net Demand (MW) | -1110 | 0
3 Revenue Sufficiency | 2023 | 60 | Net Demand (MW) | -1100 | 1
3 Revenue Sufficiency | 2023 | 60 | Net Demand (MW) | -1090 | 2
3 Revenue Sufficiency | 2023 | 60 | Net Demand (MW) | -1080 | 0
3 Revenue Sufficiency | 2023 | 60 | Net Demand (MW) | -1070 | 3
3 Revenue Sufficiency | 2023 | 60 | Net Demand (MW) | -1060 | 0
3 Revenue Sufficiency | 2023 | 60 | Net Demand (MW) | -1050 | 1
3 Revenue Sufficiency | 2023 | 60 | Net Demand (MW) | -1040 | 0
3 Revenue Sufficiency | 2023 | 60 | Net Demand (MW) | -1030 | 2
3 Revenue Sufficiency | 2023 | 60 | Net Demand (MW) | -1020 | 0
3 Revenue Sufficiency | 2023 | 60 | Net Demand (MW) | -1010 | 0
3 Revenue Sufficiency | 2023 | 60 | Net Demand (MW) | -1000 | 1
3 Revenue Sufficiency | 2023 | 60 | Net Demand (MW) | -990 | 1
3 Revenue Sufficiency | 2023 | 60 | Net Demand (MW) | -980 | 1
3 Revenue Sufficiency | 2023 | 60 | Net Demand (MW) | -970 | 0
3 Revenue Sufficiency | 2023 | 60 | Net Demand (MW) | -960 | 4
3 Revenue Sufficiency | 2023 | 60 | Net Demand (MW) | -950 | 1
3 Revenue Sufficiency | 2023 | 60 | Net Demand (MW) | -940 | 0
3 Revenue Sufficiency | 2023 | 60 | Net Demand (MW) | -930 | 1
3 Revenue Sufficiency | 2023 | 60 | Net Demand (MW) | -920 | 1
3 Revenue Sufficiency | 2023 | 60 | Net Demand (MW) | -910 | 1
3 Revenue Sufficiency | 2023 | 60 | Net Demand (MW) | -900 | 2
3 Revenue Sufficiency | 2023 | 60 | Net Demand (MW) | -890 | 4
3 Revenue Sufficiency | 2023 | 60 | Net Demand (MW) | -880 | 2
3 Revenue Sufficiency | 2023 | 60 | Net Demand (MW) | -870 | 1
3 Revenue Sufficiency | 2023 | 60 | Net Demand (MW) | -860 | 3
3 Revenue Sufficiency | 2023 | 60 | Net Demand (MW) | -850 | 0
3 Revenue Sufficiency | 2023 | 60 | Net Demand (MW) | -840 | 6
3 Revenue Sufficiency | 2023 | 60 | Net Demand (MW) | -830 | 5
3 Revenue Sufficiency | 2023 | 60 | Net Demand (MW) | -820 | 1
3 Revenue Sufficiency | 2023 | 60 | Net Demand (MW) | -810 | 1
3 Revenue Sufficiency | 2023 | 60 | Net Demand (MW) | -800 | 5
3 Revenue Sufficiency | 2023 | 60 | Net Demand (MW) | -790 | 10
3 Revenue Sufficiency | 2023 | 60 | Net Demand (MW) | -780 | 6
3 Revenue Sufficiency | 2023 | 60 | Net Demand (MW) | -770 | 6
3 Revenue Sufficiency | 2023 | 60 | Net Demand (MW) | -760 | 11
3 Revenue Sufficiency | 2023 | 60 | Net Demand (MW) | -750 | 8
3 Revenue Sufficiency | 2023 | 60 | Net Demand (MW) | -740 | 12
3 Revenue Sufficiency | 2023 | 60 | Net Demand (MW) | -730 | 13
3 Revenue Sufficiency | 2023 | 60 | Net Demand (MW) | -720 | 7
3 Revenue Sufficiency | 2023 | 60 | Net Demand (MW) | -710 | 17
3 Revenue Sufficiency | 2023 | 60 | Net Demand (MW) | -700 | 11
3 Revenue Sufficiency | 2023 | 60 | Net Demand (MW) | -690 | 22
3 Revenue Sufficiency | 2023 | 60 | Net Demand (MW) | -680 | 16
3 Revenue Sufficiency | 2023 | 60 | Net Demand (MW) | -670 | 17
3 Revenue Sufficiency | 2023 | 60 | Net Demand (MW) | -660 | 17
3 Revenue Sufficiency | 2023 | 60 | Net Demand (MW) | -650 | 24
3 Revenue Sufficiency | 2023 | 60 | Net Demand (MW) | -640 | 27
3 Revenue Sufficiency | 2023 | 60 | Net Demand (MW) | -630 | 22
3 Revenue Sufficiency | 2023 | 60 | Net Demand (MW) | -620 | 30
3 Revenue Sufficiency | 2023 | 60 | Net Demand (MW) | -610 | 34
3 Revenue Sufficiency | 2023 | 60 | Net Demand (MW) | -600 | 53
3 Revenue Sufficiency | 2023 | 60 | Net Demand (MW) | -590 | 51
3 Revenue Sufficiency | 2023 | 60 | Net Demand (MW) | -580 | 49
3 Revenue Sufficiency | 2023 | 60 | Net Demand (MW) | -570 | 53
3 Revenue Sufficiency | 2023 | 60 | Net Demand (MW) | -560 | 69
3 Revenue Sufficiency | 2023 | 60 | Net Demand (MW) | -550 | 56
3 Revenue Sufficiency | 2023 | 60 | Net Demand (MW) | -540 | 85
3 Revenue Sufficiency | 2023 | 60 | Net Demand (MW) | -530 | 75
3 Revenue Sufficiency | 2023 | 60 | Net Demand (MW) | -520 | 83
3 Revenue Sufficiency | 2023 | 60 | Net Demand (MW) | -510 | 87
3 Revenue Sufficiency | 2023 | 60 | Net Demand (MW) | -500 | 89
3 Revenue Sufficiency | 2023 | 60 | Net Demand (MW) | -490 | 92
3 Revenue Sufficiency | 2023 | 60 | Net Demand (MW) | -480 | 109
3 Revenue Sufficiency | 2023 | 60 | Net Demand (MW) | -470 | 116
3 Revenue Sufficiency | 2023 | 60 | Net Demand (MW) | -460 | 128
3 Revenue Sufficiency | 2023 | 60 | Net Demand (MW) | -450 | 138
3 Revenue Sufficiency | 2023 | 60 | Net Demand (MW) | -440 | 129
3 Revenue Sufficiency | 2023 | 60 | Net Demand (MW) | -430 | 175
3 Revenue Sufficiency | 2023 | 60 | Net Demand (MW) | -420 | 162
3 Revenue Sufficiency | 2023 | 60 | Net Demand (MW) | -410 | 174
3 Revenue Sufficiency | 2023 | 60 | Net Demand (MW) | -400 | 192
3 Revenue Sufficiency | 2023 | 60 | Net Demand (MW) | -390 | 210
3 Revenue Sufficiency | 2023 | 60 | Net Demand (MW) | -380 | 214
3 Revenue Sufficiency | 2023 | 60 | Net Demand (MW) | -370 | 248
3 Revenue Sufficiency | 2023 | 60 | Net Demand (MW) | -360 | 235
3 Revenue Sufficiency | 2023 | 60 | Net Demand (MW) | -350 | 278
3 Revenue Sufficiency | 2023 | 60 | Net Demand (MW) | -340 | 279
3 Revenue Sufficiency | 2023 | 60 | Net Demand (MW) | -330 | 336
3 Revenue Sufficiency | 2023 | 60 | Net Demand (MW) | -320 | 326
3 Revenue Sufficiency | 2023 | 60 | Net Demand (MW) | -310 | 302
3 Revenue Sufficiency | 2023 | 60 | Net Demand (MW) | -300 | 369
3 Revenue Sufficiency | 2023 | 60 | Net Demand (MW) | -290 | 392
3 Revenue Sufficiency | 2023 | 60 | Net Demand (MW) | -280 | 373
3 Revenue Sufficiency | 2023 | 60 | Net Demand (MW) | -270 | 393
3 Revenue Sufficiency | 2023 | 60 | Net Demand (MW) | -260 | 413
3 Revenue Sufficiency | 2023 | 60 | Net Demand (MW) | -250 | 440
3 Revenue Sufficiency | 2023 | 60 | Net Demand (MW) | -240 | 435
3 Revenue Sufficiency | 2023 | 60 | Net Demand (MW) | -230 | 463
3 Revenue Sufficiency | 2023 | 60 | Net Demand (MW) | -220 | 495
3 Revenue Sufficiency | 2023 | 60 | Net Demand (MW) | -210 | 529
3 Revenue Sufficiency | 2023 | 60 | Net Demand (MW) | -200 | 566
3 Revenue Sufficiency | 2023 | 60 | Net Demand (MW) | -190 | 587
3 Revenue Sufficiency | 2023 | 60 | Net Demand (MW) | -180 | 611
3 Revenue Sufficiency | 2023 | 60 | Net Demand (MW) | -170 | 714
3 Revenue Sufficiency | 2023 | 60 | Net Demand (MW) | -160 | 706
3 Revenue Sufficiency | 2023 | 60 | Net Demand (MW) | -150 | 698
3 Revenue Sufficiency | 2023 | 60 | Net Demand (MW) | -140 | 717
3 Revenue Sufficiency | 2023 | 60 | Net Demand (MW) | -130 | 801
3 Revenue Sufficiency | 2023 | 60 | Net Demand (MW) | -120 | 844
3 Revenue Sufficiency | 2023 | 60 | Net Demand (MW) | -110 | 797
3 Revenue Sufficiency | 2023 | 60 | Net Demand (MW) | -100 | 819
3 Revenue Sufficiency | 2023 | 60 | Net Demand (MW) | -90 | 854
3 Revenue Sufficiency | 2023 | 60 | Net Demand (MW) | -80 | 980
3 Revenue Sufficiency | 2023 | 60 | Net Demand (MW) | -70 | 967
3 Revenue Sufficiency | 2023 | 60 | Net Demand (MW) | -60 | 959
3 Revenue Sufficiency | 2023 | 60 | Net Demand (MW) | -50 | 1055
3 Revenue Sufficiency | 2023 | 60 | Net Demand (MW) | -40 | 1003
3 Revenue Sufficiency | 2023 | 60 | Net Demand (MW) | -30 | 1075
3 Revenue Sufficiency | 2023 | 60 | Net Demand (MW) | -20 | 1062
3 Revenue Sufficiency | 2023 | 60 | Net Demand (MW) | -10 | 1057
3 Revenue Sufficiency | 2023 | 60 | Net Demand (MW) | 0 | 1137
3 Revenue Sufficiency | 2023 | 60 | Net Demand (MW) | 10 | 1105
3 Revenue Sufficiency | 2023 | 60 | Net Demand (MW) | 20 | 1125
3 Revenue Sufficiency | 2023 | 60 | Net Demand (MW) | 30 | 1161
3 Revenue Sufficiency | 2023 | 60 | Net Demand (MW) | 40 | 1058
3 Revenue Sufficiency | 2023 | 60 | Net Demand (MW) | 50 | 1015
3 Revenue Sufficiency | 2023 | 60 | Net Demand (MW) | 60 | 1032
3 Revenue Sufficiency | 2023 | 60 | Net Demand (MW) | 70 | 970
3 Revenue Sufficiency | 2023 | 60 | Net Demand (MW) | 80 | 924
3 Revenue Sufficiency | 2023 | 60 | Net Demand (MW) | 90 | 901
3 Revenue Sufficiency | 2023 | 60 | Net Demand (MW) | 100 | 861
3 Revenue Sufficiency | 2023 | 60 | Net Demand (MW) | 110 | 817
3 Revenue Sufficiency | 2023 | 60 | Net Demand (MW) | 120 | 723
3 Revenue Sufficiency | 2023 | 60 | Net Demand (MW) | 130 | 729
3 Revenue Sufficiency | 2023 | 60 | Net Demand (MW) | 140 | 675
3 Revenue Sufficiency | 2023 | 60 | Net Demand (MW) | 150 | 642
3 Revenue Sufficiency | 2023 | 60 | Net Demand (MW) | 160 | 608
3 Revenue Sufficiency | 2023 | 60 | Net Demand (MW) | 170 | 573
3 Revenue Sufficiency | 2023 | 60 | Net Demand (MW) | 180 | 523
3 Revenue Sufficiency | 2023 | 60 | Net Demand (MW) | 190 | 528
3 Revenue Sufficiency | 2023 | 60 | Net Demand (MW) | 200 | 511
3 Revenue Sufficiency | 2023 | 60 | Net Demand (MW) | 210 | 471
3 Revenue Sufficiency | 2023 | 60 | Net Demand (MW) | 220 | 454
3 Revenue Sufficiency | 2023 | 60 | Net Demand (MW) | 230 | 415
3 Revenue Sufficiency | 2023 | 60 | Net Demand (MW) | 240 | 412
3 Revenue Sufficiency | 2023 | 60 | Net Demand (MW) | 250 | 340
3 Revenue Sufficiency | 2023 | 60 | Net Demand (MW) | 260 | 396
3 Revenue Sufficiency | 2023 | 60 | Net Demand (MW) | 270 | 375
3 Revenue Sufficiency | 2023 | 60 | Net Demand (MW) | 280 | 291
3 Revenue Sufficiency | 2023 | 60 | Net Demand (MW) | 290 | 292
3 Revenue Sufficiency | 2023 | 60 | Net Demand (MW) | 300 | 305
3 Revenue Sufficiency | 2023 | 60 | Net Demand (MW) | 310 | 284
3 Revenue Sufficiency | 2023 | 60 | Net Demand (MW) | 320 | 244
3 Revenue Sufficiency | 2023 | 60 | Net Demand (MW) | 330 | 239
3 Revenue Sufficiency | 2023 | 60 | Net Demand (MW) | 340 | 243
3 Revenue Sufficiency | 2023 | 60 | Net Demand (MW) | 350 | 194
3 Revenue Sufficiency | 2023 | 60 | Net Demand (MW) | 360 | 186
3 Revenue Sufficiency | 2023 | 60 | Net Demand (MW) | 370 | 208
3 Revenue Sufficiency | 2023 | 60 | Net Demand (MW) | 380 | 183
3 Revenue Sufficiency | 2023 | 60 | Net Demand (MW) | 390 | 174
3 Revenue Sufficiency | 2023 | 60 | Net Demand (MW) | 400 | 175
3 Revenue Sufficiency | 2023 | 60 | Net Demand (MW) | 410 | 162
3 Revenue Sufficiency | 2023 | 60 | Net Demand (MW) | 420 | 163
3 Revenue Sufficiency | 2023 | 60 | Net Demand (MW) | 430 | 137
3 Revenue Sufficiency | 2023 | 60 | Net Demand (MW) | 440 | 147
3 Revenue Sufficiency | 2023 | 60 | Net Demand (MW) | 450 | 126
3 Revenue Sufficiency | 2023 | 60 | Net Demand (MW) | 460 | 128
3 Revenue Sufficiency | 2023 | 60 | Net Demand (MW) | 470 | 112
3 Revenue Sufficiency | 2023 | 60 | Net Demand (MW) | 480 | 124
3 Revenue Sufficiency | 2023 | 60 | Net Demand (MW) | 490 | 108
3 Revenue Sufficiency | 2023 | 60 | Net Demand (MW) | 500 | 108
3 Revenue Sufficiency | 2023 | 60 | Net Demand (MW) | 510 | 96
3 Revenue Sufficiency | 2023 | 60 | Net Demand (MW) | 520 | 106
3 Revenue Sufficiency | 2023 | 60 | Net Demand (MW) | 530 | 90
3 Revenue Sufficiency | 2023 | 60 | Net Demand (MW) | 540 | 84
3 Revenue Sufficiency | 2023 | 60 | Net Demand (MW) | 550 | 75
3 Revenue Sufficiency | 2023 | 60 | Net Demand (MW) | 560 | 61
3 Revenue Sufficiency | 2023 | 60 | Net Demand (MW) | 570 | 68
3 Revenue Sufficiency | 2023 | 60 | Net Demand (MW) | 580 | 65
3 Revenue Sufficiency | 2023 | 60 | Net Demand (MW) | 590 | 56
3 Revenue Sufficiency | 2023 | 60 | Net Demand (MW) | 600 | 69
3 Revenue Sufficiency | 2023 | 60 | Net Demand (MW) | 610 | 55
3 Revenue Sufficiency | 2023 | 60 | Net Demand (MW) | 620 | 61
3 Revenue Sufficiency | 2023 | 60 | Net Demand (MW) | 630 | 60
3 Revenue Sufficiency | 2023 | 60 | Net Demand (MW) | 640 | 41
3 Revenue Sufficiency | 2023 | 60 | Net Demand (MW) | 650 | 34
3 Revenue Sufficiency | 2023 | 60 | Net Demand (MW) | 660 | 54
3 Revenue Sufficiency | 2023 | 60 | Net Demand (MW) | 670 | 50
3 Revenue Sufficiency | 2023 | 60 | Net Demand (MW) | 680 | 28
3 Revenue Sufficiency | 2023 | 60 | Net Demand (MW) | 690 | 36
3 Revenue Sufficiency | 2023 | 60 | Net Demand (MW) | 700 | 32
3 Revenue Sufficiency | 2023 | 60 | Net Demand (MW) | 710 | 32
3 Revenue Sufficiency | 2023 | 60 | Net Demand (MW) | 720 | 31
3 Revenue Sufficiency | 2023 | 60 | Net Demand (MW) | 730 | 21
3 Revenue Sufficiency | 2023 | 60 | Net Demand (MW) | 740 | 33
3 Revenue Sufficiency | 2023 | 60 | Net Demand (MW) | 750 | 30
3 Revenue Sufficiency | 2023 | 60 | Net Demand (MW) | 760 | 28
3 Revenue Sufficiency | 2023 | 60 | Net Demand (MW) | 770 | 22
3 Revenue Sufficiency | 2023 | 60 | Net Demand (MW) | 780 | 17
3 Revenue Sufficiency | 2023 | 60 | Net Demand (MW) | 790 | 13
3 Revenue Sufficiency | 2023 | 60 | Net Demand (MW) | 800 | 20
3 Revenue Sufficiency | 2023 | 60 | Net Demand (MW) | 810 | 11
3 Revenue Sufficiency | 2023 | 60 | Net Demand (MW) | 820 | 9
3 Revenue Sufficiency | 2023 | 60 | Net Demand (MW) | 830 | 14
3 Revenue Sufficiency | 2023 | 60 | Net Demand (MW) | 840 | 12
3 Revenue Sufficiency | 2023 | 60 | Net Demand (MW) | 850 | 7
3 Revenue Sufficiency | 2023 | 60 | Net Demand (MW) | 860 | 9
3 Revenue Sufficiency | 2023 | 60 | Net Demand (MW) | 870 | 4
3 Revenue Sufficiency | 2023 | 60 | Net Demand (MW) | 880 | 7
3 Revenue Sufficiency | 2023 | 60 | Net Demand (MW) | 890 | 6
3 Revenue Sufficiency | 2023 | 60 | Net Demand (MW) | 900 | 7
3 Revenue Sufficiency | 2023 | 60 | Net Demand (MW) | 910 | 8
3 Revenue Sufficiency | 2023 | 60 | Net Demand (MW) | 920 | 5
3 Revenue Sufficiency | 2023 | 60 | Net Demand (MW) | 930 | 2
3 Revenue Sufficiency | 2023 | 60 | Net Demand (MW) | 940 | 3
3 Revenue Sufficiency | 2023 | 60 | Net Demand (MW) | 950 | 4
3 Revenue Sufficiency | 2023 | 60 | Net Demand (MW) | 960 | 6
3 Revenue Sufficiency | 2023 | 60 | Net Demand (MW) | 970 | 2
3 Revenue Sufficiency | 2023 | 60 | Net Demand (MW) | 980 | 0
3 Revenue Sufficiency | 2023 | 60 | Net Demand (MW) | 990 | 0
3 Revenue Sufficiency | 2023 | 60 | Net Demand (MW) | 1000 | 4
3 Revenue Sufficiency | 2023 | 60 | Net Demand (MW) | 1010 | 0
3 Revenue Sufficiency | 2023 | 60 | Net Demand (MW) | 1020 | 2
3 Revenue Sufficiency | 2023 | 60 | Net Demand (MW) | 1030 | 0
3 Revenue Sufficiency | 2023 | 60 | Net Demand (MW) | 1040 | 0
3 Revenue Sufficiency | 2023 | 60 | Net Demand (MW) | 1050 | 3
3 Revenue Sufficiency | 2023 | 60 | Net Demand (MW) | 1060 | 2
3 Revenue Sufficiency | 2023 | 60 | Net Demand (MW) | 1070 | 2
3 Revenue Sufficiency | 2023 | 60 | Net Demand (MW) | 1080 | 1
3 Revenue Sufficiency | 2023 | 60 | Net Demand (MW) | 1090 | 2
3 Revenue Sufficiency | 2023 | 60 | Net Demand (MW) | 1100 | 0
3 Revenue Sufficiency | 2023 | 60 | Net Demand (MW) | 1110 | 0
3 Revenue Sufficiency | 2023 | 60 | Net Demand (MW) | 1120 | 0
3 Revenue Sufficiency | 2023 | 60 | Net Demand (MW) | 1130 | 2
3 Revenue Sufficiency | 2023 | 60 | Net Demand (MW) | 1140 | 1
3 Revenue Sufficiency | 2023 | 60 | Net Demand (MW) | 1150 | 0
3 Revenue Sufficiency | 2023 | 60 | Net Demand (MW) | 1160 | 0
3 Revenue Sufficiency | 2023 | 60 | Net Demand (MW) | 1170 | 0
3 Revenue Sufficiency | 2023 | 60 | Net Demand (MW) | 1180 | 1
3 Revenue Sufficiency | 2023 | 60 | Net Demand (MW) | 1190 | 0
3 Revenue Sufficiency | 2023 | 60 | Net Demand (MW) | 1200 | 0
3 Revenue Sufficiency | 2023 | 60 | Net Demand (MW) | 1210 | 1
3 Revenue Sufficiency | 2023 | 60 | Net Demand (MW) | 1220 | 1
3 Revenue Sufficiency | 2023 | 60 | Net Demand (MW) | 1230 | 1
3 Revenue Sufficiency | 2023 | 60 | Net Demand (MW) | 1240 | 0
3 Revenue Sufficiency | 2023 | 60 | Net Demand (MW) | 1250 | 2
3 Revenue Sufficiency | 2023 | 60 | Net Demand (MW) | 1260 | 1
3 Revenue Sufficiency | 2024 | 10 | Alberta Internal Load (MW) | -410 | 1
3 Revenue Sufficiency | 2024 | 10 | Alberta Internal Load (MW) | -400 | 0
3 Revenue Sufficiency | 2024 | 10 | Alberta Internal Load (MW) | -390 | 0
3 Revenue Sufficiency | 2024 | 10 | Alberta Internal Load (MW) | -380 | 0
3 Revenue Sufficiency | 2024 | 10 | Alberta Internal Load (MW) | -370 | 0
3 Revenue Sufficiency | 2024 | 10 | Alberta Internal Load (MW) | -360 | 0
3 Revenue Sufficiency | 2024 | 10 | Alberta Internal Load (MW) | -350 | 0
3 Revenue Sufficiency | 2024 | 10 | Alberta Internal Load (MW) | -340 | 0
3 Revenue Sufficiency | 2024 | 10 | Alberta Internal Load (MW) | -330 | 0
3 Revenue Sufficiency | 2024 | 10 | Alberta Internal Load (MW) | -320 | 0
3 Revenue Sufficiency | 2024 | 10 | Alberta Internal Load (MW) | -310 | 0
3 Revenue Sufficiency | 2024 | 10 | Alberta Internal Load (MW) | -300 | 0
3 Revenue Sufficiency | 2024 | 10 | Alberta Internal Load (MW) | -290 | 0
3 Revenue Sufficiency | 2024 | 10 | Alberta Internal Load (MW) | -280 | 0
3 Revenue Sufficiency | 2024 | 10 | Alberta Internal Load (MW) | -270 | 0
3 Revenue Sufficiency | 2024 | 10 | Alberta Internal Load (MW) | -260 | 1
3 Revenue Sufficiency | 2024 | 10 | Alberta Internal Load (MW) | -250 | 0
3 Revenue Sufficiency | 2024 | 10 | Alberta Internal Load (MW) | -240 | 2
3 Revenue Sufficiency | 2024 | 10 | Alberta Internal Load (MW) | -230 | 1
3 Revenue Sufficiency | 2024 | 10 | Alberta Internal Load (MW) | -220 | 0
3 Revenue Sufficiency | 2024 | 10 | Alberta Internal Load (MW) | -210 | 0
3 Revenue Sufficiency | 2024 | 10 | Alberta Internal Load (MW) | -200 | 0
3 Revenue Sufficiency | 2024 | 10 | Alberta Internal Load (MW) | -190 | 1
3 Revenue Sufficiency | 2024 | 10 | Alberta Internal Load (MW) | -180 | 3
3 Revenue Sufficiency | 2024 | 10 | Alberta Internal Load (MW) | -170 | 6
3 Revenue Sufficiency | 2024 | 10 | Alberta Internal Load (MW) | -160 | 10
3 Revenue Sufficiency | 2024 | 10 | Alberta Internal Load (MW) | -150 | 16
3 Revenue Sufficiency | 2024 | 10 | Alberta Internal Load (MW) | -140 | 36
3 Revenue Sufficiency | 2024 | 10 | Alberta Internal Load (MW) | -130 | 56
3 Revenue Sufficiency | 2024 | 10 | Alberta Internal Load (MW) | -120 | 100
3 Revenue Sufficiency | 2024 | 10 | Alberta Internal Load (MW) | -110 | 148
3 Revenue Sufficiency | 2024 | 10 | Alberta Internal Load (MW) | -100 | 258
3 Revenue Sufficiency | 2024 | 10 | Alberta Internal Load (MW) | -90 | 380
3 Revenue Sufficiency | 2024 | 10 | Alberta Internal Load (MW) | -80 | 478
3 Revenue Sufficiency | 2024 | 10 | Alberta Internal Load (MW) | -70 | 693
3 Revenue Sufficiency | 2024 | 10 | Alberta Internal Load (MW) | -60 | 1101
3 Revenue Sufficiency | 2024 | 10 | Alberta Internal Load (MW) | -50 | 1857
3 Revenue Sufficiency | 2024 | 10 | Alberta Internal Load (MW) | -40 | 2723
3 Revenue Sufficiency | 2024 | 10 | Alberta Internal Load (MW) | -30 | 3972
3 Revenue Sufficiency | 2024 | 10 | Alberta Internal Load (MW) | -20 | 5221
3 Revenue Sufficiency | 2024 | 10 | Alberta Internal Load (MW) | -10 | 6689
3 Revenue Sufficiency | 2024 | 10 | Alberta Internal Load (MW) | 0 | 7261
3 Revenue Sufficiency | 2024 | 10 | Alberta Internal Load (MW) | 10 | 6159
3 Revenue Sufficiency | 2024 | 10 | Alberta Internal Load (MW) | 20 | 4631
3 Revenue Sufficiency | 2024 | 10 | Alberta Internal Load (MW) | 30 | 3230
3 Revenue Sufficiency | 2024 | 10 | Alberta Internal Load (MW) | 40 | 2157
3 Revenue Sufficiency | 2024 | 10 | Alberta Internal Load (MW) | 50 | 1483
3 Revenue Sufficiency | 2024 | 10 | Alberta Internal Load (MW) | 60 | 1072
3 Revenue Sufficiency | 2024 | 10 | Alberta Internal Load (MW) | 70 | 741
3 Revenue Sufficiency | 2024 | 10 | Alberta Internal Load (MW) | 80 | 484
3 Revenue Sufficiency | 2024 | 10 | Alberta Internal Load (MW) | 90 | 349
3 Revenue Sufficiency | 2024 | 10 | Alberta Internal Load (MW) | 100 | 298
3 Revenue Sufficiency | 2024 | 10 | Alberta Internal Load (MW) | 110 | 221
3 Revenue Sufficiency | 2024 | 10 | Alberta Internal Load (MW) | 120 | 182
3 Revenue Sufficiency | 2024 | 10 | Alberta Internal Load (MW) | 130 | 193
3 Revenue Sufficiency | 2024 | 10 | Alberta Internal Load (MW) | 140 | 123
3 Revenue Sufficiency | 2024 | 10 | Alberta Internal Load (MW) | 150 | 95
3 Revenue Sufficiency | 2024 | 10 | Alberta Internal Load (MW) | 160 | 59
3 Revenue Sufficiency | 2024 | 10 | Alberta Internal Load (MW) | 170 | 37
3 Revenue Sufficiency | 2024 | 10 | Alberta Internal Load (MW) | 180 | 8
3 Revenue Sufficiency | 2024 | 10 | Alberta Internal Load (MW) | 190 | 8
3 Revenue Sufficiency | 2024 | 10 | Alberta Internal Load (MW) | 200 | 6
3 Revenue Sufficiency | 2024 | 10 | Alberta Internal Load (MW) | 210 | 3
3 Revenue Sufficiency | 2024 | 10 | Alberta Internal Load (MW) | 220 | 1
3 Revenue Sufficiency | 2024 | 10 | Alberta Internal Load (MW) | 230 | 1
3 Revenue Sufficiency | 2024 | 10 | Alberta Internal Load (MW) | 240 | 0
3 Revenue Sufficiency | 2024 | 10 | Alberta Internal Load (MW) | 250 | 0
3 Revenue Sufficiency | 2024 | 10 | Alberta Internal Load (MW) | 260 | 1
3 Revenue Sufficiency | 2024 | 10 | Alberta Internal Load (MW) | 270 | 1
3 Revenue Sufficiency | 2024 | 10 | Alberta Internal Load (MW) | 280 | 0
3 Revenue Sufficiency | 2024 | 10 | Alberta Internal Load (MW) | 290 | 0
3 Revenue Sufficiency | 2024 | 10 | Alberta Internal Load (MW) | 300 | 1
3 Revenue Sufficiency | 2024 | 10 | Alberta Internal Load (MW) | 310 | 0
3 Revenue Sufficiency | 2024 | 10 | Alberta Internal Load (MW) | 320 | 1
3 Revenue Sufficiency | 2024 | 60 | Alberta Internal Load (MW) | -690 | 2
3 Revenue Sufficiency | 2024 | 60 | Alberta Internal Load (MW) | -680 | 1
3 Revenue Sufficiency | 2024 | 60 | Alberta Internal Load (MW) | -670 | 0
3 Revenue Sufficiency | 2024 | 60 | Alberta Internal Load (MW) | -660 | 2
3 Revenue Sufficiency | 2024 | 60 | Alberta Internal Load (MW) | -650 | 4
3 Revenue Sufficiency | 2024 | 60 | Alberta Internal Load (MW) | -640 | 6
3 Revenue Sufficiency | 2024 | 60 | Alberta Internal Load (MW) | -630 | 4
3 Revenue Sufficiency | 2024 | 60 | Alberta Internal Load (MW) | -620 | 7
3 Revenue Sufficiency | 2024 | 60 | Alberta Internal Load (MW) | -610 | 7
3 Revenue Sufficiency | 2024 | 60 | Alberta Internal Load (MW) | -600 | 20
3 Revenue Sufficiency | 2024 | 60 | Alberta Internal Load (MW) | -590 | 16
3 Revenue Sufficiency | 2024 | 60 | Alberta Internal Load (MW) | -580 | 25
3 Revenue Sufficiency | 2024 | 60 | Alberta Internal Load (MW) | -570 | 29
3 Revenue Sufficiency | 2024 | 60 | Alberta Internal Load (MW) | -560 | 41
3 Revenue Sufficiency | 2024 | 60 | Alberta Internal Load (MW) | -550 | 42
3 Revenue Sufficiency | 2024 | 60 | Alberta Internal Load (MW) | -540 | 50
3 Revenue Sufficiency | 2024 | 60 | Alberta Internal Load (MW) | -530 | 66
3 Revenue Sufficiency | 2024 | 60 | Alberta Internal Load (MW) | -520 | 74
3 Revenue Sufficiency | 2024 | 60 | Alberta Internal Load (MW) | -510 | 70
3 Revenue Sufficiency | 2024 | 60 | Alberta Internal Load (MW) | -500 | 72
3 Revenue Sufficiency | 2024 | 60 | Alberta Internal Load (MW) | -490 | 73
3 Revenue Sufficiency | 2024 | 60 | Alberta Internal Load (MW) | -480 | 73
3 Revenue Sufficiency | 2024 | 60 | Alberta Internal Load (MW) | -470 | 86
3 Revenue Sufficiency | 2024 | 60 | Alberta Internal Load (MW) | -460 | 87
3 Revenue Sufficiency | 2024 | 60 | Alberta Internal Load (MW) | -450 | 90
3 Revenue Sufficiency | 2024 | 60 | Alberta Internal Load (MW) | -440 | 79
3 Revenue Sufficiency | 2024 | 60 | Alberta Internal Load (MW) | -430 | 85
3 Revenue Sufficiency | 2024 | 60 | Alberta Internal Load (MW) | -420 | 103
3 Revenue Sufficiency | 2024 | 60 | Alberta Internal Load (MW) | -410 | 111
3 Revenue Sufficiency | 2024 | 60 | Alberta Internal Load (MW) | -400 | 93
3 Revenue Sufficiency | 2024 | 60 | Alberta Internal Load (MW) | -390 | 98
3 Revenue Sufficiency | 2024 | 60 | Alberta Internal Load (MW) | -380 | 118
3 Revenue Sufficiency | 2024 | 60 | Alberta Internal Load (MW) | -370 | 105
3 Revenue Sufficiency | 2024 | 60 | Alberta Internal Load (MW) | -360 | 118
3 Revenue Sufficiency | 2024 | 60 | Alberta Internal Load (MW) | -350 | 135
3 Revenue Sufficiency | 2024 | 60 | Alberta Internal Load (MW) | -340 | 143
3 Revenue Sufficiency | 2024 | 60 | Alberta Internal Load (MW) | -330 | 144
3 Revenue Sufficiency | 2024 | 60 | Alberta Internal Load (MW) | -320 | 190
3 Revenue Sufficiency | 2024 | 60 | Alberta Internal Load (MW) | -310 | 181
3 Revenue Sufficiency | 2024 | 60 | Alberta Internal Load (MW) | -300 | 248
3 Revenue Sufficiency | 2024 | 60 | Alberta Internal Load (MW) | -290 | 262
3 Revenue Sufficiency | 2024 | 60 | Alberta Internal Load (MW) | -280 | 297
3 Revenue Sufficiency | 2024 | 60 | Alberta Internal Load (MW) | -270 | 326
3 Revenue Sufficiency | 2024 | 60 | Alberta Internal Load (MW) | -260 | 360
3 Revenue Sufficiency | 2024 | 60 | Alberta Internal Load (MW) | -250 | 362
3 Revenue Sufficiency | 2024 | 60 | Alberta Internal Load (MW) | -240 | 383
3 Revenue Sufficiency | 2024 | 60 | Alberta Internal Load (MW) | -230 | 436
3 Revenue Sufficiency | 2024 | 60 | Alberta Internal Load (MW) | -220 | 465
3 Revenue Sufficiency | 2024 | 60 | Alberta Internal Load (MW) | -210 | 471
3 Revenue Sufficiency | 2024 | 60 | Alberta Internal Load (MW) | -200 | 517
3 Revenue Sufficiency | 2024 | 60 | Alberta Internal Load (MW) | -190 | 561
3 Revenue Sufficiency | 2024 | 60 | Alberta Internal Load (MW) | -180 | 588
3 Revenue Sufficiency | 2024 | 60 | Alberta Internal Load (MW) | -170 | 640
3 Revenue Sufficiency | 2024 | 60 | Alberta Internal Load (MW) | -160 | 670
3 Revenue Sufficiency | 2024 | 60 | Alberta Internal Load (MW) | -150 | 675
3 Revenue Sufficiency | 2024 | 60 | Alberta Internal Load (MW) | -140 | 725
3 Revenue Sufficiency | 2024 | 60 | Alberta Internal Load (MW) | -130 | 774
3 Revenue Sufficiency | 2024 | 60 | Alberta Internal Load (MW) | -120 | 833
3 Revenue Sufficiency | 2024 | 60 | Alberta Internal Load (MW) | -110 | 847
3 Revenue Sufficiency | 2024 | 60 | Alberta Internal Load (MW) | -100 | 971
3 Revenue Sufficiency | 2024 | 60 | Alberta Internal Load (MW) | -90 | 1032
3 Revenue Sufficiency | 2024 | 60 | Alberta Internal Load (MW) | -80 | 1180
3 Revenue Sufficiency | 2024 | 60 | Alberta Internal Load (MW) | -70 | 1206
3 Revenue Sufficiency | 2024 | 60 | Alberta Internal Load (MW) | -60 | 1396
3 Revenue Sufficiency | 2024 | 60 | Alberta Internal Load (MW) | -50 | 1452
3 Revenue Sufficiency | 2024 | 60 | Alberta Internal Load (MW) | -40 | 1573
3 Revenue Sufficiency | 2024 | 60 | Alberta Internal Load (MW) | -30 | 1658
3 Revenue Sufficiency | 2024 | 60 | Alberta Internal Load (MW) | -20 | 1742
3 Revenue Sufficiency | 2024 | 60 | Alberta Internal Load (MW) | -10 | 1759
3 Revenue Sufficiency | 2024 | 60 | Alberta Internal Load (MW) | 0 | 1670
3 Revenue Sufficiency | 2024 | 60 | Alberta Internal Load (MW) | 10 | 1700
3 Revenue Sufficiency | 2024 | 60 | Alberta Internal Load (MW) | 20 | 1546
3 Revenue Sufficiency | 2024 | 60 | Alberta Internal Load (MW) | 30 | 1510
3 Revenue Sufficiency | 2024 | 60 | Alberta Internal Load (MW) | 40 | 1392
3 Revenue Sufficiency | 2024 | 60 | Alberta Internal Load (MW) | 50 | 1208
3 Revenue Sufficiency | 2024 | 60 | Alberta Internal Load (MW) | 60 | 1126
3 Revenue Sufficiency | 2024 | 60 | Alberta Internal Load (MW) | 70 | 980
3 Revenue Sufficiency | 2024 | 60 | Alberta Internal Load (MW) | 80 | 982
3 Revenue Sufficiency | 2024 | 60 | Alberta Internal Load (MW) | 90 | 830
3 Revenue Sufficiency | 2024 | 60 | Alberta Internal Load (MW) | 100 | 784
3 Revenue Sufficiency | 2024 | 60 | Alberta Internal Load (MW) | 110 | 687
3 Revenue Sufficiency | 2024 | 60 | Alberta Internal Load (MW) | 120 | 661
3 Revenue Sufficiency | 2024 | 60 | Alberta Internal Load (MW) | 130 | 639
3 Revenue Sufficiency | 2024 | 60 | Alberta Internal Load (MW) | 140 | 559
3 Revenue Sufficiency | 2024 | 60 | Alberta Internal Load (MW) | 150 | 568
3 Revenue Sufficiency | 2024 | 60 | Alberta Internal Load (MW) | 160 | 498
3 Revenue Sufficiency | 2024 | 60 | Alberta Internal Load (MW) | 170 | 523
3 Revenue Sufficiency | 2024 | 60 | Alberta Internal Load (MW) | 180 | 472
3 Revenue Sufficiency | 2024 | 60 | Alberta Internal Load (MW) | 190 | 383
3 Revenue Sufficiency | 2024 | 60 | Alberta Internal Load (MW) | 200 | 400
3 Revenue Sufficiency | 2024 | 60 | Alberta Internal Load (MW) | 210 | 395
3 Revenue Sufficiency | 2024 | 60 | Alberta Internal Load (MW) | 220 | 346
3 Revenue Sufficiency | 2024 | 60 | Alberta Internal Load (MW) | 230 | 309
3 Revenue Sufficiency | 2024 | 60 | Alberta Internal Load (MW) | 240 | 300
3 Revenue Sufficiency | 2024 | 60 | Alberta Internal Load (MW) | 250 | 283
3 Revenue Sufficiency | 2024 | 60 | Alberta Internal Load (MW) | 260 | 286
3 Revenue Sufficiency | 2024 | 60 | Alberta Internal Load (MW) | 270 | 270
3 Revenue Sufficiency | 2024 | 60 | Alberta Internal Load (MW) | 280 | 259
3 Revenue Sufficiency | 2024 | 60 | Alberta Internal Load (MW) | 290 | 248
3 Revenue Sufficiency | 2024 | 60 | Alberta Internal Load (MW) | 300 | 228
3 Revenue Sufficiency | 2024 | 60 | Alberta Internal Load (MW) | 310 | 206
3 Revenue Sufficiency | 2024 | 60 | Alberta Internal Load (MW) | 320 | 167
3 Revenue Sufficiency | 2024 | 60 | Alberta Internal Load (MW) | 330 | 204
3 Revenue Sufficiency | 2024 | 60 | Alberta Internal Load (MW) | 340 | 168
3 Revenue Sufficiency | 2024 | 60 | Alberta Internal Load (MW) | 350 | 157
3 Revenue Sufficiency | 2024 | 60 | Alberta Internal Load (MW) | 360 | 148
3 Revenue Sufficiency | 2024 | 60 | Alberta Internal Load (MW) | 370 | 132
3 Revenue Sufficiency | 2024 | 60 | Alberta Internal Load (MW) | 380 | 152
3 Revenue Sufficiency | 2024 | 60 | Alberta Internal Load (MW) | 390 | 134
3 Revenue Sufficiency | 2024 | 60 | Alberta Internal Load (MW) | 400 | 111
3 Revenue Sufficiency | 2024 | 60 | Alberta Internal Load (MW) | 410 | 112
3 Revenue Sufficiency | 2024 | 60 | Alberta Internal Load (MW) | 420 | 107
3 Revenue Sufficiency | 2024 | 60 | Alberta Internal Load (MW) | 430 | 102
3 Revenue Sufficiency | 2024 | 60 | Alberta Internal Load (MW) | 440 | 87
3 Revenue Sufficiency | 2024 | 60 | Alberta Internal Load (MW) | 450 | 67
3 Revenue Sufficiency | 2024 | 60 | Alberta Internal Load (MW) | 460 | 76
3 Revenue Sufficiency | 2024 | 60 | Alberta Internal Load (MW) | 470 | 78
3 Revenue Sufficiency | 2024 | 60 | Alberta Internal Load (MW) | 480 | 67
3 Revenue Sufficiency | 2024 | 60 | Alberta Internal Load (MW) | 490 | 48
3 Revenue Sufficiency | 2024 | 60 | Alberta Internal Load (MW) | 500 | 44
3 Revenue Sufficiency | 2024 | 60 | Alberta Internal Load (MW) | 510 | 49
3 Revenue Sufficiency | 2024 | 60 | Alberta Internal Load (MW) | 520 | 42
3 Revenue Sufficiency | 2024 | 60 | Alberta Internal Load (MW) | 530 | 43
3 Revenue Sufficiency | 2024 | 60 | Alberta Internal Load (MW) | 540 | 47
3 Revenue Sufficiency | 2024 | 60 | Alberta Internal Load (MW) | 550 | 34
3 Revenue Sufficiency | 2024 | 60 | Alberta Internal Load (MW) | 560 | 49
3 Revenue Sufficiency | 2024 | 60 | Alberta Internal Load (MW) | 570 | 34
3 Revenue Sufficiency | 2024 | 60 | Alberta Internal Load (MW) | 580 | 42
3 Revenue Sufficiency | 2024 | 60 | Alberta Internal Load (MW) | 590 | 33
3 Revenue Sufficiency | 2024 | 60 | Alberta Internal Load (MW) | 600 | 48
3 Revenue Sufficiency | 2024 | 60 | Alberta Internal Load (MW) | 610 | 37
3 Revenue Sufficiency | 2024 | 60 | Alberta Internal Load (MW) | 620 | 33
3 Revenue Sufficiency | 2024 | 60 | Alberta Internal Load (MW) | 630 | 29
3 Revenue Sufficiency | 2024 | 60 | Alberta Internal Load (MW) | 640 | 38
3 Revenue Sufficiency | 2024 | 60 | Alberta Internal Load (MW) | 650 | 49
3 Revenue Sufficiency | 2024 | 60 | Alberta Internal Load (MW) | 660 | 46
3 Revenue Sufficiency | 2024 | 60 | Alberta Internal Load (MW) | 670 | 33
3 Revenue Sufficiency | 2024 | 60 | Alberta Internal Load (MW) | 680 | 38
3 Revenue Sufficiency | 2024 | 60 | Alberta Internal Load (MW) | 690 | 32
3 Revenue Sufficiency | 2024 | 60 | Alberta Internal Load (MW) | 700 | 34
3 Revenue Sufficiency | 2024 | 60 | Alberta Internal Load (MW) | 710 | 22
3 Revenue Sufficiency | 2024 | 60 | Alberta Internal Load (MW) | 720 | 46
3 Revenue Sufficiency | 2024 | 60 | Alberta Internal Load (MW) | 730 | 31
3 Revenue Sufficiency | 2024 | 60 | Alberta Internal Load (MW) | 740 | 32
3 Revenue Sufficiency | 2024 | 60 | Alberta Internal Load (MW) | 750 | 36
3 Revenue Sufficiency | 2024 | 60 | Alberta Internal Load (MW) | 760 | 20
3 Revenue Sufficiency | 2024 | 60 | Alberta Internal Load (MW) | 770 | 22
3 Revenue Sufficiency | 2024 | 60 | Alberta Internal Load (MW) | 780 | 16
3 Revenue Sufficiency | 2024 | 60 | Alberta Internal Load (MW) | 790 | 16
3 Revenue Sufficiency | 2024 | 60 | Alberta Internal Load (MW) | 800 | 13
3 Revenue Sufficiency | 2024 | 60 | Alberta Internal Load (MW) | 810 | 15
3 Revenue Sufficiency | 2024 | 60 | Alberta Internal Load (MW) | 820 | 7
3 Revenue Sufficiency | 2024 | 60 | Alberta Internal Load (MW) | 830 | 7
3 Revenue Sufficiency | 2024 | 60 | Alberta Internal Load (MW) | 840 | 8
3 Revenue Sufficiency | 2024 | 60 | Alberta Internal Load (MW) | 850 | 1
3 Revenue Sufficiency | 2024 | 60 | Alberta Internal Load (MW) | 860 | 1
3 Revenue Sufficiency | 2024 | 60 | Alberta Internal Load (MW) | 870 | 3
3 Revenue Sufficiency | 2024 | 10 | Variable Generation (MW) | -270 | 1
3 Revenue Sufficiency | 2024 | 10 | Variable Generation (MW) | -260 | 0
3 Revenue Sufficiency | 2024 | 10 | Variable Generation (MW) | -250 | 0
3 Revenue Sufficiency | 2024 | 10 | Variable Generation (MW) | -240 | 2
3 Revenue Sufficiency | 2024 | 10 | Variable Generation (MW) | -230 | 0
3 Revenue Sufficiency | 2024 | 10 | Variable Generation (MW) | -220 | 1
3 Revenue Sufficiency | 2024 | 10 | Variable Generation (MW) | -210 | 1
3 Revenue Sufficiency | 2024 | 10 | Variable Generation (MW) | -200 | 3
3 Revenue Sufficiency | 2024 | 10 | Variable Generation (MW) | -190 | 3
3 Revenue Sufficiency | 2024 | 10 | Variable Generation (MW) | -180 | 2
3 Revenue Sufficiency | 2024 | 10 | Variable Generation (MW) | -170 | 7
3 Revenue Sufficiency | 2024 | 10 | Variable Generation (MW) | -160 | 8
3 Revenue Sufficiency | 2024 | 10 | Variable Generation (MW) | -150 | 4
3 Revenue Sufficiency | 2024 | 10 | Variable Generation (MW) | -140 | 26
3 Revenue Sufficiency | 2024 | 10 | Variable Generation (MW) | -130 | 35
3 Revenue Sufficiency | 2024 | 10 | Variable Generation (MW) | -120 | 49
3 Revenue Sufficiency | 2024 | 10 | Variable Generation (MW) | -110 | 62
3 Revenue Sufficiency | 2024 | 10 | Variable Generation (MW) | -100 | 110
3 Revenue Sufficiency | 2024 | 10 | Variable Generation (MW) | -90 | 161
3 Revenue Sufficiency | 2024 | 10 | Variable Generation (MW) | -80 | 287
3 Revenue Sufficiency | 2024 | 10 | Variable Generation (MW) | -70 | 458
3 Revenue Sufficiency | 2024 | 10 | Variable Generation (MW) | -60 | 696
3 Revenue Sufficiency | 2024 | 10 | Variable Generation (MW) | -50 | 1124
3 Revenue Sufficiency | 2024 | 10 | Variable Generation (MW) | -40 | 1765
3 Revenue Sufficiency | 2024 | 10 | Variable Generation (MW) | -30 | 3051
3 Revenue Sufficiency | 2024 | 10 | Variable Generation (MW) | -20 | 4883
3 Revenue Sufficiency | 2024 | 10 | Variable Generation (MW) | -10 | 8317
3 Revenue Sufficiency | 2024 | 10 | Variable Generation (MW) | 0 | 11256
3 Revenue Sufficiency | 2024 | 10 | Variable Generation (MW) | 10 | 7626
3 Revenue Sufficiency | 2024 | 10 | Variable Generation (MW) | 20 | 4786
3 Revenue Sufficiency | 2024 | 10 | Variable Generation (MW) | 30 | 2901
3 Revenue Sufficiency | 2024 | 10 | Variable Generation (MW) | 40 | 1751
3 Revenue Sufficiency | 2024 | 10 | Variable Generation (MW) | 50 | 1160
3 Revenue Sufficiency | 2024 | 10 | Variable Generation (MW) | 60 | 718
3 Revenue Sufficiency | 2024 | 10 | Variable Generation (MW) | 70 | 458
3 Revenue Sufficiency | 2024 | 10 | Variable Generation (MW) | 80 | 281
3 Revenue Sufficiency | 2024 | 10 | Variable Generation (MW) | 90 | 193
3 Revenue Sufficiency | 2024 | 10 | Variable Generation (MW) | 100 | 110
3 Revenue Sufficiency | 2024 | 10 | Variable Generation (MW) | 110 | 82
3 Revenue Sufficiency | 2024 | 10 | Variable Generation (MW) | 120 | 45
3 Revenue Sufficiency | 2024 | 10 | Variable Generation (MW) | 130 | 50
3 Revenue Sufficiency | 2024 | 10 | Variable Generation (MW) | 140 | 24
3 Revenue Sufficiency | 2024 | 10 | Variable Generation (MW) | 150 | 13
3 Revenue Sufficiency | 2024 | 10 | Variable Generation (MW) | 160 | 11
3 Revenue Sufficiency | 2024 | 10 | Variable Generation (MW) | 170 | 11
3 Revenue Sufficiency | 2024 | 10 | Variable Generation (MW) | 180 | 8
3 Revenue Sufficiency | 2024 | 10 | Variable Generation (MW) | 190 | 3
3 Revenue Sufficiency | 2024 | 10 | Variable Generation (MW) | 200 | 4
3 Revenue Sufficiency | 2024 | 10 | Variable Generation (MW) | 210 | 2
3 Revenue Sufficiency | 2024 | 10 | Variable Generation (MW) | 220 | 4
3 Revenue Sufficiency | 2024 | 10 | Variable Generation (MW) | 230 | 2
3 Revenue Sufficiency | 2024 | 10 | Variable Generation (MW) | 240 | 1
3 Revenue Sufficiency | 2024 | 10 | Variable Generation (MW) | 250 | 0
3 Revenue Sufficiency | 2024 | 10 | Variable Generation (MW) | 260 | 0
3 Revenue Sufficiency | 2024 | 10 | Variable Generation (MW) | 270 | 1
3 Revenue Sufficiency | 2024 | 10 | Variable Generation (MW) | 280 | 0
3 Revenue Sufficiency | 2024 | 10 | Variable Generation (MW) | 290 | 1
3 Revenue Sufficiency | 2024 | 10 | Variable Generation (MW) | 300 | 0
3 Revenue Sufficiency | 2024 | 10 | Variable Generation (MW) | 310 | 0
3 Revenue Sufficiency | 2024 | 10 | Variable Generation (MW) | 320 | 1
3 Revenue Sufficiency | 2024 | 60 | Variable Generation (MW) | -980 | 1
3 Revenue Sufficiency | 2024 | 60 | Variable Generation (MW) | -970 | 1
3 Revenue Sufficiency | 2024 | 60 | Variable Generation (MW) | -960 | 0
3 Revenue Sufficiency | 2024 | 60 | Variable Generation (MW) | -950 | 0
3 Revenue Sufficiency | 2024 | 60 | Variable Generation (MW) | -940 | 1
3 Revenue Sufficiency | 2024 | 60 | Variable Generation (MW) | -930 | 0
3 Revenue Sufficiency | 2024 | 60 | Variable Generation (MW) | -920 | 1
3 Revenue Sufficiency | 2024 | 60 | Variable Generation (MW) | -910 | 1
3 Revenue Sufficiency | 2024 | 60 | Variable Generation (MW) | -900 | 1
3 Revenue Sufficiency | 2024 | 60 | Variable Generation (MW) | -890 | 0
3 Revenue Sufficiency | 2024 | 60 | Variable Generation (MW) | -880 | 0
3 Revenue Sufficiency | 2024 | 60 | Variable Generation (MW) | -870 | 0
3 Revenue Sufficiency | 2024 | 60 | Variable Generation (MW) | -860 | 0
3 Revenue Sufficiency | 2024 | 60 | Variable Generation (MW) | -850 | 0
3 Revenue Sufficiency | 2024 | 60 | Variable Generation (MW) | -840 | 0
3 Revenue Sufficiency | 2024 | 60 | Variable Generation (MW) | -830 | 1
3 Revenue Sufficiency | 2024 | 60 | Variable Generation (MW) | -820 | 1
3 Revenue Sufficiency | 2024 | 60 | Variable Generation (MW) | -810 | 1
3 Revenue Sufficiency | 2024 | 60 | Variable Generation (MW) | -800 | 0
3 Revenue Sufficiency | 2024 | 60 | Variable Generation (MW) | -790 | 0
3 Revenue Sufficiency | 2024 | 60 | Variable Generation (MW) | -780 | 3
3 Revenue Sufficiency | 2024 | 60 | Variable Generation (MW) | -770 | 0
3 Revenue Sufficiency | 2024 | 60 | Variable Generation (MW) | -760 | 0
3 Revenue Sufficiency | 2024 | 60 | Variable Generation (MW) | -750 | 0
3 Revenue Sufficiency | 2024 | 60 | Variable Generation (MW) | -740 | 0
3 Revenue Sufficiency | 2024 | 60 | Variable Generation (MW) | -730 | 0
3 Revenue Sufficiency | 2024 | 60 | Variable Generation (MW) | -720 | 3
3 Revenue Sufficiency | 2024 | 60 | Variable Generation (MW) | -710 | 0
3 Revenue Sufficiency | 2024 | 60 | Variable Generation (MW) | -700 | 2
3 Revenue Sufficiency | 2024 | 60 | Variable Generation (MW) | -690 | 3
3 Revenue Sufficiency | 2024 | 60 | Variable Generation (MW) | -680 | 1
3 Revenue Sufficiency | 2024 | 60 | Variable Generation (MW) | -670 | 3
3 Revenue Sufficiency | 2024 | 60 | Variable Generation (MW) | -660 | 4
3 Revenue Sufficiency | 2024 | 60 | Variable Generation (MW) | -650 | 3
3 Revenue Sufficiency | 2024 | 60 | Variable Generation (MW) | -640 | 6
3 Revenue Sufficiency | 2024 | 60 | Variable Generation (MW) | -630 | 4
3 Revenue Sufficiency | 2024 | 60 | Variable Generation (MW) | -620 | 4
3 Revenue Sufficiency | 2024 | 60 | Variable Generation (MW) | -610 | 7
3 Revenue Sufficiency | 2024 | 60 | Variable Generation (MW) | -600 | 3
3 Revenue Sufficiency | 2024 | 60 | Variable Generation (MW) | -590 | 4
3 Revenue Sufficiency | 2024 | 60 | Variable Generation (MW) | -580 | 8
3 Revenue Sufficiency | 2024 | 60 | Variable Generation (MW) | -570 | 4
3 Revenue Sufficiency | 2024 | 60 | Variable Generation (MW) | -560 | 5
3 Revenue Sufficiency | 2024 | 60 | Variable Generation (MW) | -550 | 7
3 Revenue Sufficiency | 2024 | 60 | Variable Generation (MW) | -540 | 10
3 Revenue Sufficiency | 2024 | 60 | Variable Generation (MW) | -530 | 10
3 Revenue Sufficiency | 2024 | 60 | Variable Generation (MW) | -520 | 16
3 Revenue Sufficiency | 2024 | 60 | Variable Generation (MW) | -510 | 13
3 Revenue Sufficiency | 2024 | 60 | Variable Generation (MW) | -500 | 19
3 Revenue Sufficiency | 2024 | 60 | Variable Generation (MW) | -490 | 27
3 Revenue Sufficiency | 2024 | 60 | Variable Generation (MW) | -480 | 23
3 Revenue Sufficiency | 2024 | 60 | Variable Generation (MW) | -470 | 22
3 Revenue Sufficiency | 2024 | 60 | Variable Generation (MW) | -460 | 34
3 Revenue Sufficiency | 2024 | 60 | Variable Generation (MW) | -450 | 26
3 Revenue Sufficiency | 2024 | 60 | Variable Generation (MW) | -440 | 26
3 Revenue Sufficiency | 2024 | 60 | Variable Generation (MW) | -430 | 27
3 Revenue Sufficiency | 2024 | 60 | Variable Generation (MW) | -420 | 38
3 Revenue Sufficiency | 2024 | 60 | Variable Generation (MW) | -410 | 48
3 Revenue Sufficiency | 2024 | 60 | Variable Generation (MW) | -400 | 51
3 Revenue Sufficiency | 2024 | 60 | Variable Generation (MW) | -390 | 59
3 Revenue Sufficiency | 2024 | 60 | Variable Generation (MW) | -380 | 56
3 Revenue Sufficiency | 2024 | 60 | Variable Generation (MW) | -370 | 70
3 Revenue Sufficiency | 2024 | 60 | Variable Generation (MW) | -360 | 80
3 Revenue Sufficiency | 2024 | 60 | Variable Generation (MW) | -350 | 78
3 Revenue Sufficiency | 2024 | 60 | Variable Generation (MW) | -340 | 79
3 Revenue Sufficiency | 2024 | 60 | Variable Generation (MW) | -330 | 111
3 Revenue Sufficiency | 2024 | 60 | Variable Generation (MW) | -320 | 92
3 Revenue Sufficiency | 2024 | 60 | Variable Generation (MW) | -310 | 126
3 Revenue Sufficiency | 2024 | 60 | Variable Generation (MW) | -300 | 133
3 Revenue Sufficiency | 2024 | 60 | Variable Generation (MW) | -290 | 124
3 Revenue Sufficiency | 2024 | 60 | Variable Generation (MW) | -280 | 159
3 Revenue Sufficiency | 2024 | 60 | Variable Generation (MW) | -270 | 174
3 Revenue Sufficiency | 2024 | 60 | Variable Generation (MW) | -260 | 182
3 Revenue Sufficiency | 2024 | 60 | Variable Generation (MW) | -250 | 230
3 Revenue Sufficiency | 2024 | 60 | Variable Generation (MW) | -240 | 254
3 Revenue Sufficiency | 2024 | 60 | Variable Generation (MW) | -230 | 252
3 Revenue Sufficiency | 2024 | 60 | Variable Generation (MW) | -220 | 303
3 Revenue Sufficiency | 2024 | 60 | Variable Generation (MW) | -210 | 338
3 Revenue Sufficiency | 2024 | 60 | Variable Generation (MW) | -200 | 324
3 Revenue Sufficiency | 2024 | 60 | Variable Generation (MW) | -190 | 376
3 Revenue Sufficiency | 2024 | 60 | Variable Generation (MW) | -180 | 451
3 Revenue Sufficiency | 2024 | 60 | Variable Generation (MW) | -170 | 447
3 Revenue Sufficiency | 2024 | 60 | Variable Generation (MW) | -160 | 547
3 Revenue Sufficiency | 2024 | 60 | Variable Generation (MW) | -150 | 554
3 Revenue Sufficiency | 2024 | 60 | Variable Generation (MW) | -140 | 608
3 Revenue Sufficiency | 2024 | 60 | Variable Generation (MW) | -130 | 704
3 Revenue Sufficiency | 2024 | 60 | Variable Generation (MW) | -120 | 838
3 Revenue Sufficiency | 2024 | 60 | Variable Generation (MW) | -110 | 877
3 Revenue Sufficiency | 2024 | 60 | Variable Generation (MW) | -100 | 1007
3 Revenue Sufficiency | 2024 | 60 | Variable Generation (MW) | -90 | 1090
3 Revenue Sufficiency | 2024 | 60 | Variable Generation (MW) | -80 | 1156
3 Revenue Sufficiency | 2024 | 60 | Variable Generation (MW) | -70 | 1325
3 Revenue Sufficiency | 2024 | 60 | Variable Generation (MW) | -60 | 1570
3 Revenue Sufficiency | 2024 | 60 | Variable Generation (MW) | -50 | 1820
3 Revenue Sufficiency | 2024 | 60 | Variable Generation (MW) | -40 | 1880
3 Revenue Sufficiency | 2024 | 60 | Variable Generation (MW) | -30 | 1975
3 Revenue Sufficiency | 2024 | 60 | Variable Generation (MW) | -20 | 2195
3 Revenue Sufficiency | 2024 | 60 | Variable Generation (MW) | -10 | 2410
3 Revenue Sufficiency | 2024 | 60 | Variable Generation (MW) | 0 | 2508
3 Revenue Sufficiency | 2024 | 60 | Variable Generation (MW) | 10 | 2308
3 Revenue Sufficiency | 2024 | 60 | Variable Generation (MW) | 20 | 2080
3 Revenue Sufficiency | 2024 | 60 | Variable Generation (MW) | 30 | 1975
3 Revenue Sufficiency | 2024 | 60 | Variable Generation (MW) | 40 | 1679
3 Revenue Sufficiency | 2024 | 60 | Variable Generation (MW) | 50 | 1561
3 Revenue Sufficiency | 2024 | 60 | Variable Generation (MW) | 60 | 1384
3 Revenue Sufficiency | 2024 | 60 | Variable Generation (MW) | 70 | 1225
3 Revenue Sufficiency | 2024 | 60 | Variable Generation (MW) | 80 | 1135
3 Revenue Sufficiency | 2024 | 60 | Variable Generation (MW) | 90 | 1020
3 Revenue Sufficiency | 2024 | 60 | Variable Generation (MW) | 100 | 958
3 Revenue Sufficiency | 2024 | 60 | Variable Generation (MW) | 110 | 877
3 Revenue Sufficiency | 2024 | 60 | Variable Generation (MW) | 120 | 773
3 Revenue Sufficiency | 2024 | 60 | Variable Generation (MW) | 130 | 684
3 Revenue Sufficiency | 2024 | 60 | Variable Generation (MW) | 140 | 651
3 Revenue Sufficiency | 2024 | 60 | Variable Generation (MW) | 150 | 594
3 Revenue Sufficiency | 2024 | 60 | Variable Generation (MW) | 160 | 553
3 Revenue Sufficiency | 2024 | 60 | Variable Generation (MW) | 170 | 482
3 Revenue Sufficiency | 2024 | 60 | Variable Generation (MW) | 180 | 446
3 Revenue Sufficiency | 2024 | 60 | Variable Generation (MW) | 190 | 392
3 Revenue Sufficiency | 2024 | 60 | Variable Generation (MW) | 200 | 349
3 Revenue Sufficiency | 2024 | 60 | Variable Generation (MW) | 210 | 297
3 Revenue Sufficiency | 2024 | 60 | Variable Generation (MW) | 220 | 290
3 Revenue Sufficiency | 2024 | 60 | Variable Generation (MW) | 230 | 285
3 Revenue Sufficiency | 2024 | 60 | Variable Generation (MW) | 240 | 222
3 Revenue Sufficiency | 2024 | 60 | Variable Generation (MW) | 250 | 212
3 Revenue Sufficiency | 2024 | 60 | Variable Generation (MW) | 260 | 205
3 Revenue Sufficiency | 2024 | 60 | Variable Generation (MW) | 270 | 180
3 Revenue Sufficiency | 2024 | 60 | Variable Generation (MW) | 280 | 155
3 Revenue Sufficiency | 2024 | 60 | Variable Generation (MW) | 290 | 117
3 Revenue Sufficiency | 2024 | 60 | Variable Generation (MW) | 300 | 131
3 Revenue Sufficiency | 2024 | 60 | Variable Generation (MW) | 310 | 111
3 Revenue Sufficiency | 2024 | 60 | Variable Generation (MW) | 320 | 121
3 Revenue Sufficiency | 2024 | 60 | Variable Generation (MW) | 330 | 91
3 Revenue Sufficiency | 2024 | 60 | Variable Generation (MW) | 340 | 77
3 Revenue Sufficiency | 2024 | 60 | Variable Generation (MW) | 350 | 72
3 Revenue Sufficiency | 2024 | 60 | Variable Generation (MW) | 360 | 59
3 Revenue Sufficiency | 2024 | 60 | Variable Generation (MW) | 370 | 76
3 Revenue Sufficiency | 2024 | 60 | Variable Generation (MW) | 380 | 57
3 Revenue Sufficiency | 2024 | 60 | Variable Generation (MW) | 390 | 56
3 Revenue Sufficiency | 2024 | 60 | Variable Generation (MW) | 400 | 47
3 Revenue Sufficiency | 2024 | 60 | Variable Generation (MW) | 410 | 33
3 Revenue Sufficiency | 2024 | 60 | Variable Generation (MW) | 420 | 37
3 Revenue Sufficiency | 2024 | 60 | Variable Generation (MW) | 430 | 40
3 Revenue Sufficiency | 2024 | 60 | Variable Generation (MW) | 440 | 36
3 Revenue Sufficiency | 2024 | 60 | Variable Generation (MW) | 450 | 34
3 Revenue Sufficiency | 2024 | 60 | Variable Generation (MW) | 460 | 32
3 Revenue Sufficiency | 2024 | 60 | Variable Generation (MW) | 470 | 33
3 Revenue Sufficiency | 2024 | 60 | Variable Generation (MW) | 480 | 30
3 Revenue Sufficiency | 2024 | 60 | Variable Generation (MW) | 490 | 26
3 Revenue Sufficiency | 2024 | 60 | Variable Generation (MW) | 500 | 17
3 Revenue Sufficiency | 2024 | 60 | Variable Generation (MW) | 510 | 14
3 Revenue Sufficiency | 2024 | 60 | Variable Generation (MW) | 520 | 17
3 Revenue Sufficiency | 2024 | 60 | Variable Generation (MW) | 530 | 14
3 Revenue Sufficiency | 2024 | 60 | Variable Generation (MW) | 540 | 18
3 Revenue Sufficiency | 2024 | 60 | Variable Generation (MW) | 550 | 14
3 Revenue Sufficiency | 2024 | 60 | Variable Generation (MW) | 560 | 6
3 Revenue Sufficiency | 2024 | 60 | Variable Generation (MW) | 570 | 12
3 Revenue Sufficiency | 2024 | 60 | Variable Generation (MW) | 580 | 12
3 Revenue Sufficiency | 2024 | 60 | Variable Generation (MW) | 590 | 8
3 Revenue Sufficiency | 2024 | 60 | Variable Generation (MW) | 600 | 11
3 Revenue Sufficiency | 2024 | 60 | Variable Generation (MW) | 610 | 10
3 Revenue Sufficiency | 2024 | 60 | Variable Generation (MW) | 620 | 8
3 Revenue Sufficiency | 2024 | 60 | Variable Generation (MW) | 630 | 6
3 Revenue Sufficiency | 2024 | 60 | Variable Generation (MW) | 640 | 5
3 Revenue Sufficiency | 2024 | 60 | Variable Generation (MW) | 650 | 3
3 Revenue Sufficiency | 2024 | 60 | Variable Generation (MW) | 660 | 1
3 Revenue Sufficiency | 2024 | 60 | Variable Generation (MW) | 670 | 4
3 Revenue Sufficiency | 2024 | 60 | Variable Generation (MW) | 680 | 5
3 Revenue Sufficiency | 2024 | 60 | Variable Generation (MW) | 690 | 3
3 Revenue Sufficiency | 2024 | 60 | Variable Generation (MW) | 700 | 1
3 Revenue Sufficiency | 2024 | 60 | Variable Generation (MW) | 710 | 4
3 Revenue Sufficiency | 2024 | 60 | Variable Generation (MW) | 720 | 2
3 Revenue Sufficiency | 2024 | 60 | Variable Generation (MW) | 730 | 1
3 Revenue Sufficiency | 2024 | 60 | Variable Generation (MW) | 740 | 3
3 Revenue Sufficiency | 2024 | 60 | Variable Generation (MW) | 750 | 4
3 Revenue Sufficiency | 2024 | 60 | Variable Generation (MW) | 760 | 2
3 Revenue Sufficiency | 2024 | 60 | Variable Generation (MW) | 770 | 1
3 Revenue Sufficiency | 2024 | 60 | Variable Generation (MW) | 780 | 2
3 Revenue Sufficiency | 2024 | 60 | Variable Generation (MW) | 790 | 1
3 Revenue Sufficiency | 2024 | 60 | Variable Generation (MW) | 800 | 1
3 Revenue Sufficiency | 2024 | 60 | Variable Generation (MW) | 810 | 3
3 Revenue Sufficiency | 2024 | 60 | Variable Generation (MW) | 820 | 1
3 Revenue Sufficiency | 2024 | 60 | Variable Generation (MW) | 830 | 0
3 Revenue Sufficiency | 2024 | 60 | Variable Generation (MW) | 840 | 2
3 Revenue Sufficiency | 2024 | 60 | Variable Generation (MW) | 850 | 2
3 Revenue Sufficiency | 2024 | 60 | Variable Generation (MW) | 860 | 2
3 Revenue Sufficiency | 2024 | 60 | Variable Generation (MW) | 870 | 1
3 Revenue Sufficiency | 2024 | 60 | Variable Generation (MW) | 880 | 2
3 Revenue Sufficiency | 2024 | 60 | Variable Generation (MW) | 890 | 1
3 Revenue Sufficiency | 2024 | 60 | Variable Generation (MW) | 900 | 0
3 Revenue Sufficiency | 2024 | 60 | Variable Generation (MW) | 910 | 0
3 Revenue Sufficiency | 2024 | 60 | Variable Generation (MW) | 920 | 0
3 Revenue Sufficiency | 2024 | 60 | Variable Generation (MW) | 930 | 0
3 Revenue Sufficiency | 2024 | 60 | Variable Generation (MW) | 940 | 1
3 Revenue Sufficiency | 2024 | 60 | Variable Generation (MW) | 950 | 0
3 Revenue Sufficiency | 2024 | 60 | Variable Generation (MW) | 960 | 0
3 Revenue Sufficiency | 2024 | 60 | Variable Generation (MW) | 970 | 2
3 Revenue Sufficiency | 2024 | 60 | Variable Generation (MW) | 980 | 2
3 Revenue Sufficiency | 2024 | 60 | Variable Generation (MW) | 990 | 0
3 Revenue Sufficiency | 2024 | 60 | Variable Generation (MW) | 1000 | 1
3 Revenue Sufficiency | 2024 | 60 | Variable Generation (MW) | 1010 | 1
3 Revenue Sufficiency | 2024 | 10 | Net Demand (MW) | -460 | 1
3 Revenue Sufficiency | 2024 | 10 | Net Demand (MW) | -450 | 0
3 Revenue Sufficiency | 2024 | 10 | Net Demand (MW) | -440 | 0
3 Revenue Sufficiency | 2024 | 10 | Net Demand (MW) | -430 | 0
3 Revenue Sufficiency | 2024 | 10 | Net Demand (MW) | -420 | 0
3 Revenue Sufficiency | 2024 | 10 | Net Demand (MW) | -410 | 0
3 Revenue Sufficiency | 2024 | 10 | Net Demand (MW) | -400 | 0
3 Revenue Sufficiency | 2024 | 10 | Net Demand (MW) | -390 | 0
3 Revenue Sufficiency | 2024 | 10 | Net Demand (MW) | -380 | 0
3 Revenue Sufficiency | 2024 | 10 | Net Demand (MW) | -370 | 0
3 Revenue Sufficiency | 2024 | 10 | Net Demand (MW) | -360 | 0
3 Revenue Sufficiency | 2024 | 10 | Net Demand (MW) | -350 | 0
3 Revenue Sufficiency | 2024 | 10 | Net Demand (MW) | -340 | 0
3 Revenue Sufficiency | 2024 | 10 | Net Demand (MW) | -330 | 0
3 Revenue Sufficiency | 2024 | 10 | Net Demand (MW) | -320 | 1
3 Revenue Sufficiency | 2024 | 10 | Net Demand (MW) | -310 | 0
3 Revenue Sufficiency | 2024 | 10 | Net Demand (MW) | -300 | 2
3 Revenue Sufficiency | 2024 | 10 | Net Demand (MW) | -290 | 1
3 Revenue Sufficiency | 2024 | 10 | Net Demand (MW) | -280 | 1
3 Revenue Sufficiency | 2024 | 10 | Net Demand (MW) | -270 | 2
3 Revenue Sufficiency | 2024 | 10 | Net Demand (MW) | -260 | 2
3 Revenue Sufficiency | 2024 | 10 | Net Demand (MW) | -250 | 4
3 Revenue Sufficiency | 2024 | 10 | Net Demand (MW) | -240 | 3
3 Revenue Sufficiency | 2024 | 10 | Net Demand (MW) | -230 | 6
3 Revenue Sufficiency | 2024 | 10 | Net Demand (MW) | -220 | 4
3 Revenue Sufficiency | 2024 | 10 | Net Demand (MW) | -210 | 8
3 Revenue Sufficiency | 2024 | 10 | Net Demand (MW) | -200 | 11
3 Revenue Sufficiency | 2024 | 10 | Net Demand (MW) | -190 | 15
3 Revenue Sufficiency | 2024 | 10 | Net Demand (MW) | -180 | 22
3 Revenue Sufficiency | 2024 | 10 | Net Demand (MW) | -170 | 34
3 Revenue Sufficiency | 2024 | 10 | Net Demand (MW) | -160 | 41
3 Revenue Sufficiency | 2024 | 10 | Net Demand (MW) | -150 | 72
3 Revenue Sufficiency | 2024 | 10 | Net Demand (MW) | -140 | 105
3 Revenue Sufficiency | 2024 | 10 | Net Demand (MW) | -130 | 162
3 Revenue Sufficiency | 2024 | 10 | Net Demand (MW) | -120 | 217
3 Revenue Sufficiency | 2024 | 10 | Net Demand (MW) | -110 | 358
3 Revenue Sufficiency | 2024 | 10 | Net Demand (MW) | -100 | 494
3 Revenue Sufficiency | 2024 | 10 | Net Demand (MW) | -90 | 632
3 Revenue Sufficiency | 2024 | 10 | Net Demand (MW) | -80 | 947
3 Revenue Sufficiency | 2024 | 10 | Net Demand (MW) | -70 | 1269
3 Revenue Sufficiency | 2024 | 10 | Net Demand (MW) | -60 | 1677
3 Revenue Sufficiency | 2024 | 10 | Net Demand (MW) | -50 | 2290
3 Revenue Sufficiency | 2024 | 10 | Net Demand (MW) | -40 | 2887
3 Revenue Sufficiency | 2024 | 10 | Net Demand (MW) | -30 | 3575
3 Revenue Sufficiency | 2024 | 10 | Net Demand (MW) | -20 | 4185
3 Revenue Sufficiency | 2024 | 10 | Net Demand (MW) | -10 | 5007
3 Revenue Sufficiency | 2024 | 10 | Net Demand (MW) | 0 | 5273
3 Revenue Sufficiency | 2024 | 10 | Net Demand (MW) | 10 | 4859
3 Revenue Sufficiency | 2024 | 10 | Net Demand (MW) | 20 | 4224
3 Revenue Sufficiency | 2024 | 10 | Net Demand (MW) | 30 | 3369
3 Revenue Sufficiency | 2024 | 10 | Net Demand (MW) | 40 | 2706
3 Revenue Sufficiency | 2024 | 10 | Net Demand (MW) | 50 | 2030
3 Revenue Sufficiency | 2024 | 10 | Net Demand (MW) | 60 | 1496
3 Revenue Sufficiency | 2024 | 10 | Net Demand (MW) | 70 | 1211
3 Revenue Sufficiency | 2024 | 10 | Net Demand (MW) | 80 | 805
3 Revenue Sufficiency | 2024 | 10 | Net Demand (MW) | 90 | 621
3 Revenue Sufficiency | 2024 | 10 | Net Demand (MW) | 100 | 482
3 Revenue Sufficiency | 2024 | 10 | Net Demand (MW) | 110 | 368
3 Revenue Sufficiency | 2024 | 10 | Net Demand (MW) | 120 | 263
3 Revenue Sufficiency | 2024 | 10 | Net Demand (MW) | 130 | 237
3 Revenue Sufficiency | 2024 | 10 | Net Demand (MW) | 140 | 167
3 Revenue Sufficiency | 2024 | 10 | Net Demand (MW) | 150 | 119
3 Revenue Sufficiency | 2024 | 10 | Net Demand (MW) | 160 | 80
3 Revenue Sufficiency | 2024 | 10 | Net Demand (MW) | 170 | 72
3 Revenue Sufficiency | 2024 | 10 | Net Demand (MW) | 180 | 42
3 Revenue Sufficiency | 2024 | 10 | Net Demand (MW) | 190 | 37
3 Revenue Sufficiency | 2024 | 10 | Net Demand (MW) | 200 | 17
3 Revenue Sufficiency | 2024 | 10 | Net Demand (MW) | 210 | 8
3 Revenue Sufficiency | 2024 | 10 | Net Demand (MW) | 220 | 11
3 Revenue Sufficiency | 2024 | 10 | Net Demand (MW) | 230 | 12
3 Revenue Sufficiency | 2024 | 10 | Net Demand (MW) | 240 | 3
3 Revenue Sufficiency | 2024 | 10 | Net Demand (MW) | 250 | 2
3 Revenue Sufficiency | 2024 | 10 | Net Demand (MW) | 260 | 4
3 Revenue Sufficiency | 2024 | 10 | Net Demand (MW) | 270 | 2
3 Revenue Sufficiency | 2024 | 10 | Net Demand (MW) | 280 | 1
3 Revenue Sufficiency | 2024 | 10 | Net Demand (MW) | 290 | 1
3 Revenue Sufficiency | 2024 | 10 | Net Demand (MW) | 300 | 0
3 Revenue Sufficiency | 2024 | 10 | Net Demand (MW) | 310 | 1
3 Revenue Sufficiency | 2024 | 10 | Net Demand (MW) | 320 | 1
3 Revenue Sufficiency | 2024 | 60 | Net Demand (MW) | -1230 | 1
3 Revenue Sufficiency | 2024 | 60 | Net Demand (MW) | -1220 | 0
3 Revenue Sufficiency | 2024 | 60 | Net Demand (MW) | -1210 | 1
3 Revenue Sufficiency | 2024 | 60 | Net Demand (MW) | -1200 | 0
3 Revenue Sufficiency | 2024 | 60 | Net Demand (MW) | -1190 | 0
3 Revenue Sufficiency | 2024 | 60 | Net Demand (MW) | -1180 | 0
3 Revenue Sufficiency | 2024 | 60 | Net Demand (MW) | -1170 | 0
3 Revenue Sufficiency | 2024 | 60 | Net Demand (MW) | -1160 | 0
3 Revenue Sufficiency | 2024 | 60 | Net Demand (MW) | -1150 | 0
3 Revenue Sufficiency | 2024 | 60 | Net Demand (MW) | -1140 | 0
3 Revenue Sufficiency | 2024 | 60 | Net Demand (MW) | -1130 | 0
3 Revenue Sufficiency | 2024 | 60 | Net Demand (MW) | -1120 | 0
3 Revenue Sufficiency | 2024 | 60 | Net Demand (MW) | -1110 | 1
3 Revenue Sufficiency | 2024 | 60 | Net Demand (MW) | -1100 | 4
3 Revenue Sufficiency | 2024 | 60 | Net Demand (MW) | -1090 | 0
3 Revenue Sufficiency | 2024 | 60 | Net Demand (MW) | -1080 | 0
3 Revenue Sufficiency | 2024 | 60 | Net Demand (MW) | -1070 | 1
3 Revenue Sufficiency | 2024 | 60 | Net Demand (MW) | -1060 | 2
3 Revenue Sufficiency | 2024 | 60 | Net Demand (MW) | -1050 | 0
3 Revenue Sufficiency | 2024 | 60 | Net Demand (MW) | -1040 | 1
3 Revenue Sufficiency | 2024 | 60 | Net Demand (MW) | -1030 | 0
3 Revenue Sufficiency | 2024 | 60 | Net Demand (MW) | -1020 | 0
3 Revenue Sufficiency | 2024 | 60 | Net Demand (MW) | -1010 | 3
3 Revenue Sufficiency | 2024 | 60 | Net Demand (MW) | -1000 | 0
3 Revenue Sufficiency | 2024 | 60 | Net Demand (MW) | -990 | 1
3 Revenue Sufficiency | 2024 | 60 | Net Demand (MW) | -980 | 0
3 Revenue Sufficiency | 2024 | 60 | Net Demand (MW) | -970 | 2
3 Revenue Sufficiency | 2024 | 60 | Net Demand (MW) | -960 | 1
3 Revenue Sufficiency | 2024 | 60 | Net Demand (MW) | -950 | 1
3 Revenue Sufficiency | 2024 | 60 | Net Demand (MW) | -940 | 1
3 Revenue Sufficiency | 2024 | 60 | Net Demand (MW) | -930 | 1
3 Revenue Sufficiency | 2024 | 60 | Net Demand (MW) | -920 | 1
3 Revenue Sufficiency | 2024 | 60 | Net Demand (MW) | -910 | 2
3 Revenue Sufficiency | 2024 | 60 | Net Demand (MW) | -900 | 2
3 Revenue Sufficiency | 2024 | 60 | Net Demand (MW) | -890 | 1
3 Revenue Sufficiency | 2024 | 60 | Net Demand (MW) | -880 | 3
3 Revenue Sufficiency | 2024 | 60 | Net Demand (MW) | -870 | 5
3 Revenue Sufficiency | 2024 | 60 | Net Demand (MW) | -860 | 1
3 Revenue Sufficiency | 2024 | 60 | Net Demand (MW) | -850 | 3
3 Revenue Sufficiency | 2024 | 60 | Net Demand (MW) | -840 | 4
3 Revenue Sufficiency | 2024 | 60 | Net Demand (MW) | -830 | 4
3 Revenue Sufficiency | 2024 | 60 | Net Demand (MW) | -820 | 8
3 Revenue Sufficiency | 2024 | 60 | Net Demand (MW) | -810 | 3
3 Revenue Sufficiency | 2024 | 60 | Net Demand (MW) | -800 | 8
3 Revenue Sufficiency | 2024 | 60 | Net Demand (MW) | -790 | 4
3 Revenue Sufficiency | 2024 | 60 | Net Demand (MW) | -780 | 9
3 Revenue Sufficiency | 2024 | 60 | Net Demand (MW) | -770 | 8
3 Revenue Sufficiency | 2024 | 60 | Net Demand (MW) | -760 | 12
3 Revenue Sufficiency | 2024 | 60 | Net Demand (MW) | -750 | 16
3 Revenue Sufficiency | 2024 | 60 | Net Demand (MW) | -740 | 17
3 Revenue Sufficiency | 2024 | 60 | Net Demand (MW) | -730 | 8
3 Revenue Sufficiency | 2024 | 60 | Net Demand (MW) | -720 | 16
3 Revenue Sufficiency | 2024 | 60 | Net Demand (MW) | -710 | 19
3 Revenue Sufficiency | 2024 | 60 | Net Demand (MW) | -700 | 15
3 Revenue Sufficiency | 2024 | 60 | Net Demand (MW) | -690 | 23
3 Revenue Sufficiency | 2024 | 60 | Net Demand (MW) | -680 | 17
3 Revenue Sufficiency | 2024 | 60 | Net Demand (MW) | -670 | 18
3 Revenue Sufficiency | 2024 | 60 | Net Demand (MW) | -660 | 22
3 Revenue Sufficiency | 2024 | 60 | Net Demand (MW) | -650 | 25
3 Revenue Sufficiency | 2024 | 60 | Net Demand (MW) | -640 | 31
3 Revenue Sufficiency | 2024 | 60 | Net Demand (MW) | -630 | 34
3 Revenue Sufficiency | 2024 | 60 | Net Demand (MW) | -620 | 34
3 Revenue Sufficiency | 2024 | 60 | Net Demand (MW) | -610 | 33
3 Revenue Sufficiency | 2024 | 60 | Net Demand (MW) | -600 | 41
3 Revenue Sufficiency | 2024 | 60 | Net Demand (MW) | -590 | 52
3 Revenue Sufficiency | 2024 | 60 | Net Demand (MW) | -580 | 62
3 Revenue Sufficiency | 2024 | 60 | Net Demand (MW) | -570 | 70
3 Revenue Sufficiency | 2024 | 60 | Net Demand (MW) | -560 | 83
3 Revenue Sufficiency | 2024 | 60 | Net Demand (MW) | -550 | 71
3 Revenue Sufficiency | 2024 | 60 | Net Demand (MW) | -540 | 83
3 Revenue Sufficiency | 2024 | 60 | Net Demand (MW) | -530 | 69
3 Revenue Sufficiency | 2024 | 60 | Net Demand (MW) | -520 | 80
3 Revenue Sufficiency | 2024 | 60 | Net Demand (MW) | -510 | 85
3 Revenue Sufficiency | 2024 | 60 | Net Demand (MW) | -500 | 87
3 Revenue Sufficiency | 2024 | 60 | Net Demand (MW) | -490 | 111
3 Revenue Sufficiency | 2024 | 60 | Net Demand (MW) | -480 | 112
3 Revenue Sufficiency | 2024 | 60 | Net Demand (MW) | -470 | 117
3 Revenue Sufficiency | 2024 | 60 | Net Demand (MW) | -460 | 141
3 Revenue Sufficiency | 2024 | 60 | Net Demand (MW) | -450 | 135
3 Revenue Sufficiency | 2024 | 60 | Net Demand (MW) | -440 | 131
3 Revenue Sufficiency | 2024 | 60 | Net Demand (MW) | -430 | 147
3 Revenue Sufficiency | 2024 | 60 | Net Demand (MW) | -420 | 156
3 Revenue Sufficiency | 2024 | 60 | Net Demand (MW) | -410 | 192
3 Revenue Sufficiency | 2024 | 60 | Net Demand (MW) | -400 | 174
3 Revenue Sufficiency | 2024 | 60 | Net Demand (MW) | -390 | 213
3 Revenue Sufficiency | 2024 | 60 | Net Demand (MW) | -380 | 216
3 Revenue Sufficiency | 2024 | 60 | Net Demand (MW) | -370 | 224
3 Revenue Sufficiency | 2024 | 60 | Net Demand (MW) | -360 | 229
3 Revenue Sufficiency | 2024 | 60 | Net Demand (MW) | -350 | 248
3 Revenue Sufficiency | 2024 | 60 | Net Demand (MW) | -340 | 289
3 Revenue Sufficiency | 2024 | 60 | Net Demand (MW) | -330 | 283
3 Revenue Sufficiency | 2024 | 60 | Net Demand (MW) | -320 | 322
3 Revenue Sufficiency | 2024 | 60 | Net Demand (MW) | -310 | 332
3 Revenue Sufficiency | 2024 | 60 | Net Demand (MW) | -300 | 364
3 Revenue Sufficiency | 2024 | 60 | Net Demand (MW) | -290 | 361
3 Revenue Sufficiency | 2024 | 60 | Net Demand (MW) | -280 | 372
3 Revenue Sufficiency | 2024 | 60 | Net Demand (MW) | -270 | 413
3 Revenue Sufficiency | 2024 | 60 | Net Demand (MW) | -260 | 402
3 Revenue Sufficiency | 2024 | 60 | Net Demand (MW) | -250 | 451
3 Revenue Sufficiency | 2024 | 60 | Net Demand (MW) | -240 | 435
3 Revenue Sufficiency | 2024 | 60 | Net Demand (MW) | -230 | 452
3 Revenue Sufficiency | 2024 | 60 | Net Demand (MW) | -220 | 469
3 Revenue Sufficiency | 2024 | 60 | Net Demand (MW) | -210 | 534
3 Revenue Sufficiency | 2024 | 60 | Net Demand (MW) | -200 | 568
3 Revenue Sufficiency | 2024 | 60 | Net Demand (MW) | -190 | 629
3 Revenue Sufficiency | 2024 | 60 | Net Demand (MW) | -180 | 596
3 Revenue Sufficiency | 2024 | 60 | Net Demand (MW) | -170 | 662
3 Revenue Sufficiency | 2024 | 60 | Net Demand (MW) | -160 | 685
3 Revenue Sufficiency | 2024 | 60 | Net Demand (MW) | -150 | 703
3 Revenue Sufficiency | 2024 | 60 | Net Demand (MW) | -140 | 759
3 Revenue Sufficiency | 2024 | 60 | Net Demand (MW) | -130 | 771
3 Revenue Sufficiency | 2024 | 60 | Net Demand (MW) | -120 | 842
3 Revenue Sufficiency | 2024 | 60 | Net Demand (MW) | -110 | 809
3 Revenue Sufficiency | 2024 | 60 | Net Demand (MW) | -100 | 803
3 Revenue Sufficiency | 2024 | 60 | Net Demand (MW) | -90 | 835
3 Revenue Sufficiency | 2024 | 60 | Net Demand (MW) | -80 | 949
3 Revenue Sufficiency | 2024 | 60 | Net Demand (MW) | -70 | 950
3 Revenue Sufficiency | 2024 | 60 | Net Demand (MW) | -60 | 992
3 Revenue Sufficiency | 2024 | 60 | Net Demand (MW) | -50 | 1061
3 Revenue Sufficiency | 2024 | 60 | Net Demand (MW) | -40 | 1025
3 Revenue Sufficiency | 2024 | 60 | Net Demand (MW) | -30 | 1061
3 Revenue Sufficiency | 2024 | 60 | Net Demand (MW) | -20 | 1055
3 Revenue Sufficiency | 2024 | 60 | Net Demand (MW) | -10 | 1098
3 Revenue Sufficiency | 2024 | 60 | Net Demand (MW) | 0 | 1144
3 Revenue Sufficiency | 2024 | 60 | Net Demand (MW) | 10 | 1119
3 Revenue Sufficiency | 2024 | 60 | Net Demand (MW) | 20 | 1143
3 Revenue Sufficiency | 2024 | 60 | Net Demand (MW) | 30 | 1153
3 Revenue Sufficiency | 2024 | 60 | Net Demand (MW) | 40 | 1051
3 Revenue Sufficiency | 2024 | 60 | Net Demand (MW) | 50 | 1033
3 Revenue Sufficiency | 2024 | 60 | Net Demand (MW) | 60 | 1035
3 Revenue Sufficiency | 2024 | 60 | Net Demand (MW) | 70 | 966
3 Revenue Sufficiency | 2024 | 60 | Net Demand (MW) | 80 | 949
3 Revenue Sufficiency | 2024 | 60 | Net Demand (MW) | 90 | 895
3 Revenue Sufficiency | 2024 | 60 | Net Demand (MW) | 100 | 876
3 Revenue Sufficiency | 2024 | 60 | Net Demand (MW) | 110 | 806
3 Revenue Sufficiency | 2024 | 60 | Net Demand (MW) | 120 | 732
3 Revenue Sufficiency | 2024 | 60 | Net Demand (MW) | 130 | 698
3 Revenue Sufficiency | 2024 | 60 | Net Demand (MW) | 140 | 729
3 Revenue Sufficiency | 2024 | 60 | Net Demand (MW) | 150 | 626
3 Revenue Sufficiency | 2024 | 60 | Net Demand (MW) | 160 | 618
3 Revenue Sufficiency | 2024 | 60 | Net Demand (MW) | 170 | 561
3 Revenue Sufficiency | 2024 | 60 | Net Demand (MW) | 180 | 534
3 Revenue Sufficiency | 2024 | 60 | Net Demand (MW) | 190 | 536
3 Revenue Sufficiency | 2024 | 60 | Net Demand (MW) | 200 | 490
3 Revenue Sufficiency | 2024 | 60 | Net Demand (MW) | 210 | 469
3 Revenue Sufficiency | 2024 | 60 | Net Demand (MW) | 220 | 446
3 Revenue Sufficiency | 2024 | 60 | Net Demand (MW) | 230 | 433
3 Revenue Sufficiency | 2024 | 60 | Net Demand (MW) | 240 | 416
3 Revenue Sufficiency | 2024 | 60 | Net Demand (MW) | 250 | 379
3 Revenue Sufficiency | 2024 | 60 | Net Demand (MW) | 260 | 348
3 Revenue Sufficiency | 2024 | 60 | Net Demand (MW) | 270 | 338
3 Revenue Sufficiency | 2024 | 60 | Net Demand (MW) | 280 | 321
3 Revenue Sufficiency | 2024 | 60 | Net Demand (MW) | 290 | 322
3 Revenue Sufficiency | 2024 | 60 | Net Demand (MW) | 300 | 294
3 Revenue Sufficiency | 2024 | 60 | Net Demand (MW) | 310 | 251
3 Revenue Sufficiency | 2024 | 60 | Net Demand (MW) | 320 | 255
3 Revenue Sufficiency | 2024 | 60 | Net Demand (MW) | 330 | 251
3 Revenue Sufficiency | 2024 | 60 | Net Demand (MW) | 340 | 194
3 Revenue Sufficiency | 2024 | 60 | Net Demand (MW) | 350 | 214
3 Revenue Sufficiency | 2024 | 60 | Net Demand (MW) | 360 | 197
3 Revenue Sufficiency | 2024 | 60 | Net Demand (MW) | 370 | 177
3 Revenue Sufficiency | 2024 | 60 | Net Demand (MW) | 380 | 195
3 Revenue Sufficiency | 2024 | 60 | Net Demand (MW) | 390 | 194
3 Revenue Sufficiency | 2024 | 60 | Net Demand (MW) | 400 | 153
3 Revenue Sufficiency | 2024 | 60 | Net Demand (MW) | 410 | 153
3 Revenue Sufficiency | 2024 | 60 | Net Demand (MW) | 420 | 158
3 Revenue Sufficiency | 2024 | 60 | Net Demand (MW) | 430 | 135
3 Revenue Sufficiency | 2024 | 60 | Net Demand (MW) | 440 | 146
3 Revenue Sufficiency | 2024 | 60 | Net Demand (MW) | 450 | 141
3 Revenue Sufficiency | 2024 | 60 | Net Demand (MW) | 460 | 112
3 Revenue Sufficiency | 2024 | 60 | Net Demand (MW) | 470 | 116
3 Revenue Sufficiency | 2024 | 60 | Net Demand (MW) | 480 | 117
3 Revenue Sufficiency | 2024 | 60 | Net Demand (MW) | 490 | 92
3 Revenue Sufficiency | 2024 | 60 | Net Demand (MW) | 500 | 106
3 Revenue Sufficiency | 2024 | 60 | Net Demand (MW) | 510 | 91
3 Revenue Sufficiency | 2024 | 60 | Net Demand (MW) | 520 | 83
3 Revenue Sufficiency | 2024 | 60 | Net Demand (MW) | 530 | 93
3 Revenue Sufficiency | 2024 | 60 | Net Demand (MW) | 540 | 74
3 Revenue Sufficiency | 2024 | 60 | Net Demand (MW) | 550 | 74
3 Revenue Sufficiency | 2024 | 60 | Net Demand (MW) | 560 | 70
3 Revenue Sufficiency | 2024 | 60 | Net Demand (MW) | 570 | 63
3 Revenue Sufficiency | 2024 | 60 | Net Demand (MW) | 580 | 67
3 Revenue Sufficiency | 2024 | 60 | Net Demand (MW) | 590 | 66
3 Revenue Sufficiency | 2024 | 60 | Net Demand (MW) | 600 | 65
3 Revenue Sufficiency | 2024 | 60 | Net Demand (MW) | 610 | 31
3 Revenue Sufficiency | 2024 | 60 | Net Demand (MW) | 620 | 54
3 Revenue Sufficiency | 2024 | 60 | Net Demand (MW) | 630 | 48
3 Revenue Sufficiency | 2024 | 60 | Net Demand (MW) | 640 | 50
3 Revenue Sufficiency | 2024 | 60 | Net Demand (MW) | 650 | 54
3 Revenue Sufficiency | 2024 | 60 | Net Demand (MW) | 660 | 41
3 Revenue Sufficiency | 2024 | 60 | Net Demand (MW) | 670 | 38
3 Revenue Sufficiency | 2024 | 60 | Net Demand (MW) | 680 | 36
3 Revenue Sufficiency | 2024 | 60 | Net Demand (MW) | 690 | 34
3 Revenue Sufficiency | 2024 | 60 | Net Demand (MW) | 700 | 37
3 Revenue Sufficiency | 2024 | 60 | Net Demand (MW) | 710 | 36
3 Revenue Sufficiency | 2024 | 60 | Net Demand (MW) | 720 | 40
3 Revenue Sufficiency | 2024 | 60 | Net Demand (MW) | 730 | 24
3 Revenue Sufficiency | 2024 | 60 | Net Demand (MW) | 740 | 32
3 Revenue Sufficiency | 2024 | 60 | Net Demand (MW) | 750 | 34
3 Revenue Sufficiency | 2024 | 60 | Net Demand (MW) | 760 | 20
3 Revenue Sufficiency | 2024 | 60 | Net Demand (MW) | 770 | 24
3 Revenue Sufficiency | 2024 | 60 | Net Demand (MW) | 780 | 28
3 Revenue Sufficiency | 2024 | 60 | Net Demand (MW) | 790 | 23
3 Revenue Sufficiency | 2024 | 60 | Net Demand (MW) | 800 | 29
3 Revenue Sufficiency | 2024 | 60 | Net Demand (MW) | 810 | 22
3 Revenue Sufficiency | 2024 | 60 | Net Demand (MW) | 820 | 12
3 Revenue Sufficiency | 2024 | 60 | Net Demand (MW) | 830 | 14
3 Revenue Sufficiency | 2024 | 60 | Net Demand (MW) | 840 | 12
3 Revenue Sufficiency | 2024 | 60 | Net Demand (MW) | 850 | 13
3 Revenue Sufficiency | 2024 | 60 | Net Demand (MW) | 860 | 7
3 Revenue Sufficiency | 2024 | 60 | Net Demand (MW) | 870 | 10
3 Revenue Sufficiency | 2024 | 60 | Net Demand (MW) | 880 | 7
3 Revenue Sufficiency | 2024 | 60 | Net Demand (MW) | 890 | 7
3 Revenue Sufficiency | 2024 | 60 | Net Demand (MW) | 900 | 11
3 Revenue Sufficiency | 2024 | 60 | Net Demand (MW) | 910 | 3
3 Revenue Sufficiency | 2024 | 60 | Net Demand (MW) | 920 | 5
3 Revenue Sufficiency | 2024 | 60 | Net Demand (MW) | 930 | 4
3 Revenue Sufficiency | 2024 | 60 | Net Demand (MW) | 940 | 9
3 Revenue Sufficiency | 2024 | 60 | Net Demand (MW) | 950 | 9
3 Revenue Sufficiency | 2024 | 60 | Net Demand (MW) | 960 | 4
3 Revenue Sufficiency | 2024 | 60 | Net Demand (MW) | 970 | 3
3 Revenue Sufficiency | 2024 | 60 | Net Demand (MW) | 980 | 4
3 Revenue Sufficiency | 2024 | 60 | Net Demand (MW) | 990 | 3
3 Revenue Sufficiency | 2024 | 60 | Net Demand (MW) | 1000 | 4
3 Revenue Sufficiency | 2024 | 60 | Net Demand (MW) | 1010 | 1
3 Revenue Sufficiency | 2024 | 60 | Net Demand (MW) | 1020 | 2
3 Revenue Sufficiency | 2024 | 60 | Net Demand (MW) | 1030 | 0
3 Revenue Sufficiency | 2024 | 60 | Net Demand (MW) | 1040 | 2
3 Revenue Sufficiency | 2024 | 60 | Net Demand (MW) | 1050 | 1
3 Revenue Sufficiency | 2024 | 60 | Net Demand (MW) | 1060 | 1
3 Revenue Sufficiency | 2024 | 60 | Net Demand (MW) | 1070 | 1
3 Revenue Sufficiency | 2024 | 60 | Net Demand (MW) | 1080 | 0
3 Revenue Sufficiency | 2024 | 60 | Net Demand (MW) | 1090 | 0
3 Revenue Sufficiency | 2024 | 60 | Net Demand (MW) | 1100 | 3
3 Revenue Sufficiency | 2024 | 60 | Net Demand (MW) | 1110 | 3
3 Revenue Sufficiency | 2024 | 60 | Net Demand (MW) | 1120 | 0
3 Revenue Sufficiency | 2024 | 60 | Net Demand (MW) | 1130 | 2
3 Revenue Sufficiency | 2024 | 60 | Net Demand (MW) | 1140 | 2
3 Revenue Sufficiency | 2024 | 60 | Net Demand (MW) | 1150 | 0
3 Revenue Sufficiency | 2024 | 60 | Net Demand (MW) | 1160 | 0
3 Revenue Sufficiency | 2024 | 60 | Net Demand (MW) | 1170 | 1
3 Revenue Sufficiency | 2024 | 60 | Net Demand (MW) | 1180 | 1
3 Revenue Sufficiency | 2024 | 60 | Net Demand (MW) | 1190 | 0
3 Revenue Sufficiency | 2024 | 60 | Net Demand (MW) | 1200 | 0
3 Revenue Sufficiency | 2024 | 60 | Net Demand (MW) | 1210 | 0
3 Revenue Sufficiency | 2024 | 60 | Net Demand (MW) | 1220 | 1
3 Revenue Sufficiency | 2024 | 60 | Net Demand (MW) | 1230 | 0
3 Revenue Sufficiency | 2024 | 60 | Net Demand (MW) | 1240 | 0
3 Revenue Sufficiency | 2024 | 60 | Net Demand (MW) | 1250 | 0
3 Revenue Sufficiency | 2024 | 60 | Net Demand (MW) | 1260 | 1
3 Revenue Sufficiency | 2024 | 60 | Net Demand (MW) | 1270 | 1
3 Revenue Sufficiency | 2024 | 60 | Net Demand (MW) | 1280 | 2
3 Revenue Sufficiency | 2024 | 60 | Net Demand (MW) | 1290 | 1
3 Revenue Sufficiency | 2024 | 60 | Net Demand (MW) | 1300 | 0
3 Revenue Sufficiency | 2024 | 60 | Net Demand (MW) | 1310 | 1
3 Revenue Sufficiency | 2025 | 10 | Alberta Internal Load (MW) | -390 | 1
3 Revenue Sufficiency | 2025 | 10 | Alberta Internal Load (MW) | -380 | 0
3 Revenue Sufficiency | 2025 | 10 | Alberta Internal Load (MW) | -370 | 0
3 Revenue Sufficiency | 2025 | 10 | Alberta Internal Load (MW) | -360 | 0
3 Revenue Sufficiency | 2025 | 10 | Alberta Internal Load (MW) | -350 | 0
3 Revenue Sufficiency | 2025 | 10 | Alberta Internal Load (MW) | -340 | 0
3 Revenue Sufficiency | 2025 | 10 | Alberta Internal Load (MW) | -330 | 0
3 Revenue Sufficiency | 2025 | 10 | Alberta Internal Load (MW) | -320 | 0
3 Revenue Sufficiency | 2025 | 10 | Alberta Internal Load (MW) | -310 | 0
3 Revenue Sufficiency | 2025 | 10 | Alberta Internal Load (MW) | -300 | 0
3 Revenue Sufficiency | 2025 | 10 | Alberta Internal Load (MW) | -290 | 0
3 Revenue Sufficiency | 2025 | 10 | Alberta Internal Load (MW) | -280 | 0
3 Revenue Sufficiency | 2025 | 10 | Alberta Internal Load (MW) | -270 | 0
3 Revenue Sufficiency | 2025 | 10 | Alberta Internal Load (MW) | -260 | 0
3 Revenue Sufficiency | 2025 | 10 | Alberta Internal Load (MW) | -250 | 1
3 Revenue Sufficiency | 2025 | 10 | Alberta Internal Load (MW) | -240 | 1
3 Revenue Sufficiency | 2025 | 10 | Alberta Internal Load (MW) | -230 | 1
3 Revenue Sufficiency | 2025 | 10 | Alberta Internal Load (MW) | -220 | 1
3 Revenue Sufficiency | 2025 | 10 | Alberta Internal Load (MW) | -210 | 0
3 Revenue Sufficiency | 2025 | 10 | Alberta Internal Load (MW) | -200 | 0
3 Revenue Sufficiency | 2025 | 10 | Alberta Internal Load (MW) | -190 | 0
3 Revenue Sufficiency | 2025 | 10 | Alberta Internal Load (MW) | -180 | 2
3 Revenue Sufficiency | 2025 | 10 | Alberta Internal Load (MW) | -170 | 2
3 Revenue Sufficiency | 2025 | 10 | Alberta Internal Load (MW) | -160 | 10
3 Revenue Sufficiency | 2025 | 10 | Alberta Internal Load (MW) | -150 | 11
3 Revenue Sufficiency | 2025 | 10 | Alberta Internal Load (MW) | -140 | 27
3 Revenue Sufficiency | 2025 | 10 | Alberta Internal Load (MW) | -130 | 48
3 Revenue Sufficiency | 2025 | 10 | Alberta Internal Load (MW) | -120 | 76
3 Revenue Sufficiency | 2025 | 10 | Alberta Internal Load (MW) | -110 | 133
3 Revenue Sufficiency | 2025 | 10 | Alberta Internal Load (MW) | -100 | 224
3 Revenue Sufficiency | 2025 | 10 | Alberta Internal Load (MW) | -90 | 358
3 Revenue Sufficiency | 2025 | 10 | Alberta Internal Load (MW) | -80 | 485
3 Revenue Sufficiency | 2025 | 10 | Alberta Internal Load (MW) | -70 | 691
3 Revenue Sufficiency | 2025 | 10 | Alberta Internal Load (MW) | -60 | 1096
3 Revenue Sufficiency | 2025 | 10 | Alberta Internal Load (MW) | -50 | 1903
3 Revenue Sufficiency | 2025 | 10 | Alberta Internal Load (MW) | -40 | 2715
3 Revenue Sufficiency | 2025 | 10 | Alberta Internal Load (MW) | -30 | 4024
3 Revenue Sufficiency | 2025 | 10 | Alberta Internal Load (MW) | -20 | 5268
3 Revenue Sufficiency | 2025 | 10 | Alberta Internal Load (MW) | -10 | 6675
3 Revenue Sufficiency | 2025 | 10 | Alberta Internal Load (MW) | 0 | 7237
3 Revenue Sufficiency | 2025 | 10 | Alberta Internal Load (MW) | 10 | 6212
3 Revenue Sufficiency | 2025 | 10 | Alberta Internal Load (MW) | 20 | 4622
3 Revenue Sufficiency | 2025 | 10 | Alberta Internal Load (MW) | 30 | 3264
3 Revenue Sufficiency | 2025 | 10 | Alberta Internal Load (MW) | 40 | 2162
3 Revenue Sufficiency | 2025 | 10 | Alberta Internal Load (MW) | 50 | 1497
3 Revenue Sufficiency | 2025 | 10 | Alberta Internal Load (MW) | 60 | 1095
3 Revenue Sufficiency | 2025 | 10 | Alberta Internal Load (MW) | 70 | 709
3 Revenue Sufficiency | 2025 | 10 | Alberta Internal Load (MW) | 80 | 494
3 Revenue Sufficiency | 2025 | 10 | Alberta Internal Load (MW) | 90 | 346
3 Revenue Sufficiency | 2025 | 10 | Alberta Internal Load (MW) | 100 | 322
3 Revenue Sufficiency | 2025 | 10 | Alberta Internal Load (MW) | 110 | 198
3 Revenue Sufficiency | 2025 | 10 | Alberta Internal Load (MW) | 120 | 197
3 Revenue Sufficiency | 2025 | 10 | Alberta Internal Load (MW) | 130 | 173
3 Revenue Sufficiency | 2025 | 10 | Alberta Internal Load (MW) | 140 | 102
3 Revenue Sufficiency | 2025 | 10 | Alberta Internal Load (MW) | 150 | 80
3 Revenue Sufficiency | 2025 | 10 | Alberta Internal Load (MW) | 160 | 49
3 Revenue Sufficiency | 2025 | 10 | Alberta Internal Load (MW) | 170 | 21
3 Revenue Sufficiency | 2025 | 10 | Alberta Internal Load (MW) | 180 | 10
3 Revenue Sufficiency | 2025 | 10 | Alberta Internal Load (MW) | 190 | 6
3 Revenue Sufficiency | 2025 | 10 | Alberta Internal Load (MW) | 200 | 4
3 Revenue Sufficiency | 2025 | 10 | Alberta Internal Load (MW) | 210 | 0
3 Revenue Sufficiency | 2025 | 10 | Alberta Internal Load (MW) | 220 | 2
3 Revenue Sufficiency | 2025 | 10 | Alberta Internal Load (MW) | 230 | 0
3 Revenue Sufficiency | 2025 | 10 | Alberta Internal Load (MW) | 240 | 0
3 Revenue Sufficiency | 2025 | 10 | Alberta Internal Load (MW) | 250 | 1
3 Revenue Sufficiency | 2025 | 10 | Alberta Internal Load (MW) | 260 | 1
3 Revenue Sufficiency | 2025 | 10 | Alberta Internal Load (MW) | 270 | 0
3 Revenue Sufficiency | 2025 | 10 | Alberta Internal Load (MW) | 280 | 0
3 Revenue Sufficiency | 2025 | 10 | Alberta Internal Load (MW) | 290 | 1
3 Revenue Sufficiency | 2025 | 10 | Alberta Internal Load (MW) | 300 | 1
3 Revenue Sufficiency | 2025 | 60 | Alberta Internal Load (MW) | -660 | 2
3 Revenue Sufficiency | 2025 | 60 | Alberta Internal Load (MW) | -650 | 1
3 Revenue Sufficiency | 2025 | 60 | Alberta Internal Load (MW) | -640 | 1
3 Revenue Sufficiency | 2025 | 60 | Alberta Internal Load (MW) | -630 | 1
3 Revenue Sufficiency | 2025 | 60 | Alberta Internal Load (MW) | -620 | 7
3 Revenue Sufficiency | 2025 | 60 | Alberta Internal Load (MW) | -610 | 5
3 Revenue Sufficiency | 2025 | 60 | Alberta Internal Load (MW) | -600 | 7
3 Revenue Sufficiency | 2025 | 60 | Alberta Internal Load (MW) | -590 | 7
3 Revenue Sufficiency | 2025 | 60 | Alberta Internal Load (MW) | -580 | 19
3 Revenue Sufficiency | 2025 | 60 | Alberta Internal Load (MW) | -570 | 19
3 Revenue Sufficiency | 2025 | 60 | Alberta Internal Load (MW) | -560 | 19
3 Revenue Sufficiency | 2025 | 60 | Alberta Internal Load (MW) | -550 | 32
3 Revenue Sufficiency | 2025 | 60 | Alberta Internal Load (MW) | -540 | 45
3 Revenue Sufficiency | 2025 | 60 | Alberta Internal Load (MW) | -530 | 43
3 Revenue Sufficiency | 2025 | 60 | Alberta Internal Load (MW) | -520 | 51
3 Revenue Sufficiency | 2025 | 60 | Alberta Internal Load (MW) | -510 | 72
3 Revenue Sufficiency | 2025 | 60 | Alberta Internal Load (MW) | -500 | 80
3 Revenue Sufficiency | 2025 | 60 | Alberta Internal Load (MW) | -490 | 76
3 Revenue Sufficiency | 2025 | 60 | Alberta Internal Load (MW) | -480 | 66
3 Revenue Sufficiency | 2025 | 60 | Alberta Internal Load (MW) | -470 | 79
3 Revenue Sufficiency | 2025 | 60 | Alberta Internal Load (MW) | -460 | 78
3 Revenue Sufficiency | 2025 | 60 | Alberta Internal Load (MW) | -450 | 96
3 Revenue Sufficiency | 2025 | 60 | Alberta Internal Load (MW) | -440 | 90
3 Revenue Sufficiency | 2025 | 60 | Alberta Internal Load (MW) | -430 | 94
3 Revenue Sufficiency | 2025 | 60 | Alberta Internal Load (MW) | -420 | 80
3 Revenue Sufficiency | 2025 | 60 | Alberta Internal Load (MW) | -410 | 102
3 Revenue Sufficiency | 2025 | 60 | Alberta Internal Load (MW) | -400 | 110
3 Revenue Sufficiency | 2025 | 60 | Alberta Internal Load (MW) | -390 | 110
3 Revenue Sufficiency | 2025 | 60 | Alberta Internal Load (MW) | -380 | 105
3 Revenue Sufficiency | 2025 | 60 | Alberta Internal Load (MW) | -370 | 99
3 Revenue Sufficiency | 2025 | 60 | Alberta Internal Load (MW) | -360 | 131
3 Revenue Sufficiency | 2025 | 60 | Alberta Internal Load (MW) | -350 | 137
3 Revenue Sufficiency | 2025 | 60 | Alberta Internal Load (MW) | -340 | 134
3 Revenue Sufficiency | 2025 | 60 | Alberta Internal Load (MW) | -330 | 175
3 Revenue Sufficiency | 2025 | 60 | Alberta Internal Load (MW) | -320 | 177
3 Revenue Sufficiency | 2025 | 60 | Alberta Internal Load (MW) | -310 | 209
3 Revenue Sufficiency | 2025 | 60 | Alberta Internal Load (MW) | -300 | 238
3 Revenue Sufficiency | 2025 | 60 | Alberta Internal Load (MW) | -290 | 295
3 Revenue Sufficiency | 2025 | 60 | Alberta Internal Load (MW) | -280 | 305
3 Revenue Sufficiency | 2025 | 60 | Alberta Internal Load (MW) | -270 | 343
3 Revenue Sufficiency | 2025 | 60 | Alberta Internal Load (MW) | -260 | 343
3 Revenue Sufficiency | 2025 | 60 | Alberta Internal Load (MW) | -250 | 359
3 Revenue Sufficiency | 2025 | 60 | Alberta Internal Load (MW) | -240 | 399
3 Revenue Sufficiency | 2025 | 60 | Alberta Internal Load (MW) | -230 | 441
3 Revenue Sufficiency | 2025 | 60 | Alberta Internal Load (MW) | -220 | 459
3 Revenue Sufficiency | 2025 | 60 | Alberta Internal Load (MW) | -210 | 478
3 Revenue Sufficiency | 2025 | 60 | Alberta Internal Load (MW) | -200 | 491
3 Revenue Sufficiency | 2025 | 60 | Alberta Internal Load (MW) | -190 | 575
3 Revenue Sufficiency | 2025 | 60 | Alberta Internal Load (MW) | -180 | 594
3 Revenue Sufficiency | 2025 | 60 | Alberta Internal Load (MW) | -170 | 624
3 Revenue Sufficiency | 2025 | 60 | Alberta Internal Load (MW) | -160 | 688
3 Revenue Sufficiency | 2025 | 60 | Alberta Internal Load (MW) | -150 | 658
3 Revenue Sufficiency | 2025 | 60 | Alberta Internal Load (MW) | -140 | 759
3 Revenue Sufficiency | 2025 | 60 | Alberta Internal Load (MW) | -130 | 749
3 Revenue Sufficiency | 2025 | 60 | Alberta Internal Load (MW) | -120 | 843
3 Revenue Sufficiency | 2025 | 60 | Alberta Internal Load (MW) | -110 | 871
3 Revenue Sufficiency | 2025 | 60 | Alberta Internal Load (MW) | -100 | 955
3 Revenue Sufficiency | 2025 | 60 | Alberta Internal Load (MW) | -90 | 1042
3 Revenue Sufficiency | 2025 | 60 | Alberta Internal Load (MW) | -80 | 1144
3 Revenue Sufficiency | 2025 | 60 | Alberta Internal Load (MW) | -70 | 1264
3 Revenue Sufficiency | 2025 | 60 | Alberta Internal Load (MW) | -60 | 1389
3 Revenue Sufficiency | 2025 | 60 | Alberta Internal Load (MW) | -50 | 1481
3 Revenue Sufficiency | 2025 | 60 | Alberta Internal Load (MW) | -40 | 1544
3 Revenue Sufficiency | 2025 | 60 | Alberta Internal Load (MW) | -30 | 1651
3 Revenue Sufficiency | 2025 | 60 | Alberta Internal Load (MW) | -20 | 1753
3 Revenue Sufficiency | 2025 | 60 | Alberta Internal Load (MW) | -10 | 1769
3 Revenue Sufficiency | 2025 | 60 | Alberta Internal Load (MW) | 0 | 1663
3 Revenue Sufficiency | 2025 | 60 | Alberta Internal Load (MW) | 10 | 1705
3 Revenue Sufficiency | 2025 | 60 | Alberta Internal Load (MW) | 20 | 1549
3 Revenue Sufficiency | 2025 | 60 | Alberta Internal Load (MW) | 30 | 1506
3 Revenue Sufficiency | 2025 | 60 | Alberta Internal Load (MW) | 40 | 1414
3 Revenue Sufficiency | 2025 | 60 | Alberta Internal Load (MW) | 50 | 1225
3 Revenue Sufficiency | 2025 | 60 | Alberta Internal Load (MW) | 60 | 1091
3 Revenue Sufficiency | 2025 | 60 | Alberta Internal Load (MW) | 70 | 1022
3 Revenue Sufficiency | 2025 | 60 | Alberta Internal Load (MW) | 80 | 951
3 Revenue Sufficiency | 2025 | 60 | Alberta Internal Load (MW) | 90 | 826
3 Revenue Sufficiency | 2025 | 60 | Alberta Internal Load (MW) | 100 | 798
3 Revenue Sufficiency | 2025 | 60 | Alberta Internal Load (MW) | 110 | 712
3 Revenue Sufficiency | 2025 | 60 | Alberta Internal Load (MW) | 120 | 662
3 Revenue Sufficiency | 2025 | 60 | Alberta Internal Load (MW) | 130 | 637
3 Revenue Sufficiency | 2025 | 60 | Alberta Internal Load (MW) | 140 | 546
3 Revenue Sufficiency | 2025 | 60 | Alberta Internal Load (MW) | 150 | 534
3 Revenue Sufficiency | 2025 | 60 | Alberta Internal Load (MW) | 160 | 526
3 Revenue Sufficiency | 2025 | 60 | Alberta Internal Load (MW) | 170 | 511
3 Revenue Sufficiency | 2025 | 60 | Alberta Internal Load (MW) | 180 | 480
3 Revenue Sufficiency | 2025 | 60 | Alberta Internal Load (MW) | 190 | 406
3 Revenue Sufficiency | 2025 | 60 | Alberta Internal Load (MW) | 200 | 405
3 Revenue Sufficiency | 2025 | 60 | Alberta Internal Load (MW) | 210 | 357
3 Revenue Sufficiency | 2025 | 60 | Alberta Internal Load (MW) | 220 | 367
3 Revenue Sufficiency | 2025 | 60 | Alberta Internal Load (MW) | 230 | 327
3 Revenue Sufficiency | 2025 | 60 | Alberta Internal Load (MW) | 240 | 273
3 Revenue Sufficiency | 2025 | 60 | Alberta Internal Load (MW) | 250 | 301
3 Revenue Sufficiency | 2025 | 60 | Alberta Internal Load (MW) | 260 | 286
3 Revenue Sufficiency | 2025 | 60 | Alberta Internal Load (MW) | 270 | 299
3 Revenue Sufficiency | 2025 | 60 | Alberta Internal Load (MW) | 280 | 254
3 Revenue Sufficiency | 2025 | 60 | Alberta Internal Load (MW) | 290 | 217
3 Revenue Sufficiency | 2025 | 60 | Alberta Internal Load (MW) | 300 | 243
3 Revenue Sufficiency | 2025 | 60 | Alberta Internal Load (MW) | 310 | 200
3 Revenue Sufficiency | 2025 | 60 | Alberta Internal Load (MW) | 320 | 195
3 Revenue Sufficiency | 2025 | 60 | Alberta Internal Load (MW) | 330 | 176
3 Revenue Sufficiency | 2025 | 60 | Alberta Internal Load (MW) | 340 | 169
3 Revenue Sufficiency | 2025 | 60 | Alberta Internal Load (MW) | 350 | 153
3 Revenue Sufficiency | 2025 | 60 | Alberta Internal Load (MW) | 360 | 177
3 Revenue Sufficiency | 2025 | 60 | Alberta Internal Load (MW) | 370 | 138
3 Revenue Sufficiency | 2025 | 60 | Alberta Internal Load (MW) | 380 | 146
3 Revenue Sufficiency | 2025 | 60 | Alberta Internal Load (MW) | 390 | 122
3 Revenue Sufficiency | 2025 | 60 | Alberta Internal Load (MW) | 400 | 132
3 Revenue Sufficiency | 2025 | 60 | Alberta Internal Load (MW) | 410 | 105
3 Revenue Sufficiency | 2025 | 60 | Alberta Internal Load (MW) | 420 | 99
3 Revenue Sufficiency | 2025 | 60 | Alberta Internal Load (MW) | 430 | 95
3 Revenue Sufficiency | 2025 | 60 | Alberta Internal Load (MW) | 440 | 81
3 Revenue Sufficiency | 2025 | 60 | Alberta Internal Load (MW) | 450 | 93
3 Revenue Sufficiency | 2025 | 60 | Alberta Internal Load (MW) | 460 | 88
3 Revenue Sufficiency | 2025 | 60 | Alberta Internal Load (MW) | 470 | 53
3 Revenue Sufficiency | 2025 | 60 | Alberta Internal Load (MW) | 480 | 48
3 Revenue Sufficiency | 2025 | 60 | Alberta Internal Load (MW) | 490 | 60
3 Revenue Sufficiency | 2025 | 60 | Alberta Internal Load (MW) | 500 | 47
3 Revenue Sufficiency | 2025 | 60 | Alberta Internal Load (MW) | 510 | 49
3 Revenue Sufficiency | 2025 | 60 | Alberta Internal Load (MW) | 520 | 36
3 Revenue Sufficiency | 2025 | 60 | Alberta Internal Load (MW) | 530 | 51
3 Revenue Sufficiency | 2025 | 60 | Alberta Internal Load (MW) | 540 | 50
3 Revenue Sufficiency | 2025 | 60 | Alberta Internal Load (MW) | 550 | 37
3 Revenue Sufficiency | 2025 | 60 | Alberta Internal Load (MW) | 560 | 40
3 Revenue Sufficiency | 2025 | 60 | Alberta Internal Load (MW) | 570 | 36
3 Revenue Sufficiency | 2025 | 60 | Alberta Internal Load (MW) | 580 | 50
3 Revenue Sufficiency | 2025 | 60 | Alberta Internal Load (MW) | 590 | 40
3 Revenue Sufficiency | 2025 | 60 | Alberta Internal Load (MW) | 600 | 40
3 Revenue Sufficiency | 2025 | 60 | Alberta Internal Load (MW) | 610 | 25
3 Revenue Sufficiency | 2025 | 60 | Alberta Internal Load (MW) | 620 | 42
3 Revenue Sufficiency | 2025 | 60 | Alberta Internal Load (MW) | 630 | 53
3 Revenue Sufficiency | 2025 | 60 | Alberta Internal Load (MW) | 640 | 48
3 Revenue Sufficiency | 2025 | 60 | Alberta Internal Load (MW) | 650 | 39
3 Revenue Sufficiency | 2025 | 60 | Alberta Internal Load (MW) | 660 | 38
3 Revenue Sufficiency | 2025 | 60 | Alberta Internal Load (MW) | 670 | 28
3 Revenue Sufficiency | 2025 | 60 | Alberta Internal Load (MW) | 680 | 35
3 Revenue Sufficiency | 2025 | 60 | Alberta Internal Load (MW) | 690 | 35
3 Revenue Sufficiency | 2025 | 60 | Alberta Internal Load (MW) | 700 | 42
3 Revenue Sufficiency | 2025 | 60 | Alberta Internal Load (MW) | 710 | 30
3 Revenue Sufficiency | 2025 | 60 | Alberta Internal Load (MW) | 720 | 39
3 Revenue Sufficiency | 2025 | 60 | Alberta Internal Load (MW) | 730 | 24
3 Revenue Sufficiency | 2025 | 60 | Alberta Internal Load (MW) | 740 | 21
3 Revenue Sufficiency | 2025 | 60 | Alberta Internal Load (MW) | 750 | 19
3 Revenue Sufficiency | 2025 | 60 | Alberta Internal Load (MW) | 760 | 19
3 Revenue Sufficiency | 2025 | 60 | Alberta Internal Load (MW) | 770 | 13
3 Revenue Sufficiency | 2025 | 60 | Alberta Internal Load (MW) | 780 | 14
3 Revenue Sufficiency | 2025 | 60 | Alberta Internal Load (MW) | 790 | 7
3 Revenue Sufficiency | 2025 | 60 | Alberta Internal Load (MW) | 800 | 11
3 Revenue Sufficiency | 2025 | 60 | Alberta Internal Load (MW) | 810 | 5
3 Revenue Sufficiency | 2025 | 60 | Alberta Internal Load (MW) | 820 | 2
3 Revenue Sufficiency | 2025 | 60 | Alberta Internal Load (MW) | 830 | 1
3 Revenue Sufficiency | 2025 | 60 | Alberta Internal Load (MW) | 840 | 2
3 Revenue Sufficiency | 2025 | 10 | Variable Generation (MW) | -270 | 1
3 Revenue Sufficiency | 2025 | 10 | Variable Generation (MW) | -260 | 0
3 Revenue Sufficiency | 2025 | 10 | Variable Generation (MW) | -250 | 0
3 Revenue Sufficiency | 2025 | 10 | Variable Generation (MW) | -240 | 2
3 Revenue Sufficiency | 2025 | 10 | Variable Generation (MW) | -230 | 0
3 Revenue Sufficiency | 2025 | 10 | Variable Generation (MW) | -220 | 1
3 Revenue Sufficiency | 2025 | 10 | Variable Generation (MW) | -210 | 1
3 Revenue Sufficiency | 2025 | 10 | Variable Generation (MW) | -200 | 3
3 Revenue Sufficiency | 2025 | 10 | Variable Generation (MW) | -190 | 3
3 Revenue Sufficiency | 2025 | 10 | Variable Generation (MW) | -180 | 2
3 Revenue Sufficiency | 2025 | 10 | Variable Generation (MW) | -170 | 7
3 Revenue Sufficiency | 2025 | 10 | Variable Generation (MW) | -160 | 8
3 Revenue Sufficiency | 2025 | 10 | Variable Generation (MW) | -150 | 4
3 Revenue Sufficiency | 2025 | 10 | Variable Generation (MW) | -140 | 26
3 Revenue Sufficiency | 2025 | 10 | Variable Generation (MW) | -130 | 35
3 Revenue Sufficiency | 2025 | 10 | Variable Generation (MW) | -120 | 49
3 Revenue Sufficiency | 2025 | 10 | Variable Generation (MW) | -110 | 62
3 Revenue Sufficiency | 2025 | 10 | Variable Generation (MW) | -100 | 110
3 Revenue Sufficiency | 2025 | 10 | Variable Generation (MW) | -90 | 161
3 Revenue Sufficiency | 2025 | 10 | Variable Generation (MW) | -80 | 287
3 Revenue Sufficiency | 2025 | 10 | Variable Generation (MW) | -70 | 458
3 Revenue Sufficiency | 2025 | 10 | Variable Generation (MW) | -60 | 696
3 Revenue Sufficiency | 2025 | 10 | Variable Generation (MW) | -50 | 1124
3 Revenue Sufficiency | 2025 | 10 | Variable Generation (MW) | -40 | 1765
3 Revenue Sufficiency | 2025 | 10 | Variable Generation (MW) | -30 | 3051
3 Revenue Sufficiency | 2025 | 10 | Variable Generation (MW) | -20 | 4883
3 Revenue Sufficiency | 2025 | 10 | Variable Generation (MW) | -10 | 8317
3 Revenue Sufficiency | 2025 | 10 | Variable Generation (MW) | 0 | 11256
3 Revenue Sufficiency | 2025 | 10 | Variable Generation (MW) | 10 | 7626
3 Revenue Sufficiency | 2025 | 10 | Variable Generation (MW) | 20 | 4786
3 Revenue Sufficiency | 2025 | 10 | Variable Generation (MW) | 30 | 2901
3 Revenue Sufficiency | 2025 | 10 | Variable Generation (MW) | 40 | 1751
3 Revenue Sufficiency | 2025 | 10 | Variable Generation (MW) | 50 | 1160
3 Revenue Sufficiency | 2025 | 10 | Variable Generation (MW) | 60 | 718
3 Revenue Sufficiency | 2025 | 10 | Variable Generation (MW) | 70 | 458
3 Revenue Sufficiency | 2025 | 10 | Variable Generation (MW) | 80 | 281
3 Revenue Sufficiency | 2025 | 10 | Variable Generation (MW) | 90 | 193
3 Revenue Sufficiency | 2025 | 10 | Variable Generation (MW) | 100 | 110
3 Revenue Sufficiency | 2025 | 10 | Variable Generation (MW) | 110 | 82
3 Revenue Sufficiency | 2025 | 10 | Variable Generation (MW) | 120 | 45
3 Revenue Sufficiency | 2025 | 10 | Variable Generation (MW) | 130 | 50
3 Revenue Sufficiency | 2025 | 10 | Variable Generation (MW) | 140 | 24
3 Revenue Sufficiency | 2025 | 10 | Variable Generation (MW) | 150 | 13
3 Revenue Sufficiency | 2025 | 10 | Variable Generation (MW) | 160 | 11
3 Revenue Sufficiency | 2025 | 10 | Variable Generation (MW) | 170 | 11
3 Revenue Sufficiency | 2025 | 10 | Variable Generation (MW) | 180 | 8
3 Revenue Sufficiency | 2025 | 10 | Variable Generation (MW) | 190 | 3
3 Revenue Sufficiency | 2025 | 10 | Variable Generation (MW) | 200 | 4
3 Revenue Sufficiency | 2025 | 10 | Variable Generation (MW) | 210 | 2
3 Revenue Sufficiency | 2025 | 10 | Variable Generation (MW) | 220 | 4
3 Revenue Sufficiency | 2025 | 10 | Variable Generation (MW) | 230 | 2
3 Revenue Sufficiency | 2025 | 10 | Variable Generation (MW) | 240 | 1
3 Revenue Sufficiency | 2025 | 10 | Variable Generation (MW) | 250 | 0
3 Revenue Sufficiency | 2025 | 10 | Variable Generation (MW) | 260 | 0
3 Revenue Sufficiency | 2025 | 10 | Variable Generation (MW) | 270 | 1
3 Revenue Sufficiency | 2025 | 10 | Variable Generation (MW) | 280 | 0
3 Revenue Sufficiency | 2025 | 10 | Variable Generation (MW) | 290 | 1
3 Revenue Sufficiency | 2025 | 10 | Variable Generation (MW) | 300 | 0
3 Revenue Sufficiency | 2025 | 10 | Variable Generation (MW) | 310 | 0
3 Revenue Sufficiency | 2025 | 10 | Variable Generation (MW) | 320 | 1
3 Revenue Sufficiency | 2025 | 60 | Variable Generation (MW) | -980 | 1
3 Revenue Sufficiency | 2025 | 60 | Variable Generation (MW) | -970 | 1
3 Revenue Sufficiency | 2025 | 60 | Variable Generation (MW) | -960 | 0
3 Revenue Sufficiency | 2025 | 60 | Variable Generation (MW) | -950 | 0
3 Revenue Sufficiency | 2025 | 60 | Variable Generation (MW) | -940 | 1
3 Revenue Sufficiency | 2025 | 60 | Variable Generation (MW) | -930 | 0
3 Revenue Sufficiency | 2025 | 60 | Variable Generation (MW) | -920 | 1
3 Revenue Sufficiency | 2025 | 60 | Variable Generation (MW) | -910 | 1
3 Revenue Sufficiency | 2025 | 60 | Variable Generation (MW) | -900 | 1
3 Revenue Sufficiency | 2025 | 60 | Variable Generation (MW) | -890 | 0
3 Revenue Sufficiency | 2025 | 60 | Variable Generation (MW) | -880 | 0
3 Revenue Sufficiency | 2025 | 60 | Variable Generation (MW) | -870 | 0
3 Revenue Sufficiency | 2025 | 60 | Variable Generation (MW) | -860 | 0
3 Revenue Sufficiency | 2025 | 60 | Variable Generation (MW) | -850 | 0
3 Revenue Sufficiency | 2025 | 60 | Variable Generation (MW) | -840 | 0
3 Revenue Sufficiency | 2025 | 60 | Variable Generation (MW) | -830 | 1
3 Revenue Sufficiency | 2025 | 60 | Variable Generation (MW) | -820 | 1
3 Revenue Sufficiency | 2025 | 60 | Variable Generation (MW) | -810 | 1
3 Revenue Sufficiency | 2025 | 60 | Variable Generation (MW) | -800 | 0
3 Revenue Sufficiency | 2025 | 60 | Variable Generation (MW) | -790 | 0
3 Revenue Sufficiency | 2025 | 60 | Variable Generation (MW) | -780 | 3
3 Revenue Sufficiency | 2025 | 60 | Variable Generation (MW) | -770 | 0
3 Revenue Sufficiency | 2025 | 60 | Variable Generation (MW) | -760 | 0
3 Revenue Sufficiency | 2025 | 60 | Variable Generation (MW) | -750 | 0
3 Revenue Sufficiency | 2025 | 60 | Variable Generation (MW) | -740 | 0
3 Revenue Sufficiency | 2025 | 60 | Variable Generation (MW) | -730 | 0
3 Revenue Sufficiency | 2025 | 60 | Variable Generation (MW) | -720 | 3
3 Revenue Sufficiency | 2025 | 60 | Variable Generation (MW) | -710 | 0
3 Revenue Sufficiency | 2025 | 60 | Variable Generation (MW) | -700 | 2
3 Revenue Sufficiency | 2025 | 60 | Variable Generation (MW) | -690 | 3
3 Revenue Sufficiency | 2025 | 60 | Variable Generation (MW) | -680 | 1
3 Revenue Sufficiency | 2025 | 60 | Variable Generation (MW) | -670 | 3
3 Revenue Sufficiency | 2025 | 60 | Variable Generation (MW) | -660 | 4
3 Revenue Sufficiency | 2025 | 60 | Variable Generation (MW) | -650 | 3
3 Revenue Sufficiency | 2025 | 60 | Variable Generation (MW) | -640 | 6
3 Revenue Sufficiency | 2025 | 60 | Variable Generation (MW) | -630 | 4
3 Revenue Sufficiency | 2025 | 60 | Variable Generation (MW) | -620 | 4
3 Revenue Sufficiency | 2025 | 60 | Variable Generation (MW) | -610 | 7
3 Revenue Sufficiency | 2025 | 60 | Variable Generation (MW) | -600 | 3
3 Revenue Sufficiency | 2025 | 60 | Variable Generation (MW) | -590 | 4
3 Revenue Sufficiency | 2025 | 60 | Variable Generation (MW) | -580 | 8
3 Revenue Sufficiency | 2025 | 60 | Variable Generation (MW) | -570 | 4
3 Revenue Sufficiency | 2025 | 60 | Variable Generation (MW) | -560 | 5
3 Revenue Sufficiency | 2025 | 60 | Variable Generation (MW) | -550 | 7
3 Revenue Sufficiency | 2025 | 60 | Variable Generation (MW) | -540 | 10
3 Revenue Sufficiency | 2025 | 60 | Variable Generation (MW) | -530 | 10
3 Revenue Sufficiency | 2025 | 60 | Variable Generation (MW) | -520 | 16
3 Revenue Sufficiency | 2025 | 60 | Variable Generation (MW) | -510 | 13
3 Revenue Sufficiency | 2025 | 60 | Variable Generation (MW) | -500 | 19
3 Revenue Sufficiency | 2025 | 60 | Variable Generation (MW) | -490 | 27
3 Revenue Sufficiency | 2025 | 60 | Variable Generation (MW) | -480 | 23
3 Revenue Sufficiency | 2025 | 60 | Variable Generation (MW) | -470 | 22
3 Revenue Sufficiency | 2025 | 60 | Variable Generation (MW) | -460 | 34
3 Revenue Sufficiency | 2025 | 60 | Variable Generation (MW) | -450 | 26
3 Revenue Sufficiency | 2025 | 60 | Variable Generation (MW) | -440 | 26
3 Revenue Sufficiency | 2025 | 60 | Variable Generation (MW) | -430 | 27
3 Revenue Sufficiency | 2025 | 60 | Variable Generation (MW) | -420 | 38
3 Revenue Sufficiency | 2025 | 60 | Variable Generation (MW) | -410 | 48
3 Revenue Sufficiency | 2025 | 60 | Variable Generation (MW) | -400 | 51
3 Revenue Sufficiency | 2025 | 60 | Variable Generation (MW) | -390 | 59
3 Revenue Sufficiency | 2025 | 60 | Variable Generation (MW) | -380 | 56
3 Revenue Sufficiency | 2025 | 60 | Variable Generation (MW) | -370 | 70
3 Revenue Sufficiency | 2025 | 60 | Variable Generation (MW) | -360 | 80
3 Revenue Sufficiency | 2025 | 60 | Variable Generation (MW) | -350 | 78
3 Revenue Sufficiency | 2025 | 60 | Variable Generation (MW) | -340 | 79
3 Revenue Sufficiency | 2025 | 60 | Variable Generation (MW) | -330 | 111
3 Revenue Sufficiency | 2025 | 60 | Variable Generation (MW) | -320 | 92
3 Revenue Sufficiency | 2025 | 60 | Variable Generation (MW) | -310 | 126
3 Revenue Sufficiency | 2025 | 60 | Variable Generation (MW) | -300 | 133
3 Revenue Sufficiency | 2025 | 60 | Variable Generation (MW) | -290 | 124
3 Revenue Sufficiency | 2025 | 60 | Variable Generation (MW) | -280 | 159
3 Revenue Sufficiency | 2025 | 60 | Variable Generation (MW) | -270 | 174
3 Revenue Sufficiency | 2025 | 60 | Variable Generation (MW) | -260 | 182
3 Revenue Sufficiency | 2025 | 60 | Variable Generation (MW) | -250 | 230
3 Revenue Sufficiency | 2025 | 60 | Variable Generation (MW) | -240 | 254
3 Revenue Sufficiency | 2025 | 60 | Variable Generation (MW) | -230 | 252
3 Revenue Sufficiency | 2025 | 60 | Variable Generation (MW) | -220 | 303
3 Revenue Sufficiency | 2025 | 60 | Variable Generation (MW) | -210 | 338
3 Revenue Sufficiency | 2025 | 60 | Variable Generation (MW) | -200 | 324
3 Revenue Sufficiency | 2025 | 60 | Variable Generation (MW) | -190 | 376
3 Revenue Sufficiency | 2025 | 60 | Variable Generation (MW) | -180 | 451
3 Revenue Sufficiency | 2025 | 60 | Variable Generation (MW) | -170 | 447
3 Revenue Sufficiency | 2025 | 60 | Variable Generation (MW) | -160 | 547
3 Revenue Sufficiency | 2025 | 60 | Variable Generation (MW) | -150 | 554
3 Revenue Sufficiency | 2025 | 60 | Variable Generation (MW) | -140 | 608
3 Revenue Sufficiency | 2025 | 60 | Variable Generation (MW) | -130 | 704
3 Revenue Sufficiency | 2025 | 60 | Variable Generation (MW) | -120 | 838
3 Revenue Sufficiency | 2025 | 60 | Variable Generation (MW) | -110 | 877
3 Revenue Sufficiency | 2025 | 60 | Variable Generation (MW) | -100 | 1007
3 Revenue Sufficiency | 2025 | 60 | Variable Generation (MW) | -90 | 1090
3 Revenue Sufficiency | 2025 | 60 | Variable Generation (MW) | -80 | 1156
3 Revenue Sufficiency | 2025 | 60 | Variable Generation (MW) | -70 | 1325
3 Revenue Sufficiency | 2025 | 60 | Variable Generation (MW) | -60 | 1570
3 Revenue Sufficiency | 2025 | 60 | Variable Generation (MW) | -50 | 1820
3 Revenue Sufficiency | 2025 | 60 | Variable Generation (MW) | -40 | 1880
3 Revenue Sufficiency | 2025 | 60 | Variable Generation (MW) | -30 | 1975
3 Revenue Sufficiency | 2025 | 60 | Variable Generation (MW) | -20 | 2195
3 Revenue Sufficiency | 2025 | 60 | Variable Generation (MW) | -10 | 2410
3 Revenue Sufficiency | 2025 | 60 | Variable Generation (MW) | 0 | 2508
3 Revenue Sufficiency | 2025 | 60 | Variable Generation (MW) | 10 | 2308
3 Revenue Sufficiency | 2025 | 60 | Variable Generation (MW) | 20 | 2080
3 Revenue Sufficiency | 2025 | 60 | Variable Generation (MW) | 30 | 1975
3 Revenue Sufficiency | 2025 | 60 | Variable Generation (MW) | 40 | 1679
3 Revenue Sufficiency | 2025 | 60 | Variable Generation (MW) | 50 | 1561
3 Revenue Sufficiency | 2025 | 60 | Variable Generation (MW) | 60 | 1384
3 Revenue Sufficiency | 2025 | 60 | Variable Generation (MW) | 70 | 1225
3 Revenue Sufficiency | 2025 | 60 | Variable Generation (MW) | 80 | 1135
3 Revenue Sufficiency | 2025 | 60 | Variable Generation (MW) | 90 | 1020
3 Revenue Sufficiency | 2025 | 60 | Variable Generation (MW) | 100 | 958
3 Revenue Sufficiency | 2025 | 60 | Variable Generation (MW) | 110 | 877
3 Revenue Sufficiency | 2025 | 60 | Variable Generation (MW) | 120 | 773
3 Revenue Sufficiency | 2025 | 60 | Variable Generation (MW) | 130 | 684
3 Revenue Sufficiency | 2025 | 60 | Variable Generation (MW) | 140 | 651
3 Revenue Sufficiency | 2025 | 60 | Variable Generation (MW) | 150 | 594
3 Revenue Sufficiency | 2025 | 60 | Variable Generation (MW) | 160 | 553
3 Revenue Sufficiency | 2025 | 60 | Variable Generation (MW) | 170 | 482
3 Revenue Sufficiency | 2025 | 60 | Variable Generation (MW) | 180 | 446
3 Revenue Sufficiency | 2025 | 60 | Variable Generation (MW) | 190 | 392
3 Revenue Sufficiency | 2025 | 60 | Variable Generation (MW) | 200 | 349
3 Revenue Sufficiency | 2025 | 60 | Variable Generation (MW) | 210 | 297
3 Revenue Sufficiency | 2025 | 60 | Variable Generation (MW) | 220 | 290
3 Revenue Sufficiency | 2025 | 60 | Variable Generation (MW) | 230 | 285
3 Revenue Sufficiency | 2025 | 60 | Variable Generation (MW) | 240 | 222
3 Revenue Sufficiency | 2025 | 60 | Variable Generation (MW) | 250 | 212
3 Revenue Sufficiency | 2025 | 60 | Variable Generation (MW) | 260 | 205
3 Revenue Sufficiency | 2025 | 60 | Variable Generation (MW) | 270 | 180
3 Revenue Sufficiency | 2025 | 60 | Variable Generation (MW) | 280 | 155
3 Revenue Sufficiency | 2025 | 60 | Variable Generation (MW) | 290 | 117
3 Revenue Sufficiency | 2025 | 60 | Variable Generation (MW) | 300 | 131
3 Revenue Sufficiency | 2025 | 60 | Variable Generation (MW) | 310 | 111
3 Revenue Sufficiency | 2025 | 60 | Variable Generation (MW) | 320 | 121
3 Revenue Sufficiency | 2025 | 60 | Variable Generation (MW) | 330 | 91
3 Revenue Sufficiency | 2025 | 60 | Variable Generation (MW) | 340 | 77
3 Revenue Sufficiency | 2025 | 60 | Variable Generation (MW) | 350 | 72
3 Revenue Sufficiency | 2025 | 60 | Variable Generation (MW) | 360 | 59
3 Revenue Sufficiency | 2025 | 60 | Variable Generation (MW) | 370 | 76
3 Revenue Sufficiency | 2025 | 60 | Variable Generation (MW) | 380 | 57
3 Revenue Sufficiency | 2025 | 60 | Variable Generation (MW) | 390 | 56
3 Revenue Sufficiency | 2025 | 60 | Variable Generation (MW) | 400 | 47
3 Revenue Sufficiency | 2025 | 60 | Variable Generation (MW) | 410 | 33
3 Revenue Sufficiency | 2025 | 60 | Variable Generation (MW) | 420 | 37
3 Revenue Sufficiency | 2025 | 60 | Variable Generation (MW) | 430 | 40
3 Revenue Sufficiency | 2025 | 60 | Variable Generation (MW) | 440 | 36
3 Revenue Sufficiency | 2025 | 60 | Variable Generation (MW) | 450 | 34
3 Revenue Sufficiency | 2025 | 60 | Variable Generation (MW) | 460 | 32
3 Revenue Sufficiency | 2025 | 60 | Variable Generation (MW) | 470 | 33
3 Revenue Sufficiency | 2025 | 60 | Variable Generation (MW) | 480 | 30
3 Revenue Sufficiency | 2025 | 60 | Variable Generation (MW) | 490 | 26
3 Revenue Sufficiency | 2025 | 60 | Variable Generation (MW) | 500 | 17
3 Revenue Sufficiency | 2025 | 60 | Variable Generation (MW) | 510 | 14
3 Revenue Sufficiency | 2025 | 60 | Variable Generation (MW) | 520 | 17
3 Revenue Sufficiency | 2025 | 60 | Variable Generation (MW) | 530 | 14
3 Revenue Sufficiency | 2025 | 60 | Variable Generation (MW) | 540 | 18
3 Revenue Sufficiency | 2025 | 60 | Variable Generation (MW) | 550 | 14
3 Revenue Sufficiency | 2025 | 60 | Variable Generation (MW) | 560 | 6
3 Revenue Sufficiency | 2025 | 60 | Variable Generation (MW) | 570 | 12
3 Revenue Sufficiency | 2025 | 60 | Variable Generation (MW) | 580 | 12
3 Revenue Sufficiency | 2025 | 60 | Variable Generation (MW) | 590 | 8
3 Revenue Sufficiency | 2025 | 60 | Variable Generation (MW) | 600 | 11
3 Revenue Sufficiency | 2025 | 60 | Variable Generation (MW) | 610 | 10
3 Revenue Sufficiency | 2025 | 60 | Variable Generation (MW) | 620 | 8
3 Revenue Sufficiency | 2025 | 60 | Variable Generation (MW) | 630 | 6
3 Revenue Sufficiency | 2025 | 60 | Variable Generation (MW) | 640 | 5
3 Revenue Sufficiency | 2025 | 60 | Variable Generation (MW) | 650 | 3
3 Revenue Sufficiency | 2025 | 60 | Variable Generation (MW) | 660 | 1
3 Revenue Sufficiency | 2025 | 60 | Variable Generation (MW) | 670 | 4
3 Revenue Sufficiency | 2025 | 60 | Variable Generation (MW) | 680 | 5
3 Revenue Sufficiency | 2025 | 60 | Variable Generation (MW) | 690 | 3
3 Revenue Sufficiency | 2025 | 60 | Variable Generation (MW) | 700 | 1
3 Revenue Sufficiency | 2025 | 60 | Variable Generation (MW) | 710 | 4
3 Revenue Sufficiency | 2025 | 60 | Variable Generation (MW) | 720 | 2
3 Revenue Sufficiency | 2025 | 60 | Variable Generation (MW) | 730 | 1
3 Revenue Sufficiency | 2025 | 60 | Variable Generation (MW) | 740 | 3
3 Revenue Sufficiency | 2025 | 60 | Variable Generation (MW) | 750 | 4
3 Revenue Sufficiency | 2025 | 60 | Variable Generation (MW) | 760 | 2
3 Revenue Sufficiency | 2025 | 60 | Variable Generation (MW) | 770 | 1
3 Revenue Sufficiency | 2025 | 60 | Variable Generation (MW) | 780 | 2
3 Revenue Sufficiency | 2025 | 60 | Variable Generation (MW) | 790 | 1
3 Revenue Sufficiency | 2025 | 60 | Variable Generation (MW) | 800 | 1
3 Revenue Sufficiency | 2025 | 60 | Variable Generation (MW) | 810 | 3
3 Revenue Sufficiency | 2025 | 60 | Variable Generation (MW) | 820 | 1
3 Revenue Sufficiency | 2025 | 60 | Variable Generation (MW) | 830 | 0
3 Revenue Sufficiency | 2025 | 60 | Variable Generation (MW) | 840 | 2
3 Revenue Sufficiency | 2025 | 60 | Variable Generation (MW) | 850 | 2
3 Revenue Sufficiency | 2025 | 60 | Variable Generation (MW) | 860 | 2
3 Revenue Sufficiency | 2025 | 60 | Variable Generation (MW) | 870 | 1
3 Revenue Sufficiency | 2025 | 60 | Variable Generation (MW) | 880 | 2
3 Revenue Sufficiency | 2025 | 60 | Variable Generation (MW) | 890 | 1
3 Revenue Sufficiency | 2025 | 60 | Variable Generation (MW) | 900 | 0
3 Revenue Sufficiency | 2025 | 60 | Variable Generation (MW) | 910 | 0
3 Revenue Sufficiency | 2025 | 60 | Variable Generation (MW) | 920 | 0
3 Revenue Sufficiency | 2025 | 60 | Variable Generation (MW) | 930 | 0
3 Revenue Sufficiency | 2025 | 60 | Variable Generation (MW) | 940 | 1
3 Revenue Sufficiency | 2025 | 60 | Variable Generation (MW) | 950 | 0
3 Revenue Sufficiency | 2025 | 60 | Variable Generation (MW) | 960 | 0
3 Revenue Sufficiency | 2025 | 60 | Variable Generation (MW) | 970 | 2
3 Revenue Sufficiency | 2025 | 60 | Variable Generation (MW) | 980 | 2
3 Revenue Sufficiency | 2025 | 60 | Variable Generation (MW) | 990 | 0
3 Revenue Sufficiency | 2025 | 60 | Variable Generation (MW) | 1000 | 1
3 Revenue Sufficiency | 2025 | 60 | Variable Generation (MW) | 1010 | 1
3 Revenue Sufficiency | 2025 | 10 | Net Demand (MW) | -450 | 1
3 Revenue Sufficiency | 2025 | 10 | Net Demand (MW) | -440 | 0
3 Revenue Sufficiency | 2025 | 10 | Net Demand (MW) | -430 | 0
3 Revenue Sufficiency | 2025 | 10 | Net Demand (MW) | -420 | 0
3 Revenue Sufficiency | 2025 | 10 | Net Demand (MW) | -410 | 0
3 Revenue Sufficiency | 2025 | 10 | Net Demand (MW) | -400 | 0
3 Revenue Sufficiency | 2025 | 10 | Net Demand (MW) | -390 | 0
3 Revenue Sufficiency | 2025 | 10 | Net Demand (MW) | -380 | 0
3 Revenue Sufficiency | 2025 | 10 | Net Demand (MW) | -370 | 0
3 Revenue Sufficiency | 2025 | 10 | Net Demand (MW) | -360 | 0
3 Revenue Sufficiency | 2025 | 10 | Net Demand (MW) | -350 | 0
3 Revenue Sufficiency | 2025 | 10 | Net Demand (MW) | -340 | 0
3 Revenue Sufficiency | 2025 | 10 | Net Demand (MW) | -330 | 1
3 Revenue Sufficiency | 2025 | 10 | Net Demand (MW) | -320 | 0
3 Revenue Sufficiency | 2025 | 10 | Net Demand (MW) | -310 | 0
3 Revenue Sufficiency | 2025 | 10 | Net Demand (MW) | -300 | 1
3 Revenue Sufficiency | 2025 | 10 | Net Demand (MW) | -290 | 2
3 Revenue Sufficiency | 2025 | 10 | Net Demand (MW) | -280 | 0
3 Revenue Sufficiency | 2025 | 10 | Net Demand (MW) | -270 | 3
3 Revenue Sufficiency | 2025 | 10 | Net Demand (MW) | -260 | 1
3 Revenue Sufficiency | 2025 | 10 | Net Demand (MW) | -250 | 4
3 Revenue Sufficiency | 2025 | 10 | Net Demand (MW) | -240 | 4
3 Revenue Sufficiency | 2025 | 10 | Net Demand (MW) | -230 | 5
3 Revenue Sufficiency | 2025 | 10 | Net Demand (MW) | -220 | 4
3 Revenue Sufficiency | 2025 | 10 | Net Demand (MW) | -210 | 8
3 Revenue Sufficiency | 2025 | 10 | Net Demand (MW) | -200 | 7
3 Revenue Sufficiency | 2025 | 10 | Net Demand (MW) | -190 | 13
3 Revenue Sufficiency | 2025 | 10 | Net Demand (MW) | -180 | 18
3 Revenue Sufficiency | 2025 | 10 | Net Demand (MW) | -170 | 30
3 Revenue Sufficiency | 2025 | 10 | Net Demand (MW) | -160 | 38
3 Revenue Sufficiency | 2025 | 10 | Net Demand (MW) | -150 | 67
3 Revenue Sufficiency | 2025 | 10 | Net Demand (MW) | -140 | 103
3 Revenue Sufficiency | 2025 | 10 | Net Demand (MW) | -130 | 148
3 Revenue Sufficiency | 2025 | 10 | Net Demand (MW) | -120 | 207
3 Revenue Sufficiency | 2025 | 10 | Net Demand (MW) | -110 | 328
3 Revenue Sufficiency | 2025 | 10 | Net Demand (MW) | -100 | 485
3 Revenue Sufficiency | 2025 | 10 | Net Demand (MW) | -90 | 654
3 Revenue Sufficiency | 2025 | 10 | Net Demand (MW) | -80 | 895
3 Revenue Sufficiency | 2025 | 10 | Net Demand (MW) | -70 | 1287
3 Revenue Sufficiency | 2025 | 10 | Net Demand (MW) | -60 | 1682
3 Revenue Sufficiency | 2025 | 10 | Net Demand (MW) | -50 | 2307
3 Revenue Sufficiency | 2025 | 10 | Net Demand (MW) | -40 | 2884
3 Revenue Sufficiency | 2025 | 10 | Net Demand (MW) | -30 | 3588
3 Revenue Sufficiency | 2025 | 10 | Net Demand (MW) | -20 | 4236
3 Revenue Sufficiency | 2025 | 10 | Net Demand (MW) | -10 | 5028
3 Revenue Sufficiency | 2025 | 10 | Net Demand (MW) | 0 | 5290
3 Revenue Sufficiency | 2025 | 10 | Net Demand (MW) | 10 | 4860
3 Revenue Sufficiency | 2025 | 10 | Net Demand (MW) | 20 | 4255
3 Revenue Sufficiency | 2025 | 10 | Net Demand (MW) | 30 | 3397
3 Revenue Sufficiency | 2025 | 10 | Net Demand (MW) | 40 | 2691
3 Revenue Sufficiency | 2025 | 10 | Net Demand (MW) | 50 | 2005
3 Revenue Sufficiency | 2025 | 10 | Net Demand (MW) | 60 | 1529
3 Revenue Sufficiency | 2025 | 10 | Net Demand (MW) | 70 | 1180
3 Revenue Sufficiency | 2025 | 10 | Net Demand (MW) | 80 | 839
3 Revenue Sufficiency | 2025 | 10 | Net Demand (MW) | 90 | 614
3 Revenue Sufficiency | 2025 | 10 | Net Demand (MW) | 100 | 473
3 Revenue Sufficiency | 2025 | 10 | Net Demand (MW) | 110 | 367
3 Revenue Sufficiency | 2025 | 10 | Net Demand (MW) | 120 | 265
3 Revenue Sufficiency | 2025 | 10 | Net Demand (MW) | 130 | 239
3 Revenue Sufficiency | 2025 | 10 | Net Demand (MW) | 140 | 148
3 Revenue Sufficiency | 2025 | 10 | Net Demand (MW) | 150 | 104
3 Revenue Sufficiency | 2025 | 10 | Net Demand (MW) | 160 | 86
3 Revenue Sufficiency | 2025 | 10 | Net Demand (MW) | 170 | 57
3 Revenue Sufficiency | 2025 | 10 | Net Demand (MW) | 180 | 40
3 Revenue Sufficiency | 2025 | 10 | Net Demand (MW) | 190 | 23
3 Revenue Sufficiency | 2025 | 10 | Net Demand (MW) | 200 | 15
3 Revenue Sufficiency | 2025 | 10 | Net Demand (MW) | 210 | 12
3 Revenue Sufficiency | 2025 | 10 | Net Demand (MW) | 220 | 12
3 Revenue Sufficiency | 2025 | 10 | Net Demand (MW) | 230 | 6
3 Revenue Sufficiency | 2025 | 10 | Net Demand (MW) | 240 | 3
3 Revenue Sufficiency | 2025 | 10 | Net Demand (MW) | 250 | 1
3 Revenue Sufficiency | 2025 | 10 | Net Demand (MW) | 260 | 3
3 Revenue Sufficiency | 2025 | 10 | Net Demand (MW) | 270 | 3
3 Revenue Sufficiency | 2025 | 10 | Net Demand (MW) | 280 | 1
3 Revenue Sufficiency | 2025 | 10 | Net Demand (MW) | 290 | 0
3 Revenue Sufficiency | 2025 | 10 | Net Demand (MW) | 300 | 2
3 Revenue Sufficiency | 2025 | 60 | Net Demand (MW) | -1240 | 1
3 Revenue Sufficiency | 2025 | 60 | Net Demand (MW) | -1230 | 0
3 Revenue Sufficiency | 2025 | 60 | Net Demand (MW) | -1220 | 1
3 Revenue Sufficiency | 2025 | 60 | Net Demand (MW) | -1210 | 0
3 Revenue Sufficiency | 2025 | 60 | Net Demand (MW) | -1200 | 0
3 Revenue Sufficiency | 2025 | 60 | Net Demand (MW) | -1190 | 0
3 Revenue Sufficiency | 2025 | 60 | Net Demand (MW) | -1180 | 0
3 Revenue Sufficiency | 2025 | 60 | Net Demand (MW) | -1170 | 0
3 Revenue Sufficiency | 2025 | 60 | Net Demand (MW) | -1160 | 0
3 Revenue Sufficiency | 2025 | 60 | Net Demand (MW) | -1150 | 0
3 Revenue Sufficiency | 2025 | 60 | Net Demand (MW) | -1140 | 0
3 Revenue Sufficiency | 2025 | 60 | Net Demand (MW) | -1130 | 0
3 Revenue Sufficiency | 2025 | 60 | Net Demand (MW) | -1120 | 1
3 Revenue Sufficiency | 2025 | 60 | Net Demand (MW) | -1110 | 0
3 Revenue Sufficiency | 2025 | 60 | Net Demand (MW) | -1100 | 2
3 Revenue Sufficiency | 2025 | 60 | Net Demand (MW) | -1090 | 0
3 Revenue Sufficiency | 2025 | 60 | Net Demand (MW) | -1080 | 2
3 Revenue Sufficiency | 2025 | 60 | Net Demand (MW) | -1070 | 1
3 Revenue Sufficiency | 2025 | 60 | Net Demand (MW) | -1060 | 0
3 Revenue Sufficiency | 2025 | 60 | Net Demand (MW) | -1050 | 2
3 Revenue Sufficiency | 2025 | 60 | Net Demand (MW) | -1040 | 1
3 Revenue Sufficiency | 2025 | 60 | Net Demand (MW) | -1030 | 0
3 Revenue Sufficiency | 2025 | 60 | Net Demand (MW) | -1020 | 1
3 Revenue Sufficiency | 2025 | 60 | Net Demand (MW) | -1010 | 0
3 Revenue Sufficiency | 2025 | 60 | Net Demand (MW) | -1000 | 1
3 Revenue Sufficiency | 2025 | 60 | Net Demand (MW) | -990 | 2
3 Revenue Sufficiency | 2025 | 60 | Net Demand (MW) | -980 | 0
3 Revenue Sufficiency | 2025 | 60 | Net Demand (MW) | -970 | 0
3 Revenue Sufficiency | 2025 | 60 | Net Demand (MW) | -960 | 3
3 Revenue Sufficiency | 2025 | 60 | Net Demand (MW) | -950 | 2
3 Revenue Sufficiency | 2025 | 60 | Net Demand (MW) | -940 | 0
3 Revenue Sufficiency | 2025 | 60 | Net Demand (MW) | -930 | 0
3 Revenue Sufficiency | 2025 | 60 | Net Demand (MW) | -920 | 2
3 Revenue Sufficiency | 2025 | 60 | Net Demand (MW) | -910 | 1
3 Revenue Sufficiency | 2025 | 60 | Net Demand (MW) | -900 | 2
3 Revenue Sufficiency | 2025 | 60 | Net Demand (MW) | -890 | 2
3 Revenue Sufficiency | 2025 | 60 | Net Demand (MW) | -880 | 2
3 Revenue Sufficiency | 2025 | 60 | Net Demand (MW) | -870 | 4
3 Revenue Sufficiency | 2025 | 60 | Net Demand (MW) | -860 | 1
3 Revenue Sufficiency | 2025 | 60 | Net Demand (MW) | -850 | 3
3 Revenue Sufficiency | 2025 | 60 | Net Demand (MW) | -840 | 3
3 Revenue Sufficiency | 2025 | 60 | Net Demand (MW) | -830 | 4
3 Revenue Sufficiency | 2025 | 60 | Net Demand (MW) | -820 | 4
3 Revenue Sufficiency | 2025 | 60 | Net Demand (MW) | -810 | 3
3 Revenue Sufficiency | 2025 | 60 | Net Demand (MW) | -800 | 9
3 Revenue Sufficiency | 2025 | 60 | Net Demand (MW) | -790 | 5
3 Revenue Sufficiency | 2025 | 60 | Net Demand (MW) | -780 | 5
3 Revenue Sufficiency | 2025 | 60 | Net Demand (MW) | -770 | 6
3 Revenue Sufficiency | 2025 | 60 | Net Demand (MW) | -760 | 11
3 Revenue Sufficiency | 2025 | 60 | Net Demand (MW) | -750 | 12
3 Revenue Sufficiency | 2025 | 60 | Net Demand (MW) | -740 | 17
3 Revenue Sufficiency | 2025 | 60 | Net Demand (MW) | -730 | 5
3 Revenue Sufficiency | 2025 | 60 | Net Demand (MW) | -720 | 18
3 Revenue Sufficiency | 2025 | 60 | Net Demand (MW) | -710 | 10
3 Revenue Sufficiency | 2025 | 60 | Net Demand (MW) | -700 | 17
3 Revenue Sufficiency | 2025 | 60 | Net Demand (MW) | -690 | 21
3 Revenue Sufficiency | 2025 | 60 | Net Demand (MW) | -680 | 14
3 Revenue Sufficiency | 2025 | 60 | Net Demand (MW) | -670 | 25
3 Revenue Sufficiency | 2025 | 60 | Net Demand (MW) | -660 | 15
3 Revenue Sufficiency | 2025 | 60 | Net Demand (MW) | -650 | 18
3 Revenue Sufficiency | 2025 | 60 | Net Demand (MW) | -640 | 27
3 Revenue Sufficiency | 2025 | 60 | Net Demand (MW) | -630 | 33
3 Revenue Sufficiency | 2025 | 60 | Net Demand (MW) | -620 | 27
3 Revenue Sufficiency | 2025 | 60 | Net Demand (MW) | -610 | 35
3 Revenue Sufficiency | 2025 | 60 | Net Demand (MW) | -600 | 44
3 Revenue Sufficiency | 2025 | 60 | Net Demand (MW) | -590 | 48
3 Revenue Sufficiency | 2025 | 60 | Net Demand (MW) | -580 | 52
3 Revenue Sufficiency | 2025 | 60 | Net Demand (MW) | -570 | 61
3 Revenue Sufficiency | 2025 | 60 | Net Demand (MW) | -560 | 64
3 Revenue Sufficiency | 2025 | 60 | Net Demand (MW) | -550 | 86
3 Revenue Sufficiency | 2025 | 60 | Net Demand (MW) | -540 | 70
3 Revenue Sufficiency | 2025 | 60 | Net Demand (MW) | -530 | 81
3 Revenue Sufficiency | 2025 | 60 | Net Demand (MW) | -520 | 81
3 Revenue Sufficiency | 2025 | 60 | Net Demand (MW) | -510 | 77
3 Revenue Sufficiency | 2025 | 60 | Net Demand (MW) | -500 | 85
3 Revenue Sufficiency | 2025 | 60 | Net Demand (MW) | -490 | 88
3 Revenue Sufficiency | 2025 | 60 | Net Demand (MW) | -480 | 103
3 Revenue Sufficiency | 2025 | 60 | Net Demand (MW) | -470 | 125
3 Revenue Sufficiency | 2025 | 60 | Net Demand (MW) | -460 | 143
3 Revenue Sufficiency | 2025 | 60 | Net Demand (MW) | -450 | 143
3 Revenue Sufficiency | 2025 | 60 | Net Demand (MW) | -440 | 130
3 Revenue Sufficiency | 2025 | 60 | Net Demand (MW) | -430 | 141
3 Revenue Sufficiency | 2025 | 60 | Net Demand (MW) | -420 | 149
3 Revenue Sufficiency | 2025 | 60 | Net Demand (MW) | -410 | 190
3 Revenue Sufficiency | 2025 | 60 | Net Demand (MW) | -400 | 186
3 Revenue Sufficiency | 2025 | 60 | Net Demand (MW) | -390 | 207
3 Revenue Sufficiency | 2025 | 60 | Net Demand (MW) | -380 | 207
3 Revenue Sufficiency | 2025 | 60 | Net Demand (MW) | -370 | 234
3 Revenue Sufficiency | 2025 | 60 | Net Demand (MW) | -360 | 241
3 Revenue Sufficiency | 2025 | 60 | Net Demand (MW) | -350 | 245
3 Revenue Sufficiency | 2025 | 60 | Net Demand (MW) | -340 | 283
3 Revenue Sufficiency | 2025 | 60 | Net Demand (MW) | -330 | 324
3 Revenue Sufficiency | 2025 | 60 | Net Demand (MW) | -320 | 307
3 Revenue Sufficiency | 2025 | 60 | Net Demand (MW) | -310 | 335
3 Revenue Sufficiency | 2025 | 60 | Net Demand (MW) | -300 | 355
3 Revenue Sufficiency | 2025 | 60 | Net Demand (MW) | -290 | 361
3 Revenue Sufficiency | 2025 | 60 | Net Demand (MW) | -280 | 369
3 Revenue Sufficiency | 2025 | 60 | Net Demand (MW) | -270 | 424
3 Revenue Sufficiency | 2025 | 60 | Net Demand (MW) | -260 | 416
3 Revenue Sufficiency | 2025 | 60 | Net Demand (MW) | -250 | 421
3 Revenue Sufficiency | 2025 | 60 | Net Demand (MW) | -240 | 457
3 Revenue Sufficiency | 2025 | 60 | Net Demand (MW) | -230 | 444
3 Revenue Sufficiency | 2025 | 60 | Net Demand (MW) | -220 | 483
3 Revenue Sufficiency | 2025 | 60 | Net Demand (MW) | -210 | 524
3 Revenue Sufficiency | 2025 | 60 | Net Demand (MW) | -200 | 562
3 Revenue Sufficiency | 2025 | 60 | Net Demand (MW) | -190 | 611
3 Revenue Sufficiency | 2025 | 60 | Net Demand (MW) | -180 | 624
3 Revenue Sufficiency | 2025 | 60 | Net Demand (MW) | -170 | 645
3 Revenue Sufficiency | 2025 | 60 | Net Demand (MW) | -160 | 723
3 Revenue Sufficiency | 2025 | 60 | Net Demand (MW) | -150 | 725
3 Revenue Sufficiency | 2025 | 60 | Net Demand (MW) | -140 | 721
3 Revenue Sufficiency | 2025 | 60 | Net Demand (MW) | -130 | 800
3 Revenue Sufficiency | 2025 | 60 | Net Demand (MW) | -120 | 830
3 Revenue Sufficiency | 2025 | 60 | Net Demand (MW) | -110 | 833
3 Revenue Sufficiency | 2025 | 60 | Net Demand (MW) | -100 | 825
3 Revenue Sufficiency | 2025 | 60 | Net Demand (MW) | -90 | 806
3 Revenue Sufficiency | 2025 | 60 | Net Demand (MW) | -80 | 981
3 Revenue Sufficiency | 2025 | 60 | Net Demand (MW) | -70 | 947
3 Revenue Sufficiency | 2025 | 60 | Net Demand (MW) | -60 | 999
3 Revenue Sufficiency | 2025 | 60 | Net Demand (MW) | -50 | 1066
3 Revenue Sufficiency | 2025 | 60 | Net Demand (MW) | -40 | 996
3 Revenue Sufficiency | 2025 | 60 | Net Demand (MW) | -30 | 1068
3 Revenue Sufficiency | 2025 | 60 | Net Demand (MW) | -20 | 1105
3 Revenue Sufficiency | 2025 | 60 | Net Demand (MW) | -10 | 1040
3 Revenue Sufficiency | 2025 | 60 | Net Demand (MW) | 0 | 1163
3 Revenue Sufficiency | 2025 | 60 | Net Demand (MW) | 10 | 1137
3 Revenue Sufficiency | 2025 | 60 | Net Demand (MW) | 20 | 1131
3 Revenue Sufficiency | 2025 | 60 | Net Demand (MW) | 30 | 1165
3 Revenue Sufficiency | 2025 | 60 | Net Demand (MW) | 40 | 1057
3 Revenue Sufficiency | 2025 | 60 | Net Demand (MW) | 50 | 1015
3 Revenue Sufficiency | 2025 | 60 | Net Demand (MW) | 60 | 1042
3 Revenue Sufficiency | 2025 | 60 | Net Demand (MW) | 70 | 968
3 Revenue Sufficiency | 2025 | 60 | Net Demand (MW) | 80 | 976
3 Revenue Sufficiency | 2025 | 60 | Net Demand (MW) | 90 | 903
3 Revenue Sufficiency | 2025 | 60 | Net Demand (MW) | 100 | 849
3 Revenue Sufficiency | 2025 | 60 | Net Demand (MW) | 110 | 815
3 Revenue Sufficiency | 2025 | 60 | Net Demand (MW) | 120 | 754
3 Revenue Sufficiency | 2025 | 60 | Net Demand (MW) | 130 | 708
3 Revenue Sufficiency | 2025 | 60 | Net Demand (MW) | 140 | 688
3 Revenue Sufficiency | 2025 | 60 | Net Demand (MW) | 150 | 663
3 Revenue Sufficiency | 2025 | 60 | Net Demand (MW) | 160 | 606
3 Revenue Sufficiency | 2025 | 60 | Net Demand (MW) | 170 | 550
3 Revenue Sufficiency | 2025 | 60 | Net Demand (MW) | 180 | 549
3 Revenue Sufficiency | 2025 | 60 | Net Demand (MW) | 190 | 529
3 Revenue Sufficiency | 2025 | 60 | Net Demand (MW) | 200 | 485
3 Revenue Sufficiency | 2025 | 60 | Net Demand (MW) | 210 | 465
3 Revenue Sufficiency | 2025 | 60 | Net Demand (MW) | 220 | 472
3 Revenue Sufficiency | 2025 | 60 | Net Demand (MW) | 230 | 422
3 Revenue Sufficiency | 2025 | 60 | Net Demand (MW) | 240 | 387
3 Revenue Sufficiency | 2025 | 60 | Net Demand (MW) | 250 | 377
3 Revenue Sufficiency | 2025 | 60 | Net Demand (MW) | 260 | 378
3 Revenue Sufficiency | 2025 | 60 | Net Demand (MW) | 270 | 346
3 Revenue Sufficiency | 2025 | 60 | Net Demand (MW) | 280 | 309
3 Revenue Sufficiency | 2025 | 60 | Net Demand (MW) | 290 | 304
3 Revenue Sufficiency | 2025 | 60 | Net Demand (MW) | 300 | 298
3 Revenue Sufficiency | 2025 | 60 | Net Demand (MW) | 310 | 253
3 Revenue Sufficiency | 2025 | 60 | Net Demand (MW) | 320 | 264
3 Revenue Sufficiency | 2025 | 60 | Net Demand (MW) | 330 | 234
3 Revenue Sufficiency | 2025 | 60 | Net Demand (MW) | 340 | 230
3 Revenue Sufficiency | 2025 | 60 | Net Demand (MW) | 350 | 191
3 Revenue Sufficiency | 2025 | 60 | Net Demand (MW) | 360 | 189
3 Revenue Sufficiency | 2025 | 60 | Net Demand (MW) | 370 | 201
3 Revenue Sufficiency | 2025 | 60 | Net Demand (MW) | 380 | 192
3 Revenue Sufficiency | 2025 | 60 | Net Demand (MW) | 390 | 182
3 Revenue Sufficiency | 2025 | 60 | Net Demand (MW) | 400 | 158
3 Revenue Sufficiency | 2025 | 60 | Net Demand (MW) | 410 | 155
3 Revenue Sufficiency | 2025 | 60 | Net Demand (MW) | 420 | 163
3 Revenue Sufficiency | 2025 | 60 | Net Demand (MW) | 430 | 141
3 Revenue Sufficiency | 2025 | 60 | Net Demand (MW) | 440 | 141
3 Revenue Sufficiency | 2025 | 60 | Net Demand (MW) | 450 | 141
3 Revenue Sufficiency | 2025 | 60 | Net Demand (MW) | 460 | 102
3 Revenue Sufficiency | 2025 | 60 | Net Demand (MW) | 470 | 113
3 Revenue Sufficiency | 2025 | 60 | Net Demand (MW) | 480 | 116
3 Revenue Sufficiency | 2025 | 60 | Net Demand (MW) | 490 | 108
3 Revenue Sufficiency | 2025 | 60 | Net Demand (MW) | 500 | 93
3 Revenue Sufficiency | 2025 | 60 | Net Demand (MW) | 510 | 98
3 Revenue Sufficiency | 2025 | 60 | Net Demand (MW) | 520 | 104
3 Revenue Sufficiency | 2025 | 60 | Net Demand (MW) | 530 | 87
3 Revenue Sufficiency | 2025 | 60 | Net Demand (MW) | 540 | 73
3 Revenue Sufficiency | 2025 | 60 | Net Demand (MW) | 550 | 71
3 Revenue Sufficiency | 2025 | 60 | Net Demand (MW) | 560 | 60
3 Revenue Sufficiency | 2025 | 60 | Net Demand (MW) | 570 | 71
3 Revenue Sufficiency | 2025 | 60 | Net Demand (MW) | 580 | 69
3 Revenue Sufficiency | 2025 | 60 | Net Demand (MW) | 590 | 66
3 Revenue Sufficiency | 2025 | 60 | Net Demand (MW) | 600 | 45
3 Revenue Sufficiency | 2025 | 60 | Net Demand (MW) | 610 | 64
3 Revenue Sufficiency | 2025 | 60 | Net Demand (MW) | 620 | 45
3 Revenue Sufficiency | 2025 | 60 | Net Demand (MW) | 630 | 58
3 Revenue Sufficiency | 2025 | 60 | Net Demand (MW) | 640 | 43
3 Revenue Sufficiency | 2025 | 60 | Net Demand (MW) | 650 | 50
3 Revenue Sufficiency | 2025 | 60 | Net Demand (MW) | 660 | 40
3 Revenue Sufficiency | 2025 | 60 | Net Demand (MW) | 670 | 29
3 Revenue Sufficiency | 2025 | 60 | Net Demand (MW) | 680 | 48
3 Revenue Sufficiency | 2025 | 60 | Net Demand (MW) | 690 | 33
3 Revenue Sufficiency | 2025 | 60 | Net Demand (MW) | 700 | 36
3 Revenue Sufficiency | 2025 | 60 | Net Demand (MW) | 710 | 27
3 Revenue Sufficiency | 2025 | 60 | Net Demand (MW) | 720 | 34
3 Revenue Sufficiency | 2025 | 60 | Net Demand (MW) | 730 | 32
3 Revenue Sufficiency | 2025 | 60 | Net Demand (MW) | 740 | 28
3 Revenue Sufficiency | 2025 | 60 | Net Demand (MW) | 750 | 26
3 Revenue Sufficiency | 2025 | 60 | Net Demand (MW) | 760 | 26
3 Revenue Sufficiency | 2025 | 60 | Net Demand (MW) | 770 | 28
3 Revenue Sufficiency | 2025 | 60 | Net Demand (MW) | 780 | 22
3 Revenue Sufficiency | 2025 | 60 | Net Demand (MW) | 790 | 18
3 Revenue Sufficiency | 2025 | 60 | Net Demand (MW) | 800 | 18
3 Revenue Sufficiency | 2025 | 60 | Net Demand (MW) | 810 | 16
3 Revenue Sufficiency | 2025 | 60 | Net Demand (MW) | 820 | 13
3 Revenue Sufficiency | 2025 | 60 | Net Demand (MW) | 830 | 6
3 Revenue Sufficiency | 2025 | 60 | Net Demand (MW) | 840 | 13
3 Revenue Sufficiency | 2025 | 60 | Net Demand (MW) | 850 | 12
3 Revenue Sufficiency | 2025 | 60 | Net Demand (MW) | 860 | 4
3 Revenue Sufficiency | 2025 | 60 | Net Demand (MW) | 870 | 11
3 Revenue Sufficiency | 2025 | 60 | Net Demand (MW) | 880 | 6
3 Revenue Sufficiency | 2025 | 60 | Net Demand (MW) | 890 | 1
3 Revenue Sufficiency | 2025 | 60 | Net Demand (MW) | 900 | 7
3 Revenue Sufficiency | 2025 | 60 | Net Demand (MW) | 910 | 6
3 Revenue Sufficiency | 2025 | 60 | Net Demand (MW) | 920 | 11
3 Revenue Sufficiency | 2025 | 60 | Net Demand (MW) | 930 | 6
3 Revenue Sufficiency | 2025 | 60 | Net Demand (MW) | 940 | 1
3 Revenue Sufficiency | 2025 | 60 | Net Demand (MW) | 950 | 5
3 Revenue Sufficiency | 2025 | 60 | Net Demand (MW) | 960 | 4
3 Revenue Sufficiency | 2025 | 60 | Net Demand (MW) | 970 | 6
3 Revenue Sufficiency | 2025 | 60 | Net Demand (MW) | 980 | 1
3 Revenue Sufficiency | 2025 | 60 | Net Demand (MW) | 990 | 0
3 Revenue Sufficiency | 2025 | 60 | Net Demand (MW) | 1000 | 1
3 Revenue Sufficiency | 2025 | 60 | Net Demand (MW) | 1010 | 2
3 Revenue Sufficiency | 2025 | 60 | Net Demand (MW) | 1020 | 1
3 Revenue Sufficiency | 2025 | 60 | Net Demand (MW) | 1030 | 2
3 Revenue Sufficiency | 2025 | 60 | Net Demand (MW) | 1040 | 0
3 Revenue Sufficiency | 2025 | 60 | Net Demand (MW) | 1050 | 0
3 Revenue Sufficiency | 2025 | 60 | Net Demand (MW) | 1060 | 1
3 Revenue Sufficiency | 2025 | 60 | Net Demand (MW) | 1070 | 4
3 Revenue Sufficiency | 2025 | 60 | Net Demand (MW) | 1080 | 2
3 Revenue Sufficiency | 2025 | 60 | Net Demand (MW) | 1090 | 0
3 Revenue Sufficiency | 2025 | 60 | Net Demand (MW) | 1100 | 1
3 Revenue Sufficiency | 2025 | 60 | Net Demand (MW) | 1110 | 2
3 Revenue Sufficiency | 2025 | 60 | Net Demand (MW) | 1120 | 0
3 Revenue Sufficiency | 2025 | 60 | Net Demand (MW) | 1130 | 0
3 Revenue Sufficiency | 2025 | 60 | Net Demand (MW) | 1140 | 1
3 Revenue Sufficiency | 2025 | 60 | Net Demand (MW) | 1150 | 2
3 Revenue Sufficiency | 2025 | 60 | Net Demand (MW) | 1160 | 0
3 Revenue Sufficiency | 2025 | 60 | Net Demand (MW) | 1170 | 0
3 Revenue Sufficiency | 2025 | 60 | Net Demand (MW) | 1180 | 0
3 Revenue Sufficiency | 2025 | 60 | Net Demand (MW) | 1190 | 1
3 Revenue Sufficiency | 2025 | 60 | Net Demand (MW) | 1200 | 0
3 Revenue Sufficiency | 2025 | 60 | Net Demand (MW) | 1210 | 0
3 Revenue Sufficiency | 2025 | 60 | Net Demand (MW) | 1220 | 0
3 Revenue Sufficiency | 2025 | 60 | Net Demand (MW) | 1230 | 1
3 Revenue Sufficiency | 2025 | 60 | Net Demand (MW) | 1240 | 1
3 Revenue Sufficiency | 2025 | 60 | Net Demand (MW) | 1250 | 1
3 Revenue Sufficiency | 2025 | 60 | Net Demand (MW) | 1260 | 1
3 Revenue Sufficiency | 2025 | 60 | Net Demand (MW) | 1270 | 1
3 Revenue Sufficiency | 2025 | 60 | Net Demand (MW) | 1280 | 1
3 Revenue Sufficiency | 2026 | 10 | Alberta Internal Load (MW) | -390 | 1
3 Revenue Sufficiency | 2026 | 10 | Alberta Internal Load (MW) | -380 | 0
3 Revenue Sufficiency | 2026 | 10 | Alberta Internal Load (MW) | -370 | 0
3 Revenue Sufficiency | 2026 | 10 | Alberta Internal Load (MW) | -360 | 0
3 Revenue Sufficiency | 2026 | 10 | Alberta Internal Load (MW) | -350 | 0
3 Revenue Sufficiency | 2026 | 10 | Alberta Internal Load (MW) | -340 | 0
3 Revenue Sufficiency | 2026 | 10 | Alberta Internal Load (MW) | -330 | 0
3 Revenue Sufficiency | 2026 | 10 | Alberta Internal Load (MW) | -320 | 0
3 Revenue Sufficiency | 2026 | 10 | Alberta Internal Load (MW) | -310 | 0
3 Revenue Sufficiency | 2026 | 10 | Alberta Internal Load (MW) | -300 | 0
3 Revenue Sufficiency | 2026 | 10 | Alberta Internal Load (MW) | -290 | 0
3 Revenue Sufficiency | 2026 | 10 | Alberta Internal Load (MW) | -280 | 0
3 Revenue Sufficiency | 2026 | 10 | Alberta Internal Load (MW) | -270 | 0
3 Revenue Sufficiency | 2026 | 10 | Alberta Internal Load (MW) | -260 | 0
3 Revenue Sufficiency | 2026 | 10 | Alberta Internal Load (MW) | -250 | 0
3 Revenue Sufficiency | 2026 | 10 | Alberta Internal Load (MW) | -240 | 1
3 Revenue Sufficiency | 2026 | 10 | Alberta Internal Load (MW) | -230 | 2
3 Revenue Sufficiency | 2026 | 10 | Alberta Internal Load (MW) | -220 | 1
3 Revenue Sufficiency | 2026 | 10 | Alberta Internal Load (MW) | -210 | 0
3 Revenue Sufficiency | 2026 | 10 | Alberta Internal Load (MW) | -200 | 0
3 Revenue Sufficiency | 2026 | 10 | Alberta Internal Load (MW) | -190 | 0
3 Revenue Sufficiency | 2026 | 10 | Alberta Internal Load (MW) | -180 | 1
3 Revenue Sufficiency | 2026 | 10 | Alberta Internal Load (MW) | -170 | 3
3 Revenue Sufficiency | 2026 | 10 | Alberta Internal Load (MW) | -160 | 10
3 Revenue Sufficiency | 2026 | 10 | Alberta Internal Load (MW) | -150 | 11
3 Revenue Sufficiency | 2026 | 10 | Alberta Internal Load (MW) | -140 | 21
3 Revenue Sufficiency | 2026 | 10 | Alberta Internal Load (MW) | -130 | 53
3 Revenue Sufficiency | 2026 | 10 | Alberta Internal Load (MW) | -120 | 74
3 Revenue Sufficiency | 2026 | 10 | Alberta Internal Load (MW) | -110 | 128
3 Revenue Sufficiency | 2026 | 10 | Alberta Internal Load (MW) | -100 | 213
3 Revenue Sufficiency | 2026 | 10 | Alberta Internal Load (MW) | -90 | 366
3 Revenue Sufficiency | 2026 | 10 | Alberta Internal Load (MW) | -80 | 492
3 Revenue Sufficiency | 2026 | 10 | Alberta Internal Load (MW) | -70 | 741
3 Revenue Sufficiency | 2026 | 10 | Alberta Internal Load (MW) | -60 | 1148
3 Revenue Sufficiency | 2026 | 10 | Alberta Internal Load (MW) | -50 | 1990
3 Revenue Sufficiency | 2026 | 10 | Alberta Internal Load (MW) | -40 | 2797
3 Revenue Sufficiency | 2026 | 10 | Alberta Internal Load (MW) | -30 | 4006
3 Revenue Sufficiency | 2026 | 10 | Alberta Internal Load (MW) | -20 | 5245
3 Revenue Sufficiency | 2026 | 10 | Alberta Internal Load (MW) | -10 | 6549
3 Revenue Sufficiency | 2026 | 10 | Alberta Internal Load (MW) | 0 | 7044
3 Revenue Sufficiency | 2026 | 10 | Alberta Internal Load (MW) | 10 | 6096
3 Revenue Sufficiency | 2026 | 10 | Alberta Internal Load (MW) | 20 | 4651
3 Revenue Sufficiency | 2026 | 10 | Alberta Internal Load (MW) | 30 | 3240
3 Revenue Sufficiency | 2026 | 10 | Alberta Internal Load (MW) | 40 | 2227
3 Revenue Sufficiency | 2026 | 10 | Alberta Internal Load (MW) | 50 | 1529
3 Revenue Sufficiency | 2026 | 10 | Alberta Internal Load (MW) | 60 | 1100
3 Revenue Sufficiency | 2026 | 10 | Alberta Internal Load (MW) | 70 | 756
3 Revenue Sufficiency | 2026 | 10 | Alberta Internal Load (MW) | 80 | 519
3 Revenue Sufficiency | 2026 | 10 | Alberta Internal Load (MW) | 90 | 380
3 Revenue Sufficiency | 2026 | 10 | Alberta Internal Load (MW) | 100 | 318
3 Revenue Sufficiency | 2026 | 10 | Alberta Internal Load (MW) | 110 | 213
3 Revenue Sufficiency | 2026 | 10 | Alberta Internal Load (MW) | 120 | 193
3 Revenue Sufficiency | 2026 | 10 | Alberta Internal Load (MW) | 130 | 168
3 Revenue Sufficiency | 2026 | 10 | Alberta Internal Load (MW) | 140 | 105
3 Revenue Sufficiency | 2026 | 10 | Alberta Internal Load (MW) | 150 | 77
3 Revenue Sufficiency | 2026 | 10 | Alberta Internal Load (MW) | 160 | 47
3 Revenue Sufficiency | 2026 | 10 | Alberta Internal Load (MW) | 170 | 15
3 Revenue Sufficiency | 2026 | 10 | Alberta Internal Load (MW) | 180 | 12
3 Revenue Sufficiency | 2026 | 10 | Alberta Internal Load (MW) | 190 | 7
3 Revenue Sufficiency | 2026 | 10 | Alberta Internal Load (MW) | 200 | 3
3 Revenue Sufficiency | 2026 | 10 | Alberta Internal Load (MW) | 210 | 1
3 Revenue Sufficiency | 2026 | 10 | Alberta Internal Load (MW) | 220 | 1
3 Revenue Sufficiency | 2026 | 10 | Alberta Internal Load (MW) | 230 | 0
3 Revenue Sufficiency | 2026 | 10 | Alberta Internal Load (MW) | 240 | 0
3 Revenue Sufficiency | 2026 | 10 | Alberta Internal Load (MW) | 250 | 2
3 Revenue Sufficiency | 2026 | 10 | Alberta Internal Load (MW) | 260 | 0
3 Revenue Sufficiency | 2026 | 10 | Alberta Internal Load (MW) | 270 | 0
3 Revenue Sufficiency | 2026 | 10 | Alberta Internal Load (MW) | 280 | 0
3 Revenue Sufficiency | 2026 | 10 | Alberta Internal Load (MW) | 290 | 1
3 Revenue Sufficiency | 2026 | 10 | Alberta Internal Load (MW) | 300 | 1
3 Revenue Sufficiency | 2026 | 60 | Alberta Internal Load (MW) | -660 | 2
3 Revenue Sufficiency | 2026 | 60 | Alberta Internal Load (MW) | -650 | 1
3 Revenue Sufficiency | 2026 | 60 | Alberta Internal Load (MW) | -640 | 1
3 Revenue Sufficiency | 2026 | 60 | Alberta Internal Load (MW) | -630 | 1
3 Revenue Sufficiency | 2026 | 60 | Alberta Internal Load (MW) | -620 | 5
3 Revenue Sufficiency | 2026 | 60 | Alberta Internal Load (MW) | -610 | 5
3 Revenue Sufficiency | 2026 | 60 | Alberta Internal Load (MW) | -600 | 8
3 Revenue Sufficiency | 2026 | 60 | Alberta Internal Load (MW) | -590 | 8
3 Revenue Sufficiency | 2026 | 60 | Alberta Internal Load (MW) | -580 | 14
3 Revenue Sufficiency | 2026 | 60 | Alberta Internal Load (MW) | -570 | 20
3 Revenue Sufficiency | 2026 | 60 | Alberta Internal Load (MW) | -560 | 8
3 Revenue Sufficiency | 2026 | 60 | Alberta Internal Load (MW) | -550 | 36
3 Revenue Sufficiency | 2026 | 60 | Alberta Internal Load (MW) | -540 | 46
3 Revenue Sufficiency | 2026 | 60 | Alberta Internal Load (MW) | -530 | 37
3 Revenue Sufficiency | 2026 | 60 | Alberta Internal Load (MW) | -520 | 48
3 Revenue Sufficiency | 2026 | 60 | Alberta Internal Load (MW) | -510 | 72
3 Revenue Sufficiency | 2026 | 60 | Alberta Internal Load (MW) | -500 | 80
3 Revenue Sufficiency | 2026 | 60 | Alberta Internal Load (MW) | -490 | 74
3 Revenue Sufficiency | 2026 | 60 | Alberta Internal Load (MW) | -480 | 76
3 Revenue Sufficiency | 2026 | 60 | Alberta Internal Load (MW) | -470 | 84
3 Revenue Sufficiency | 2026 | 60 | Alberta Internal Load (MW) | -460 | 72
3 Revenue Sufficiency | 2026 | 60 | Alberta Internal Load (MW) | -450 | 85
3 Revenue Sufficiency | 2026 | 60 | Alberta Internal Load (MW) | -440 | 99
3 Revenue Sufficiency | 2026 | 60 | Alberta Internal Load (MW) | -430 | 94
3 Revenue Sufficiency | 2026 | 60 | Alberta Internal Load (MW) | -420 | 96
3 Revenue Sufficiency | 2026 | 60 | Alberta Internal Load (MW) | -410 | 96
3 Revenue Sufficiency | 2026 | 60 | Alberta Internal Load (MW) | -400 | 99
3 Revenue Sufficiency | 2026 | 60 | Alberta Internal Load (MW) | -390 | 126
3 Revenue Sufficiency | 2026 | 60 | Alberta Internal Load (MW) | -380 | 100
3 Revenue Sufficiency | 2026 | 60 | Alberta Internal Load (MW) | -370 | 109
3 Revenue Sufficiency | 2026 | 60 | Alberta Internal Load (MW) | -360 | 155
3 Revenue Sufficiency | 2026 | 60 | Alberta Internal Load (MW) | -350 | 123
3 Revenue Sufficiency | 2026 | 60 | Alberta Internal Load (MW) | -340 | 174
3 Revenue Sufficiency | 2026 | 60 | Alberta Internal Load (MW) | -330 | 187
3 Revenue Sufficiency | 2026 | 60 | Alberta Internal Load (MW) | -320 | 202
3 Revenue Sufficiency | 2026 | 60 | Alberta Internal Load (MW) | -310 | 245
3 Revenue Sufficiency | 2026 | 60 | Alberta Internal Load (MW) | -300 | 281
3 Revenue Sufficiency | 2026 | 60 | Alberta Internal Load (MW) | -290 | 306
3 Revenue Sufficiency | 2026 | 60 | Alberta Internal Load (MW) | -280 | 319
3 Revenue Sufficiency | 2026 | 60 | Alberta Internal Load (MW) | -270 | 355
3 Revenue Sufficiency | 2026 | 60 | Alberta Internal Load (MW) | -260 | 323
3 Revenue Sufficiency | 2026 | 60 | Alberta Internal Load (MW) | -250 | 372
3 Revenue Sufficiency | 2026 | 60 | Alberta Internal Load (MW) | -240 | 417
3 Revenue Sufficiency | 2026 | 60 | Alberta Internal Load (MW) | -230 | 432
3 Revenue Sufficiency | 2026 | 60 | Alberta Internal Load (MW) | -220 | 455
3 Revenue Sufficiency | 2026 | 60 | Alberta Internal Load (MW) | -210 | 477
3 Revenue Sufficiency | 2026 | 60 | Alberta Internal Load (MW) | -200 | 501
3 Revenue Sufficiency | 2026 | 60 | Alberta Internal Load (MW) | -190 | 562
3 Revenue Sufficiency | 2026 | 60 | Alberta Internal Load (MW) | -180 | 611
3 Revenue Sufficiency | 2026 | 60 | Alberta Internal Load (MW) | -170 | 611
3 Revenue Sufficiency | 2026 | 60 | Alberta Internal Load (MW) | -160 | 661
3 Revenue Sufficiency | 2026 | 60 | Alberta Internal Load (MW) | -150 | 661
3 Revenue Sufficiency | 2026 | 60 | Alberta Internal Load (MW) | -140 | 777
3 Revenue Sufficiency | 2026 | 60 | Alberta Internal Load (MW) | -130 | 759
3 Revenue Sufficiency | 2026 | 60 | Alberta Internal Load (MW) | -120 | 819
3 Revenue Sufficiency | 2026 | 60 | Alberta Internal Load (MW) | -110 | 882
3 Revenue Sufficiency | 2026 | 60 | Alberta Internal Load (MW) | -100 | 965
3 Revenue Sufficiency | 2026 | 60 | Alberta Internal Load (MW) | -90 | 1027
3 Revenue Sufficiency | 2026 | 60 | Alberta Internal Load (MW) | -80 | 1131
3 Revenue Sufficiency | 2026 | 60 | Alberta Internal Load (MW) | -70 | 1286
3 Revenue Sufficiency | 2026 | 60 | Alberta Internal Load (MW) | -60 | 1349
3 Revenue Sufficiency | 2026 | 60 | Alberta Internal Load (MW) | -50 | 1474
3 Revenue Sufficiency | 2026 | 60 | Alberta Internal Load (MW) | -40 | 1523
3 Revenue Sufficiency | 2026 | 60 | Alberta Internal Load (MW) | -30 | 1608
3 Revenue Sufficiency | 2026 | 60 | Alberta Internal Load (MW) | -20 | 1719
3 Revenue Sufficiency | 2026 | 60 | Alberta Internal Load (MW) | -10 | 1731
3 Revenue Sufficiency | 2026 | 60 | Alberta Internal Load (MW) | 0 | 1617
3 Revenue Sufficiency | 2026 | 60 | Alberta Internal Load (MW) | 10 | 1676
3 Revenue Sufficiency | 2026 | 60 | Alberta Internal Load (MW) | 20 | 1513
3 Revenue Sufficiency | 2026 | 60 | Alberta Internal Load (MW) | 30 | 1493
3 Revenue Sufficiency | 2026 | 60 | Alberta Internal Load (MW) | 40 | 1368
3 Revenue Sufficiency | 2026 | 60 | Alberta Internal Load (MW) | 50 | 1236
3 Revenue Sufficiency | 2026 | 60 | Alberta Internal Load (MW) | 60 | 1076
3 Revenue Sufficiency | 2026 | 60 | Alberta Internal Load (MW) | 70 | 1040
3 Revenue Sufficiency | 2026 | 60 | Alberta Internal Load (MW) | 80 | 914
3 Revenue Sufficiency | 2026 | 60 | Alberta Internal Load (MW) | 90 | 842
3 Revenue Sufficiency | 2026 | 60 | Alberta Internal Load (MW) | 100 | 775
3 Revenue Sufficiency | 2026 | 60 | Alberta Internal Load (MW) | 110 | 718
3 Revenue Sufficiency | 2026 | 60 | Alberta Internal Load (MW) | 120 | 670
3 Revenue Sufficiency | 2026 | 60 | Alberta Internal Load (MW) | 130 | 614
3 Revenue Sufficiency | 2026 | 60 | Alberta Internal Load (MW) | 140 | 585
3 Revenue Sufficiency | 2026 | 60 | Alberta Internal Load (MW) | 150 | 515
3 Revenue Sufficiency | 2026 | 60 | Alberta Internal Load (MW) | 160 | 511
3 Revenue Sufficiency | 2026 | 60 | Alberta Internal Load (MW) | 170 | 489
3 Revenue Sufficiency | 2026 | 60 | Alberta Internal Load (MW) | 180 | 487
3 Revenue Sufficiency | 2026 | 60 | Alberta Internal Load (MW) | 190 | 442
3 Revenue Sufficiency | 2026 | 60 | Alberta Internal Load (MW) | 200 | 409
3 Revenue Sufficiency | 2026 | 60 | Alberta Internal Load (MW) | 210 | 345
3 Revenue Sufficiency | 2026 | 60 | Alberta Internal Load (MW) | 220 | 371
3 Revenue Sufficiency | 2026 | 60 | Alberta Internal Load (MW) | 230 | 335
3 Revenue Sufficiency | 2026 | 60 | Alberta Internal Load (MW) | 240 | 304
3 Revenue Sufficiency | 2026 | 60 | Alberta Internal Load (MW) | 250 | 284
3 Revenue Sufficiency | 2026 | 60 | Alberta Internal Load (MW) | 260 | 291
3 Revenue Sufficiency | 2026 | 60 | Alberta Internal Load (MW) | 270 | 305
3 Revenue Sufficiency | 2026 | 60 | Alberta Internal Load (MW) | 280 | 256
3 Revenue Sufficiency | 2026 | 60 | Alberta Internal Load (MW) | 290 | 239
3 Revenue Sufficiency | 2026 | 60 | Alberta Internal Load (MW) | 300 | 209
3 Revenue Sufficiency | 2026 | 60 | Alberta Internal Load (MW) | 310 | 230
3 Revenue Sufficiency | 2026 | 60 | Alberta Internal Load (MW) | 320 | 211
3 Revenue Sufficiency | 2026 | 60 | Alberta Internal Load (MW) | 330 | 178
3 Revenue Sufficiency | 2026 | 60 | Alberta Internal Load (MW) | 340 | 156
3 Revenue Sufficiency | 2026 | 60 | Alberta Internal Load (MW) | 350 | 170
3 Revenue Sufficiency | 2026 | 60 | Alberta Internal Load (MW) | 360 | 184
3 Revenue Sufficiency | 2026 | 60 | Alberta Internal Load (MW) | 370 | 150
3 Revenue Sufficiency | 2026 | 60 | Alberta Internal Load (MW) | 380 | 158
3 Revenue Sufficiency | 2026 | 60 | Alberta Internal Load (MW) | 390 | 121
3 Revenue Sufficiency | 2026 | 60 | Alberta Internal Load (MW) | 400 | 134
3 Revenue Sufficiency | 2026 | 60 | Alberta Internal Load (MW) | 410 | 117
3 Revenue Sufficiency | 2026 | 60 | Alberta Internal Load (MW) | 420 | 106
3 Revenue Sufficiency | 2026 | 60 | Alberta Internal Load (MW) | 430 | 91
3 Revenue Sufficiency | 2026 | 60 | Alberta Internal Load (MW) | 440 | 87
3 Revenue Sufficiency | 2026 | 60 | Alberta Internal Load (MW) | 450 | 94
3 Revenue Sufficiency | 2026 | 60 | Alberta Internal Load (MW) | 460 | 86
3 Revenue Sufficiency | 2026 | 60 | Alberta Internal Load (MW) | 470 | 68
3 Revenue Sufficiency | 2026 | 60 | Alberta Internal Load (MW) | 480 | 60
3 Revenue Sufficiency | 2026 | 60 | Alberta Internal Load (MW) | 490 | 61
3 Revenue Sufficiency | 2026 | 60 | Alberta Internal Load (MW) | 500 | 53
3 Revenue Sufficiency | 2026 | 60 | Alberta Internal Load (MW) | 510 | 47
3 Revenue Sufficiency | 2026 | 60 | Alberta Internal Load (MW) | 520 | 43
3 Revenue Sufficiency | 2026 | 60 | Alberta Internal Load (MW) | 530 | 44
3 Revenue Sufficiency | 2026 | 60 | Alberta Internal Load (MW) | 540 | 56
3 Revenue Sufficiency | 2026 | 60 | Alberta Internal Load (MW) | 550 | 48
3 Revenue Sufficiency | 2026 | 60 | Alberta Internal Load (MW) | 560 | 35
3 Revenue Sufficiency | 2026 | 60 | Alberta Internal Load (MW) | 570 | 36
3 Revenue Sufficiency | 2026 | 60 | Alberta Internal Load (MW) | 580 | 50
3 Revenue Sufficiency | 2026 | 60 | Alberta Internal Load (MW) | 590 | 40
3 Revenue Sufficiency | 2026 | 60 | Alberta Internal Load (MW) | 600 | 36
3 Revenue Sufficiency | 2026 | 60 | Alberta Internal Load (MW) | 610 | 34
3 Revenue Sufficiency | 2026 | 60 | Alberta Internal Load (MW) | 620 | 43
3 Revenue Sufficiency | 2026 | 60 | Alberta Internal Load (MW) | 630 | 50
3 Revenue Sufficiency | 2026 | 60 | Alberta Internal Load (MW) | 640 | 47
3 Revenue Sufficiency | 2026 | 60 | Alberta Internal Load (MW) | 650 | 46
3 Revenue Sufficiency | 2026 | 60 | Alberta Internal Load (MW) | 660 | 32
3 Revenue Sufficiency | 2026 | 60 | Alberta Internal Load (MW) | 670 | 36
3 Revenue Sufficiency | 2026 | 60 | Alberta Internal Load (MW) | 680 | 29
3 Revenue Sufficiency | 2026 | 60 | Alberta Internal Load (MW) | 690 | 42
3 Revenue Sufficiency | 2026 | 60 | Alberta Internal Load (MW) | 700 | 34
3 Revenue Sufficiency | 2026 | 60 | Alberta Internal Load (MW) | 710 | 33
3 Revenue Sufficiency | 2026 | 60 | Alberta Internal Load (MW) | 720 | 36
3 Revenue Sufficiency | 2026 | 60 | Alberta Internal Load (MW) | 730 | 21
3 Revenue Sufficiency | 2026 | 60 | Alberta Internal Load (MW) | 740 | 24
3 Revenue Sufficiency | 2026 | 60 | Alberta Internal Load (MW) | 750 | 22
3 Revenue Sufficiency | 2026 | 60 | Alberta Internal Load (MW) | 760 | 15
3 Revenue Sufficiency | 2026 | 60 | Alberta Internal Load (MW) | 770 | 10
3 Revenue Sufficiency | 2026 | 60 | Alberta Internal Load (MW) | 780 | 16
3 Revenue Sufficiency | 2026 | 60 | Alberta Internal Load (MW) | 790 | 5
3 Revenue Sufficiency | 2026 | 60 | Alberta Internal Load (MW) | 800 | 9
3 Revenue Sufficiency | 2026 | 60 | Alberta Internal Load (MW) | 810 | 5
3 Revenue Sufficiency | 2026 | 60 | Alberta Internal Load (MW) | 820 | 1
3 Revenue Sufficiency | 2026 | 60 | Alberta Internal Load (MW) | 830 | 3
3 Revenue Sufficiency | 2026 | 10 | Variable Generation (MW) | -280 | 1
3 Revenue Sufficiency | 2026 | 10 | Variable Generation (MW) | -270 | 0
3 Revenue Sufficiency | 2026 | 10 | Variable Generation (MW) | -260 | 0
3 Revenue Sufficiency | 2026 | 10 | Variable Generation (MW) | -250 | 1
3 Revenue Sufficiency | 2026 | 10 | Variable Generation (MW) | -240 | 1
3 Revenue Sufficiency | 2026 | 10 | Variable Generation (MW) | -230 | 1
3 Revenue Sufficiency | 2026 | 10 | Variable Generation (MW) | -220 | 3
3 Revenue Sufficiency | 2026 | 10 | Variable Generation (MW) | -210 | 1
3 Revenue Sufficiency | 2026 | 10 | Variable Generation (MW) | -200 | 4
3 Revenue Sufficiency | 2026 | 10 | Variable Generation (MW) | -190 | 3
3 Revenue Sufficiency | 2026 | 10 | Variable Generation (MW) | -180 | 2
3 Revenue Sufficiency | 2026 | 10 | Variable Generation (MW) | -170 | 11
3 Revenue Sufficiency | 2026 | 10 | Variable Generation (MW) | -160 | 6
3 Revenue Sufficiency | 2026 | 10 | Variable Generation (MW) | -150 | 15
3 Revenue Sufficiency | 2026 | 10 | Variable Generation (MW) | -140 | 29
3 Revenue Sufficiency | 2026 | 10 | Variable Generation (MW) | -130 | 44
3 Revenue Sufficiency | 2026 | 10 | Variable Generation (MW) | -120 | 66
3 Revenue Sufficiency | 2026 | 10 | Variable Generation (MW) | -110 | 78
3 Revenue Sufficiency | 2026 | 10 | Variable Generation (MW) | -100 | 125
3 Revenue Sufficiency | 2026 | 10 | Variable Generation (MW) | -90 | 222
3 Revenue Sufficiency | 2026 | 10 | Variable Generation (MW) | -80 | 344
3 Revenue Sufficiency | 2026 | 10 | Variable Generation (MW) | -70 | 505
3 Revenue Sufficiency | 2026 | 10 | Variable Generation (MW) | -60 | 817
3 Revenue Sufficiency | 2026 | 10 | Variable Generation (MW) | -50 | 1237
3 Revenue Sufficiency | 2026 | 10 | Variable Generation (MW) | -40 | 1886
3 Revenue Sufficiency | 2026 | 10 | Variable Generation (MW) | -30 | 3149
3 Revenue Sufficiency | 2026 | 10 | Variable Generation (MW) | -20 | 4921
3 Revenue Sufficiency | 2026 | 10 | Variable Generation (MW) | -10 | 8041
3 Revenue Sufficiency | 2026 | 10 | Variable Generation (MW) | 0 | 10458
3 Revenue Sufficiency | 2026 | 10 | Variable Generation (MW) | 10 | 7296
3 Revenue Sufficiency | 2026 | 10 | Variable Generation (MW) | 20 | 4765
3 Revenue Sufficiency | 2026 | 10 | Variable Generation (MW) | 30 | 3034
3 Revenue Sufficiency | 2026 | 10 | Variable Generation (MW) | 40 | 1829
3 Revenue Sufficiency | 2026 | 10 | Variable Generation (MW) | 50 | 1241
3 Revenue Sufficiency | 2026 | 10 | Variable Generation (MW) | 60 | 843
3 Revenue Sufficiency | 2026 | 10 | Variable Generation (MW) | 70 | 518
3 Revenue Sufficiency | 2026 | 10 | Variable Generation (MW) | 80 | 336
3 Revenue Sufficiency | 2026 | 10 | Variable Generation (MW) | 90 | 244
3 Revenue Sufficiency | 2026 | 10 | Variable Generation (MW) | 100 | 145
3 Revenue Sufficiency | 2026 | 10 | Variable Generation (MW) | 110 | 105
3 Revenue Sufficiency | 2026 | 10 | Variable Generation (MW) | 120 | 63
3 Revenue Sufficiency | 2026 | 10 | Variable Generation (MW) | 130 | 42
3 Revenue Sufficiency | 2026 | 10 | Variable Generation (MW) | 140 | 48
3 Revenue Sufficiency | 2026 | 10 | Variable Generation (MW) | 150 | 21
3 Revenue Sufficiency | 2026 | 10 | Variable Generation (MW) | 160 | 18
3 Revenue Sufficiency | 2026 | 10 | Variable Generation (MW) | 170 | 3
3 Revenue Sufficiency | 2026 | 10 | Variable Generation (MW) | 180 | 13
3 Revenue Sufficiency | 2026 | 10 | Variable Generation (MW) | 190 | 4
3 Revenue Sufficiency | 2026 | 10 | Variable Generation (MW) | 200 | 6
3 Revenue Sufficiency | 2026 | 10 | Variable Generation (MW) | 210 | 3
3 Revenue Sufficiency | 2026 | 10 | Variable Generation (MW) | 220 | 2
3 Revenue Sufficiency | 2026 | 10 | Variable Generation (MW) | 230 | 5
3 Revenue Sufficiency | 2026 | 10 | Variable Generation (MW) | 240 | 1
3 Revenue Sufficiency | 2026 | 10 | Variable Generation (MW) | 250 | 1
3 Revenue Sufficiency | 2026 | 10 | Variable Generation (MW) | 260 | 0
3 Revenue Sufficiency | 2026 | 10 | Variable Generation (MW) | 270 | 0
3 Revenue Sufficiency | 2026 | 10 | Variable Generation (MW) | 280 | 0
3 Revenue Sufficiency | 2026 | 10 | Variable Generation (MW) | 290 | 0
3 Revenue Sufficiency | 2026 | 10 | Variable Generation (MW) | 300 | 0
3 Revenue Sufficiency | 2026 | 10 | Variable Generation (MW) | 310 | 1
3 Revenue Sufficiency | 2026 | 10 | Variable Generation (MW) | 320 | 0
3 Revenue Sufficiency | 2026 | 10 | Variable Generation (MW) | 330 | 0
3 Revenue Sufficiency | 2026 | 10 | Variable Generation (MW) | 340 | 1
3 Revenue Sufficiency | 2026 | 60 | Variable Generation (MW) | -1070 | 1
3 Revenue Sufficiency | 2026 | 60 | Variable Generation (MW) | -1060 | 1
3 Revenue Sufficiency | 2026 | 60 | Variable Generation (MW) | -1050 | 0
3 Revenue Sufficiency | 2026 | 60 | Variable Generation (MW) | -1040 | 0
3 Revenue Sufficiency | 2026 | 60 | Variable Generation (MW) | -1030 | 0
3 Revenue Sufficiency | 2026 | 60 | Variable Generation (MW) | -1020 | 1
3 Revenue Sufficiency | 2026 | 60 | Variable Generation (MW) | -1010 | 0
3 Revenue Sufficiency | 2026 | 60 | Variable Generation (MW) | -1000 | 1
3 Revenue Sufficiency | 2026 | 60 | Variable Generation (MW) | -990 | 0
3 Revenue Sufficiency | 2026 | 60 | Variable Generation (MW) | -980 | 1
3 Revenue Sufficiency | 2026 | 60 | Variable Generation (MW) | -970 | 1
3 Revenue Sufficiency | 2026 | 60 | Variable Generation (MW) | -960 | 0
3 Revenue Sufficiency | 2026 | 60 | Variable Generation (MW) | -950 | 0
3 Revenue Sufficiency | 2026 | 60 | Variable Generation (MW) | -940 | 0
3 Revenue Sufficiency | 2026 | 60 | Variable Generation (MW) | -930 | 0
3 Revenue Sufficiency | 2026 | 60 | Variable Generation (MW) | -920 | 0
3 Revenue Sufficiency | 2026 | 60 | Variable Generation (MW) | -910 | 0
3 Revenue Sufficiency | 2026 | 60 | Variable Generation (MW) | -900 | 0
3 Revenue Sufficiency | 2026 | 60 | Variable Generation (MW) | -890 | 1
3 Revenue Sufficiency | 2026 | 60 | Variable Generation (MW) | -880 | 2
3 Revenue Sufficiency | 2026 | 60 | Variable Generation (MW) | -870 | 0
3 Revenue Sufficiency | 2026 | 60 | Variable Generation (MW) | -860 | 1
3 Revenue Sufficiency | 2026 | 60 | Variable Generation (MW) | -850 | 1
3 Revenue Sufficiency | 2026 | 60 | Variable Generation (MW) | -840 | 0
3 Revenue Sufficiency | 2026 | 60 | Variable Generation (MW) | -830 | 1
3 Revenue Sufficiency | 2026 | 60 | Variable Generation (MW) | -820 | 0
3 Revenue Sufficiency | 2026 | 60 | Variable Generation (MW) | -810 | 0
3 Revenue Sufficiency | 2026 | 60 | Variable Generation (MW) | -800 | 0
3 Revenue Sufficiency | 2026 | 60 | Variable Generation (MW) | -790 | 0
3 Revenue Sufficiency | 2026 | 60 | Variable Generation (MW) | -780 | 2
3 Revenue Sufficiency | 2026 | 60 | Variable Generation (MW) | -770 | 0
3 Revenue Sufficiency | 2026 | 60 | Variable Generation (MW) | -760 | 4
3 Revenue Sufficiency | 2026 | 60 | Variable Generation (MW) | -750 | 3
3 Revenue Sufficiency | 2026 | 60 | Variable Generation (MW) | -740 | 1
3 Revenue Sufficiency | 2026 | 60 | Variable Generation (MW) | -730 | 4
3 Revenue Sufficiency | 2026 | 60 | Variable Generation (MW) | -720 | 6
3 Revenue Sufficiency | 2026 | 60 | Variable Generation (MW) | -710 | 2
3 Revenue Sufficiency | 2026 | 60 | Variable Generation (MW) | -700 | 7
3 Revenue Sufficiency | 2026 | 60 | Variable Generation (MW) | -690 | 2
3 Revenue Sufficiency | 2026 | 60 | Variable Generation (MW) | -680 | 5
3 Revenue Sufficiency | 2026 | 60 | Variable Generation (MW) | -670 | 4
3 Revenue Sufficiency | 2026 | 60 | Variable Generation (MW) | -660 | 4
3 Revenue Sufficiency | 2026 | 60 | Variable Generation (MW) | -650 | 4
3 Revenue Sufficiency | 2026 | 60 | Variable Generation (MW) | -640 | 2
3 Revenue Sufficiency | 2026 | 60 | Variable Generation (MW) | -630 | 6
3 Revenue Sufficiency | 2026 | 60 | Variable Generation (MW) | -620 | 5
3 Revenue Sufficiency | 2026 | 60 | Variable Generation (MW) | -610 | 2
3 Revenue Sufficiency | 2026 | 60 | Variable Generation (MW) | -600 | 9
3 Revenue Sufficiency | 2026 | 60 | Variable Generation (MW) | -590 | 9
3 Revenue Sufficiency | 2026 | 60 | Variable Generation (MW) | -580 | 7
3 Revenue Sufficiency | 2026 | 60 | Variable Generation (MW) | -570 | 11
3 Revenue Sufficiency | 2026 | 60 | Variable Generation (MW) | -560 | 18
3 Revenue Sufficiency | 2026 | 60 | Variable Generation (MW) | -550 | 16
3 Revenue Sufficiency | 2026 | 60 | Variable Generation (MW) | -540 | 17
3 Revenue Sufficiency | 2026 | 60 | Variable Generation (MW) | -530 | 21
3 Revenue Sufficiency | 2026 | 60 | Variable Generation (MW) | -520 | 25
3 Revenue Sufficiency | 2026 | 60 | Variable Generation (MW) | -510 | 23
3 Revenue Sufficiency | 2026 | 60 | Variable Generation (MW) | -500 | 23
3 Revenue Sufficiency | 2026 | 60 | Variable Generation (MW) | -490 | 28
3 Revenue Sufficiency | 2026 | 60 | Variable Generation (MW) | -480 | 27
3 Revenue Sufficiency | 2026 | 60 | Variable Generation (MW) | -470 | 31
3 Revenue Sufficiency | 2026 | 60 | Variable Generation (MW) | -460 | 33
3 Revenue Sufficiency | 2026 | 60 | Variable Generation (MW) | -450 | 42
3 Revenue Sufficiency | 2026 | 60 | Variable Generation (MW) | -440 | 39
3 Revenue Sufficiency | 2026 | 60 | Variable Generation (MW) | -430 | 38
3 Revenue Sufficiency | 2026 | 60 | Variable Generation (MW) | -420 | 60
3 Revenue Sufficiency | 2026 | 60 | Variable Generation (MW) | -410 | 58
3 Revenue Sufficiency | 2026 | 60 | Variable Generation (MW) | -400 | 57
3 Revenue Sufficiency | 2026 | 60 | Variable Generation (MW) | -390 | 80
3 Revenue Sufficiency | 2026 | 60 | Variable Generation (MW) | -380 | 86
3 Revenue Sufficiency | 2026 | 60 | Variable Generation (MW) | -370 | 81
3 Revenue Sufficiency | 2026 | 60 | Variable Generation (MW) | -360 | 88
3 Revenue Sufficiency | 2026 | 60 | Variable Generation (MW) | -350 | 103
3 Revenue Sufficiency | 2026 | 60 | Variable Generation (MW) | -340 | 100
3 Revenue Sufficiency | 2026 | 60 | Variable Generation (MW) | -330 | 105
3 Revenue Sufficiency | 2026 | 60 | Variable Generation (MW) | -320 | 126
3 Revenue Sufficiency | 2026 | 60 | Variable Generation (MW) | -310 | 137
3 Revenue Sufficiency | 2026 | 60 | Variable Generation (MW) | -300 | 148
3 Revenue Sufficiency | 2026 | 60 | Variable Generation (MW) | -290 | 149
3 Revenue Sufficiency | 2026 | 60 | Variable Generation (MW) | -280 | 207
3 Revenue Sufficiency | 2026 | 60 | Variable Generation (MW) | -270 | 219
3 Revenue Sufficiency | 2026 | 60 | Variable Generation (MW) | -260 | 259
3 Revenue Sufficiency | 2026 | 60 | Variable Generation (MW) | -250 | 238
3 Revenue Sufficiency | 2026 | 60 | Variable Generation (MW) | -240 | 283
3 Revenue Sufficiency | 2026 | 60 | Variable Generation (MW) | -230 | 319
3 Revenue Sufficiency | 2026 | 60 | Variable Generation (MW) | -220 | 307
3 Revenue Sufficiency | 2026 | 60 | Variable Generation (MW) | -210 | 322
3 Revenue Sufficiency | 2026 | 60 | Variable Generation (MW) | -200 | 393
3 Revenue Sufficiency | 2026 | 60 | Variable Generation (MW) | -190 | 417
3 Revenue Sufficiency | 2026 | 60 | Variable Generation (MW) | -180 | 444
3 Revenue Sufficiency | 2026 | 60 | Variable Generation (MW) | -170 | 498
3 Revenue Sufficiency | 2026 | 60 | Variable Generation (MW) | -160 | 536
3 Revenue Sufficiency | 2026 | 60 | Variable Generation (MW) | -150 | 630
3 Revenue Sufficiency | 2026 | 60 | Variable Generation (MW) | -140 | 683
3 Revenue Sufficiency | 2026 | 60 | Variable Generation (MW) | -130 | 742
3 Revenue Sufficiency | 2026 | 60 | Variable Generation (MW) | -120 | 808
3 Revenue Sufficiency | 2026 | 60 | Variable Generation (MW) | -110 | 922
3 Revenue Sufficiency | 2026 | 60 | Variable Generation (MW) | -100 | 912
3 Revenue Sufficiency | 2026 | 60 | Variable Generation (MW) | -90 | 1032
3 Revenue Sufficiency | 2026 | 60 | Variable Generation (MW) | -80 | 1154
3 Revenue Sufficiency | 2026 | 60 | Variable Generation (MW) | -70 | 1361
3 Revenue Sufficiency | 2026 | 60 | Variable Generation (MW) | -60 | 1562
3 Revenue Sufficiency | 2026 | 60 | Variable Generation (MW) | -50 | 1668
3 Revenue Sufficiency | 2026 | 60 | Variable Generation (MW) | -40 | 1764
3 Revenue Sufficiency | 2026 | 60 | Variable Generation (MW) | -30 | 1859
3 Revenue Sufficiency | 2026 | 60 | Variable Generation (MW) | -20 | 2071
3 Revenue Sufficiency | 2026 | 60 | Variable Generation (MW) | -10 | 2199
3 Revenue Sufficiency | 2026 | 60 | Variable Generation (MW) | 0 | 2264
3 Revenue Sufficiency | 2026 | 60 | Variable Generation (MW) | 10 | 2079
3 Revenue Sufficiency | 2026 | 60 | Variable Generation (MW) | 20 | 1997
3 Revenue Sufficiency | 2026 | 60 | Variable Generation (MW) | 30 | 1799
3 Revenue Sufficiency | 2026 | 60 | Variable Generation (MW) | 40 | 1611
3 Revenue Sufficiency | 2026 | 60 | Variable Generation (MW) | 50 | 1492
3 Revenue Sufficiency | 2026 | 60 | Variable Generation (MW) | 60 | 1353
3 Revenue Sufficiency | 2026 | 60 | Variable Generation (MW) | 70 | 1184
3 Revenue Sufficiency | 2026 | 60 | Variable Generation (MW) | 80 | 1084
3 Revenue Sufficiency | 2026 | 60 | Variable Generation (MW) | 90 | 1011
3 Revenue Sufficiency | 2026 | 60 | Variable Generation (MW) | 100 | 920
3 Revenue Sufficiency | 2026 | 60 | Variable Generation (MW) | 110 | 872
3 Revenue Sufficiency | 2026 | 60 | Variable Generation (MW) | 120 | 759
3 Revenue Sufficiency | 2026 | 60 | Variable Generation (MW) | 130 | 764
3 Revenue Sufficiency | 2026 | 60 | Variable Generation (MW) | 140 | 665
3 Revenue Sufficiency | 2026 | 60 | Variable Generation (MW) | 150 | 598
3 Revenue Sufficiency | 2026 | 60 | Variable Generation (MW) | 160 | 585
3 Revenue Sufficiency | 2026 | 60 | Variable Generation (MW) | 170 | 518
3 Revenue Sufficiency | 2026 | 60 | Variable Generation (MW) | 180 | 467
3 Revenue Sufficiency | 2026 | 60 | Variable Generation (MW) | 190 | 411
3 Revenue Sufficiency | 2026 | 60 | Variable Generation (MW) | 200 | 385
3 Revenue Sufficiency | 2026 | 60 | Variable Generation (MW) | 210 | 325
3 Revenue Sufficiency | 2026 | 60 | Variable Generation (MW) | 220 | 334
3 Revenue Sufficiency | 2026 | 60 | Variable Generation (MW) | 230 | 274
3 Revenue Sufficiency | 2026 | 60 | Variable Generation (MW) | 240 | 279
3 Revenue Sufficiency | 2026 | 60 | Variable Generation (MW) | 250 | 221
3 Revenue Sufficiency | 2026 | 60 | Variable Generation (MW) | 260 | 244
3 Revenue Sufficiency | 2026 | 60 | Variable Generation (MW) | 270 | 205
3 Revenue Sufficiency | 2026 | 60 | Variable Generation (MW) | 280 | 173
3 Revenue Sufficiency | 2026 | 60 | Variable Generation (MW) | 290 | 159
3 Revenue Sufficiency | 2026 | 60 | Variable Generation (MW) | 300 | 150
3 Revenue Sufficiency | 2026 | 60 | Variable Generation (MW) | 310 | 126
3 Revenue Sufficiency | 2026 | 60 | Variable Generation (MW) | 320 | 145
3 Revenue Sufficiency | 2026 | 60 | Variable Generation (MW) | 330 | 111
3 Revenue Sufficiency | 2026 | 60 | Variable Generation (MW) | 340 | 99
3 Revenue Sufficiency | 2026 | 60 | Variable Generation (MW) | 350 | 102
3 Revenue Sufficiency | 2026 | 60 | Variable Generation (MW) | 360 | 92
3 Revenue Sufficiency | 2026 | 60 | Variable Generation (MW) | 370 | 86
3 Revenue Sufficiency | 2026 | 60 | Variable Generation (MW) | 380 | 59
3 Revenue Sufficiency | 2026 | 60 | Variable Generation (MW) | 390 | 63
3 Revenue Sufficiency | 2026 | 60 | Variable Generation (MW) | 400 | 64
3 Revenue Sufficiency | 2026 | 60 | Variable Generation (MW) | 410 | 48
3 Revenue Sufficiency | 2026 | 60 | Variable Generation (MW) | 420 | 58
3 Revenue Sufficiency | 2026 | 60 | Variable Generation (MW) | 430 | 47
3 Revenue Sufficiency | 2026 | 60 | Variable Generation (MW) | 440 | 39
3 Revenue Sufficiency | 2026 | 60 | Variable Generation (MW) | 450 | 39
3 Revenue Sufficiency | 2026 | 60 | Variable Generation (MW) | 460 | 36
3 Revenue Sufficiency | 2026 | 60 | Variable Generation (MW) | 470 | 28
3 Revenue Sufficiency | 2026 | 60 | Variable Generation (MW) | 480 | 37
3 Revenue Sufficiency | 2026 | 60 | Variable Generation (MW) | 490 | 39
3 Revenue Sufficiency | 2026 | 60 | Variable Generation (MW) | 500 | 32
3 Revenue Sufficiency | 2026 | 60 | Variable Generation (MW) | 510 | 35
3 Revenue Sufficiency | 2026 | 60 | Variable Generation (MW) | 520 | 28
3 Revenue Sufficiency | 2026 | 60 | Variable Generation (MW) | 530 | 25
3 Revenue Sufficiency | 2026 | 60 | Variable Generation (MW) | 540 | 25
3 Revenue Sufficiency | 2026 | 60 | Variable Generation (MW) | 550 | 19
3 Revenue Sufficiency | 2026 | 60 | Variable Generation (MW) | 560 | 12
3 Revenue Sufficiency | 2026 | 60 | Variable Generation (MW) | 570 | 17
3 Revenue Sufficiency | 2026 | 60 | Variable Generation (MW) | 580 | 17
3 Revenue Sufficiency | 2026 | 60 | Variable Generation (MW) | 590 | 13
3 Revenue Sufficiency | 2026 | 60 | Variable Generation (MW) | 600 | 16
3 Revenue Sufficiency | 2026 | 60 | Variable Generation (MW) | 610 | 4
3 Revenue Sufficiency | 2026 | 60 | Variable Generation (MW) | 620 | 6
3 Revenue Sufficiency | 2026 | 60 | Variable Generation (MW) | 630 | 16
3 Revenue Sufficiency | 2026 | 60 | Variable Generation (MW) | 640 | 7
3 Revenue Sufficiency | 2026 | 60 | Variable Generation (MW) | 650 | 13
3 Revenue Sufficiency | 2026 | 60 | Variable Generation (MW) | 660 | 4
3 Revenue Sufficiency | 2026 | 60 | Variable Generation (MW) | 670 | 5
3 Revenue Sufficiency | 2026 | 60 | Variable Generation (MW) | 680 | 3
3 Revenue Sufficiency | 2026 | 60 | Variable Generation (MW) | 690 | 11
3 Revenue Sufficiency | 2026 | 60 | Variable Generation (MW) | 700 | 2
3 Revenue Sufficiency | 2026 | 60 | Variable Generation (MW) | 710 | 4
3 Revenue Sufficiency | 2026 | 60 | Variable Generation (MW) | 720 | 5
3 Revenue Sufficiency | 2026 | 60 | Variable Generation (MW) | 730 | 4
3 Revenue Sufficiency | 2026 | 60 | Variable Generation (MW) | 740 | 3
3 Revenue Sufficiency | 2026 | 60 | Variable Generation (MW) | 750 | 2
3 Revenue Sufficiency | 2026 | 60 | Variable Generation (MW) | 760 | 3
3 Revenue Sufficiency | 2026 | 60 | Variable Generation (MW) | 770 | 4
3 Revenue Sufficiency | 2026 | 60 | Variable Generation (MW) | 780 | 2
3 Revenue Sufficiency | 2026 | 60 | Variable Generation (MW) | 790 | 2
3 Revenue Sufficiency | 2026 | 60 | Variable Generation (MW) | 800 | 1
3 Revenue Sufficiency | 2026 | 60 | Variable Generation (MW) | 810 | 2
3 Revenue Sufficiency | 2026 | 60 | Variable Generation (MW) | 820 | 4
3 Revenue Sufficiency | 2026 | 60 | Variable Generation (MW) | 830 | 2
3 Revenue Sufficiency | 2026 | 60 | Variable Generation (MW) | 840 | 3
3 Revenue Sufficiency | 2026 | 60 | Variable Generation (MW) | 850 | 1
3 Revenue Sufficiency | 2026 | 60 | Variable Generation (MW) | 860 | 2
3 Revenue Sufficiency | 2026 | 60 | Variable Generation (MW) | 870 | 1
3 Revenue Sufficiency | 2026 | 60 | Variable Generation (MW) | 880 | 3
3 Revenue Sufficiency | 2026 | 60 | Variable Generation (MW) | 890 | 2
3 Revenue Sufficiency | 2026 | 60 | Variable Generation (MW) | 900 | 2
3 Revenue Sufficiency | 2026 | 60 | Variable Generation (MW) | 910 | 1
3 Revenue Sufficiency | 2026 | 60 | Variable Generation (MW) | 920 | 0
3 Revenue Sufficiency | 2026 | 60 | Variable Generation (MW) | 930 | 1
3 Revenue Sufficiency | 2026 | 60 | Variable Generation (MW) | 940 | 0
3 Revenue Sufficiency | 2026 | 60 | Variable Generation (MW) | 950 | 1
3 Revenue Sufficiency | 2026 | 60 | Variable Generation (MW) | 960 | 1
3 Revenue Sufficiency | 2026 | 60 | Variable Generation (MW) | 970 | 2
3 Revenue Sufficiency | 2026 | 60 | Variable Generation (MW) | 980 | 1
3 Revenue Sufficiency | 2026 | 60 | Variable Generation (MW) | 990 | 1
3 Revenue Sufficiency | 2026 | 60 | Variable Generation (MW) | 1000 | 0
3 Revenue Sufficiency | 2026 | 60 | Variable Generation (MW) | 1010 | 0
3 Revenue Sufficiency | 2026 | 60 | Variable Generation (MW) | 1020 | 1
3 Revenue Sufficiency | 2026 | 60 | Variable Generation (MW) | 1030 | 1
3 Revenue Sufficiency | 2026 | 60 | Variable Generation (MW) | 1040 | 1
3 Revenue Sufficiency | 2026 | 60 | Variable Generation (MW) | 1050 | 0
3 Revenue Sufficiency | 2026 | 60 | Variable Generation (MW) | 1060 | 0
3 Revenue Sufficiency | 2026 | 60 | Variable Generation (MW) | 1070 | 1
3 Revenue Sufficiency | 2026 | 60 | Variable Generation (MW) | 1080 | 1
3 Revenue Sufficiency | 2026 | 10 | Net Demand (MW) | -440 | 1
3 Revenue Sufficiency | 2026 | 10 | Net Demand (MW) | -430 | 0
3 Revenue Sufficiency | 2026 | 10 | Net Demand (MW) | -420 | 0
3 Revenue Sufficiency | 2026 | 10 | Net Demand (MW) | -410 | 0
3 Revenue Sufficiency | 2026 | 10 | Net Demand (MW) | -400 | 0
3 Revenue Sufficiency | 2026 | 10 | Net Demand (MW) | -390 | 0
3 Revenue Sufficiency | 2026 | 10 | Net Demand (MW) | -380 | 0
3 Revenue Sufficiency | 2026 | 10 | Net Demand (MW) | -370 | 0
3 Revenue Sufficiency | 2026 | 10 | Net Demand (MW) | -360 | 0
3 Revenue Sufficiency | 2026 | 10 | Net Demand (MW) | -350 | 1
3 Revenue Sufficiency | 2026 | 10 | Net Demand (MW) | -340 | 0
3 Revenue Sufficiency | 2026 | 10 | Net Demand (MW) | -330 | 0
3 Revenue Sufficiency | 2026 | 10 | Net Demand (MW) | -320 | 0
3 Revenue Sufficiency | 2026 | 10 | Net Demand (MW) | -310 | 1
3 Revenue Sufficiency | 2026 | 10 | Net Demand (MW) | -300 | 0
3 Revenue Sufficiency | 2026 | 10 | Net Demand (MW) | -290 | 0
3 Revenue Sufficiency | 2026 | 10 | Net Demand (MW) | -280 | 2
3 Revenue Sufficiency | 2026 | 10 | Net Demand (MW) | -270 | 2
3 Revenue Sufficiency | 2026 | 10 | Net Demand (MW) | -260 | 2
3 Revenue Sufficiency | 2026 | 10 | Net Demand (MW) | -250 | 3
3 Revenue Sufficiency | 2026 | 10 | Net Demand (MW) | -240 | 9
3 Revenue Sufficiency | 2026 | 10 | Net Demand (MW) | -230 | 3
3 Revenue Sufficiency | 2026 | 10 | Net Demand (MW) | -220 | 11
3 Revenue Sufficiency | 2026 | 10 | Net Demand (MW) | -210 | 8
3 Revenue Sufficiency | 2026 | 10 | Net Demand (MW) | -200 | 4
3 Revenue Sufficiency | 2026 | 10 | Net Demand (MW) | -190 | 17
3 Revenue Sufficiency | 2026 | 10 | Net Demand (MW) | -180 | 22
3 Revenue Sufficiency | 2026 | 10 | Net Demand (MW) | -170 | 42
3 Revenue Sufficiency | 2026 | 10 | Net Demand (MW) | -160 | 46
3 Revenue Sufficiency | 2026 | 10 | Net Demand (MW) | -150 | 76
3 Revenue Sufficiency | 2026 | 10 | Net Demand (MW) | -140 | 127
3 Revenue Sufficiency | 2026 | 10 | Net Demand (MW) | -130 | 141
3 Revenue Sufficiency | 2026 | 10 | Net Demand (MW) | -120 | 271
3 Revenue Sufficiency | 2026 | 10 | Net Demand (MW) | -110 | 361
3 Revenue Sufficiency | 2026 | 10 | Net Demand (MW) | -100 | 521
3 Revenue Sufficiency | 2026 | 10 | Net Demand (MW) | -90 | 679
3 Revenue Sufficiency | 2026 | 10 | Net Demand (MW) | -80 | 1011
3 Revenue Sufficiency | 2026 | 10 | Net Demand (MW) | -70 | 1309
3 Revenue Sufficiency | 2026 | 10 | Net Demand (MW) | -60 | 1795
3 Revenue Sufficiency | 2026 | 10 | Net Demand (MW) | -50 | 2347
3 Revenue Sufficiency | 2026 | 10 | Net Demand (MW) | -40 | 2826
3 Revenue Sufficiency | 2026 | 10 | Net Demand (MW) | -30 | 3539
3 Revenue Sufficiency | 2026 | 10 | Net Demand (MW) | -20 | 4154
3 Revenue Sufficiency | 2026 | 10 | Net Demand (MW) | -10 | 4809
3 Revenue Sufficiency | 2026 | 10 | Net Demand (MW) | 0 | 4969
3 Revenue Sufficiency | 2026 | 10 | Net Demand (MW) | 10 | 4735
3 Revenue Sufficiency | 2026 | 10 | Net Demand (MW) | 20 | 4178
3 Revenue Sufficiency | 2026 | 10 | Net Demand (MW) | 30 | 3314
3 Revenue Sufficiency | 2026 | 10 | Net Demand (MW) | 40 | 2762
3 Revenue Sufficiency | 2026 | 10 | Net Demand (MW) | 50 | 2061
3 Revenue Sufficiency | 2026 | 10 | Net Demand (MW) | 60 | 1565
3 Revenue Sufficiency | 2026 | 10 | Net Demand (MW) | 70 | 1267
3 Revenue Sufficiency | 2026 | 10 | Net Demand (MW) | 80 | 855
3 Revenue Sufficiency | 2026 | 10 | Net Demand (MW) | 90 | 672
3 Revenue Sufficiency | 2026 | 10 | Net Demand (MW) | 100 | 511
3 Revenue Sufficiency | 2026 | 10 | Net Demand (MW) | 110 | 399
3 Revenue Sufficiency | 2026 | 10 | Net Demand (MW) | 120 | 324
3 Revenue Sufficiency | 2026 | 10 | Net Demand (MW) | 130 | 221
3 Revenue Sufficiency | 2026 | 10 | Net Demand (MW) | 140 | 180
3 Revenue Sufficiency | 2026 | 10 | Net Demand (MW) | 150 | 115
3 Revenue Sufficiency | 2026 | 10 | Net Demand (MW) | 160 | 86
3 Revenue Sufficiency | 2026 | 10 | Net Demand (MW) | 170 | 73
3 Revenue Sufficiency | 2026 | 10 | Net Demand (MW) | 180 | 39
3 Revenue Sufficiency | 2026 | 10 | Net Demand (MW) | 190 | 31
3 Revenue Sufficiency | 2026 | 10 | Net Demand (MW) | 200 | 16
3 Revenue Sufficiency | 2026 | 10 | Net Demand (MW) | 210 | 8
3 Revenue Sufficiency | 2026 | 10 | Net Demand (MW) | 220 | 13
3 Revenue Sufficiency | 2026 | 10 | Net Demand (MW) | 230 | 10
3 Revenue Sufficiency | 2026 | 10 | Net Demand (MW) | 240 | 3
3 Revenue Sufficiency | 2026 | 10 | Net Demand (MW) | 250 | 3
3 Revenue Sufficiency | 2026 | 10 | Net Demand (MW) | 260 | 2
3 Revenue Sufficiency | 2026 | 10 | Net Demand (MW) | 270 | 2
3 Revenue Sufficiency | 2026 | 10 | Net Demand (MW) | 280 | 3
3 Revenue Sufficiency | 2026 | 10 | Net Demand (MW) | 290 | 0
3 Revenue Sufficiency | 2026 | 10 | Net Demand (MW) | 300 | 1
3 Revenue Sufficiency | 2026 | 10 | Net Demand (MW) | 310 | 0
3 Revenue Sufficiency | 2026 | 10 | Net Demand (MW) | 320 | 0
3 Revenue Sufficiency | 2026 | 10 | Net Demand (MW) | 330 | 1
3 Revenue Sufficiency | 2026 | 60 | Net Demand (MW) | -1260 | 1
3 Revenue Sufficiency | 2026 | 60 | Net Demand (MW) | -1250 | 0
3 Revenue Sufficiency | 2026 | 60 | Net Demand (MW) | -1240 | 0
3 Revenue Sufficiency | 2026 | 60 | Net Demand (MW) | -1230 | 1
3 Revenue Sufficiency | 2026 | 60 | Net Demand (MW) | -1220 | 0
3 Revenue Sufficiency | 2026 | 60 | Net Demand (MW) | -1210 | 0
3 Revenue Sufficiency | 2026 | 60 | Net Demand (MW) | -1200 | 0
3 Revenue Sufficiency | 2026 | 60 | Net Demand (MW) | -1190 | 0
3 Revenue Sufficiency | 2026 | 60 | Net Demand (MW) | -1180 | 0
3 Revenue Sufficiency | 2026 | 60 | Net Demand (MW) | -1170 | 3
3 Revenue Sufficiency | 2026 | 60 | Net Demand (MW) | -1160 | 1
3 Revenue Sufficiency | 2026 | 60 | Net Demand (MW) | -1150 | 0
3 Revenue Sufficiency | 2026 | 60 | Net Demand (MW) | -1140 | 1
3 Revenue Sufficiency | 2026 | 60 | Net Demand (MW) | -1130 | 0
3 Revenue Sufficiency | 2026 | 60 | Net Demand (MW) | -1120 | 2
3 Revenue Sufficiency | 2026 | 60 | Net Demand (MW) | -1110 | 1
3 Revenue Sufficiency | 2026 | 60 | Net Demand (MW) | -1100 | 2
3 Revenue Sufficiency | 2026 | 60 | Net Demand (MW) | -1090 | 0
3 Revenue Sufficiency | 2026 | 60 | Net Demand (MW) | -1080 | 0
3 Revenue Sufficiency | 2026 | 60 | Net Demand (MW) | -1070 | 1
3 Revenue Sufficiency | 2026 | 60 | Net Demand (MW) | -1060 | 0
3 Revenue Sufficiency | 2026 | 60 | Net Demand (MW) | -1050 | 1
3 Revenue Sufficiency | 2026 | 60 | Net Demand (MW) | -1040 | 2
3 Revenue Sufficiency | 2026 | 60 | Net Demand (MW) | -1030 | 0
3 Revenue Sufficiency | 2026 | 60 | Net Demand (MW) | -1020 | 2
3 Revenue Sufficiency | 2026 | 60 | Net Demand (MW) | -1010 | 1
3 Revenue Sufficiency | 2026 | 60 | Net Demand (MW) | -1000 | 1
3 Revenue Sufficiency | 2026 | 60 | Net Demand (MW) | -990 | 1
3 Revenue Sufficiency | 2026 | 60 | Net Demand (MW) | -980 | 1
3 Revenue Sufficiency | 2026 | 60 | Net Demand (MW) | -970 | 3
3 Revenue Sufficiency | 2026 | 60 | Net Demand (MW) | -960 | 3
3 Revenue Sufficiency | 2026 | 60 | Net Demand (MW) | -950 | 0
3 Revenue Sufficiency | 2026 | 60 | Net Demand (MW) | -940 | 2
3 Revenue Sufficiency | 2026 | 60 | Net Demand (MW) | -930 | 2
3 Revenue Sufficiency | 2026 | 60 | Net Demand (MW) | -920 | 1
3 Revenue Sufficiency | 2026 | 60 | Net Demand (MW) | -910 | 4
3 Revenue Sufficiency | 2026 | 60 | Net Demand (MW) | -900 | 6
3 Revenue Sufficiency | 2026 | 60 | Net Demand (MW) | -890 | 0
3 Revenue Sufficiency | 2026 | 60 | Net Demand (MW) | -880 | 2
3 Revenue Sufficiency | 2026 | 60 | Net Demand (MW) | -870 | 3
3 Revenue Sufficiency | 2026 | 60 | Net Demand (MW) | -860 | 3
3 Revenue Sufficiency | 2026 | 60 | Net Demand (MW) | -850 | 7
3 Revenue Sufficiency | 2026 | 60 | Net Demand (MW) | -840 | 3
3 Revenue Sufficiency | 2026 | 60 | Net Demand (MW) | -830 | 10
3 Revenue Sufficiency | 2026 | 60 | Net Demand (MW) | -820 | 11
3 Revenue Sufficiency | 2026 | 60 | Net Demand (MW) | -810 | 6
3 Revenue Sufficiency | 2026 | 60 | Net Demand (MW) | -800 | 8
3 Revenue Sufficiency | 2026 | 60 | Net Demand (MW) | -790 | 9
3 Revenue Sufficiency | 2026 | 60 | Net Demand (MW) | -780 | 7
3 Revenue Sufficiency | 2026 | 60 | Net Demand (MW) | -770 | 9
3 Revenue Sufficiency | 2026 | 60 | Net Demand (MW) | -760 | 8
3 Revenue Sufficiency | 2026 | 60 | Net Demand (MW) | -750 | 8
3 Revenue Sufficiency | 2026 | 60 | Net Demand (MW) | -740 | 13
3 Revenue Sufficiency | 2026 | 60 | Net Demand (MW) | -730 | 20
3 Revenue Sufficiency | 2026 | 60 | Net Demand (MW) | -720 | 11
3 Revenue Sufficiency | 2026 | 60 | Net Demand (MW) | -710 | 22
3 Revenue Sufficiency | 2026 | 60 | Net Demand (MW) | -700 | 19
3 Revenue Sufficiency | 2026 | 60 | Net Demand (MW) | -690 | 17
3 Revenue Sufficiency | 2026 | 60 | Net Demand (MW) | -680 | 22
3 Revenue Sufficiency | 2026 | 60 | Net Demand (MW) | -670 | 22
3 Revenue Sufficiency | 2026 | 60 | Net Demand (MW) | -660 | 29
3 Revenue Sufficiency | 2026 | 60 | Net Demand (MW) | -650 | 30
3 Revenue Sufficiency | 2026 | 60 | Net Demand (MW) | -640 | 39
3 Revenue Sufficiency | 2026 | 60 | Net Demand (MW) | -630 | 46
3 Revenue Sufficiency | 2026 | 60 | Net Demand (MW) | -620 | 46
3 Revenue Sufficiency | 2026 | 60 | Net Demand (MW) | -610 | 46
3 Revenue Sufficiency | 2026 | 60 | Net Demand (MW) | -600 | 51
3 Revenue Sufficiency | 2026 | 60 | Net Demand (MW) | -590 | 59
3 Revenue Sufficiency | 2026 | 60 | Net Demand (MW) | -580 | 61
3 Revenue Sufficiency | 2026 | 60 | Net Demand (MW) | -570 | 67
3 Revenue Sufficiency | 2026 | 60 | Net Demand (MW) | -560 | 74
3 Revenue Sufficiency | 2026 | 60 | Net Demand (MW) | -550 | 62
3 Revenue Sufficiency | 2026 | 60 | Net Demand (MW) | -540 | 86
3 Revenue Sufficiency | 2026 | 60 | Net Demand (MW) | -530 | 71
3 Revenue Sufficiency | 2026 | 60 | Net Demand (MW) | -520 | 87
3 Revenue Sufficiency | 2026 | 60 | Net Demand (MW) | -510 | 102
3 Revenue Sufficiency | 2026 | 60 | Net Demand (MW) | -500 | 94
3 Revenue Sufficiency | 2026 | 60 | Net Demand (MW) | -490 | 119
3 Revenue Sufficiency | 2026 | 60 | Net Demand (MW) | -480 | 115
3 Revenue Sufficiency | 2026 | 60 | Net Demand (MW) | -470 | 126
3 Revenue Sufficiency | 2026 | 60 | Net Demand (MW) | -460 | 142
3 Revenue Sufficiency | 2026 | 60 | Net Demand (MW) | -450 | 155
3 Revenue Sufficiency | 2026 | 60 | Net Demand (MW) | -440 | 170
3 Revenue Sufficiency | 2026 | 60 | Net Demand (MW) | -430 | 164
3 Revenue Sufficiency | 2026 | 60 | Net Demand (MW) | -420 | 184
3 Revenue Sufficiency | 2026 | 60 | Net Demand (MW) | -410 | 194
3 Revenue Sufficiency | 2026 | 60 | Net Demand (MW) | -400 | 213
3 Revenue Sufficiency | 2026 | 60 | Net Demand (MW) | -390 | 224
3 Revenue Sufficiency | 2026 | 60 | Net Demand (MW) | -380 | 207
3 Revenue Sufficiency | 2026 | 60 | Net Demand (MW) | -370 | 253
3 Revenue Sufficiency | 2026 | 60 | Net Demand (MW) | -360 | 250
3 Revenue Sufficiency | 2026 | 60 | Net Demand (MW) | -350 | 291
3 Revenue Sufficiency | 2026 | 60 | Net Demand (MW) | -340 | 302
3 Revenue Sufficiency | 2026 | 60 | Net Demand (MW) | -330 | 345
3 Revenue Sufficiency | 2026 | 60 | Net Demand (MW) | -320 | 330
3 Revenue Sufficiency | 2026 | 60 | Net Demand (MW) | -310 | 350
3 Revenue Sufficiency | 2026 | 60 | Net Demand (MW) | -300 | 359
3 Revenue Sufficiency | 2026 | 60 | Net Demand (MW) | -290 | 385
3 Revenue Sufficiency | 2026 | 60 | Net Demand (MW) | -280 | 366
3 Revenue Sufficiency | 2026 | 60 | Net Demand (MW) | -270 | 429
3 Revenue Sufficiency | 2026 | 60 | Net Demand (MW) | -260 | 408
3 Revenue Sufficiency | 2026 | 60 | Net Demand (MW) | -250 | 401
3 Revenue Sufficiency | 2026 | 60 | Net Demand (MW) | -240 | 467
3 Revenue Sufficiency | 2026 | 60 | Net Demand (MW) | -230 | 457
3 Revenue Sufficiency | 2026 | 60 | Net Demand (MW) | -220 | 488
3 Revenue Sufficiency | 2026 | 60 | Net Demand (MW) | -210 | 520
3 Revenue Sufficiency | 2026 | 60 | Net Demand (MW) | -200 | 520
3 Revenue Sufficiency | 2026 | 60 | Net Demand (MW) | -190 | 611
3 Revenue Sufficiency | 2026 | 60 | Net Demand (MW) | -180 | 612
3 Revenue Sufficiency | 2026 | 60 | Net Demand (MW) | -170 | 676
3 Revenue Sufficiency | 2026 | 60 | Net Demand (MW) | -160 | 744
3 Revenue Sufficiency | 2026 | 60 | Net Demand (MW) | -150 | 657
3 Revenue Sufficiency | 2026 | 60 | Net Demand (MW) | -140 | 688
3 Revenue Sufficiency | 2026 | 60 | Net Demand (MW) | -130 | 776
3 Revenue Sufficiency | 2026 | 60 | Net Demand (MW) | -120 | 783
3 Revenue Sufficiency | 2026 | 60 | Net Demand (MW) | -110 | 782
3 Revenue Sufficiency | 2026 | 60 | Net Demand (MW) | -100 | 837
3 Revenue Sufficiency | 2026 | 60 | Net Demand (MW) | -90 | 833
3 Revenue Sufficiency | 2026 | 60 | Net Demand (MW) | -80 | 910
3 Revenue Sufficiency | 2026 | 60 | Net Demand (MW) | -70 | 902
3 Revenue Sufficiency | 2026 | 60 | Net Demand (MW) | -60 | 959
3 Revenue Sufficiency | 2026 | 60 | Net Demand (MW) | -50 | 965
3 Revenue Sufficiency | 2026 | 60 | Net Demand (MW) | -40 | 1018
3 Revenue Sufficiency | 2026 | 60 | Net Demand (MW) | -30 | 993
3 Revenue Sufficiency | 2026 | 60 | Net Demand (MW) | -20 | 1016
3 Revenue Sufficiency | 2026 | 60 | Net Demand (MW) | -10 | 1033
3 Revenue Sufficiency | 2026 | 60 | Net Demand (MW) | 0 | 1089
3 Revenue Sufficiency | 2026 | 60 | Net Demand (MW) | 10 | 1062
3 Revenue Sufficiency | 2026 | 60 | Net Demand (MW) | 20 | 1063
3 Revenue Sufficiency | 2026 | 60 | Net Demand (MW) | 30 | 1079
3 Revenue Sufficiency | 2026 | 60 | Net Demand (MW) | 40 | 1017
3 Revenue Sufficiency | 2026 | 60 | Net Demand (MW) | 50 | 984
3 Revenue Sufficiency | 2026 | 60 | Net Demand (MW) | 60 | 997
3 Revenue Sufficiency | 2026 | 60 | Net Demand (MW) | 70 | 960
3 Revenue Sufficiency | 2026 | 60 | Net Demand (MW) | 80 | 890
3 Revenue Sufficiency | 2026 | 60 | Net Demand (MW) | 90 | 877
3 Revenue Sufficiency | 2026 | 60 | Net Demand (MW) | 100 | 845
3 Revenue Sufficiency | 2026 | 60 | Net Demand (MW) | 110 | 806
3 Revenue Sufficiency | 2026 | 60 | Net Demand (MW) | 120 | 762
3 Revenue Sufficiency | 2026 | 60 | Net Demand (MW) | 130 | 727
3 Revenue Sufficiency | 2026 | 60 | Net Demand (MW) | 140 | 649
3 Revenue Sufficiency | 2026 | 60 | Net Demand (MW) | 150 | 660
3 Revenue Sufficiency | 2026 | 60 | Net Demand (MW) | 160 | 599
3 Revenue Sufficiency | 2026 | 60 | Net Demand (MW) | 170 | 607
3 Revenue Sufficiency | 2026 | 60 | Net Demand (MW) | 180 | 565
3 Revenue Sufficiency | 2026 | 60 | Net Demand (MW) | 190 | 530
3 Revenue Sufficiency | 2026 | 60 | Net Demand (MW) | 200 | 505
3 Revenue Sufficiency | 2026 | 60 | Net Demand (MW) | 210 | 459
3 Revenue Sufficiency | 2026 | 60 | Net Demand (MW) | 220 | 451
3 Revenue Sufficiency | 2026 | 60 | Net Demand (MW) | 230 | 442
3 Revenue Sufficiency | 2026 | 60 | Net Demand (MW) | 240 | 394
3 Revenue Sufficiency | 2026 | 60 | Net Demand (MW) | 250 | 370
3 Revenue Sufficiency | 2026 | 60 | Net Demand (MW) | 260 | 394
3 Revenue Sufficiency | 2026 | 60 | Net Demand (MW) | 270 | 344
3 Revenue Sufficiency | 2026 | 60 | Net Demand (MW) | 280 | 343
3 Revenue Sufficiency | 2026 | 60 | Net Demand (MW) | 290 | 333
3 Revenue Sufficiency | 2026 | 60 | Net Demand (MW) | 300 | 302
3 Revenue Sufficiency | 2026 | 60 | Net Demand (MW) | 310 | 262
3 Revenue Sufficiency | 2026 | 60 | Net Demand (MW) | 320 | 248
3 Revenue Sufficiency | 2026 | 60 | Net Demand (MW) | 330 | 261
3 Revenue Sufficiency | 2026 | 60 | Net Demand (MW) | 340 | 234
3 Revenue Sufficiency | 2026 | 60 | Net Demand (MW) | 350 | 218
3 Revenue Sufficiency | 2026 | 60 | Net Demand (MW) | 360 | 208
3 Revenue Sufficiency | 2026 | 60 | Net Demand (MW) | 370 | 175
3 Revenue Sufficiency | 2026 | 60 | Net Demand (MW) | 380 | 220
3 Revenue Sufficiency | 2026 | 60 | Net Demand (MW) | 390 | 191
3 Revenue Sufficiency | 2026 | 60 | Net Demand (MW) | 400 | 165
3 Revenue Sufficiency | 2026 | 60 | Net Demand (MW) | 410 | 177
3 Revenue Sufficiency | 2026 | 60 | Net Demand (MW) | 420 | 172
3 Revenue Sufficiency | 2026 | 60 | Net Demand (MW) | 430 | 154
3 Revenue Sufficiency | 2026 | 60 | Net Demand (MW) | 440 | 147
3 Revenue Sufficiency | 2026 | 60 | Net Demand (MW) | 450 | 158
3 Revenue Sufficiency | 2026 | 60 | Net Demand (MW) | 460 | 127
3 Revenue Sufficiency | 2026 | 60 | Net Demand (MW) | 470 | 129
3 Revenue Sufficiency | 2026 | 60 | Net Demand (MW) | 480 | 121
3 Revenue Sufficiency | 2026 | 60 | Net Demand (MW) | 490 | 102
3 Revenue Sufficiency | 2026 | 60 | Net Demand (MW) | 500 | 113
3 Revenue Sufficiency | 2026 | 60 | Net Demand (MW) | 510 | 113
3 Revenue Sufficiency | 2026 | 60 | Net Demand (MW) | 520 | 100
3 Revenue Sufficiency | 2026 | 60 | Net Demand (MW) | 530 | 112
3 Revenue Sufficiency | 2026 | 60 | Net Demand (MW) | 540 | 97
3 Revenue Sufficiency | 2026 | 60 | Net Demand (MW) | 550 | 71
3 Revenue Sufficiency | 2026 | 60 | Net Demand (MW) | 560 | 66
3 Revenue Sufficiency | 2026 | 60 | Net Demand (MW) | 570 | 78
3 Revenue Sufficiency | 2026 | 60 | Net Demand (MW) | 580 | 73
3 Revenue Sufficiency | 2026 | 60 | Net Demand (MW) | 590 | 54
3 Revenue Sufficiency | 2026 | 60 | Net Demand (MW) | 600 | 63
3 Revenue Sufficiency | 2026 | 60 | Net Demand (MW) | 610 | 56
3 Revenue Sufficiency | 2026 | 60 | Net Demand (MW) | 620 | 69
3 Revenue Sufficiency | 2026 | 60 | Net Demand (MW) | 630 | 66
3 Revenue Sufficiency | 2026 | 60 | Net Demand (MW) | 640 | 59
3 Revenue Sufficiency | 2026 | 60 | Net Demand (MW) | 650 | 52
3 Revenue Sufficiency | 2026 | 60 | Net Demand (MW) | 660 | 34
3 Revenue Sufficiency | 2026 | 60 | Net Demand (MW) | 670 | 52
3 Revenue Sufficiency | 2026 | 60 | Net Demand (MW) | 680 | 56
3 Revenue Sufficiency | 2026 | 60 | Net Demand (MW) | 690 | 38
3 Revenue Sufficiency | 2026 | 60 | Net Demand (MW) | 700 | 31
3 Revenue Sufficiency | 2026 | 60 | Net Demand (MW) | 710 | 39
3 Revenue Sufficiency | 2026 | 60 | Net Demand (MW) | 720 | 35
3 Revenue Sufficiency | 2026 | 60 | Net Demand (MW) | 730 | 31
3 Revenue Sufficiency | 2026 | 60 | Net Demand (MW) | 740 | 30
3 Revenue Sufficiency | 2026 | 60 | Net Demand (MW) | 750 | 30
3 Revenue Sufficiency | 2026 | 60 | Net Demand (MW) | 760 | 24
3 Revenue Sufficiency | 2026 | 60 | Net Demand (MW) | 770 | 24
3 Revenue Sufficiency | 2026 | 60 | Net Demand (MW) | 780 | 26
3 Revenue Sufficiency | 2026 | 60 | Net Demand (MW) | 790 | 19
3 Revenue Sufficiency | 2026 | 60 | Net Demand (MW) | 800 | 18
3 Revenue Sufficiency | 2026 | 60 | Net Demand (MW) | 810 | 16
3 Revenue Sufficiency | 2026 | 60 | Net Demand (MW) | 820 | 24
3 Revenue Sufficiency | 2026 | 60 | Net Demand (MW) | 830 | 9
3 Revenue Sufficiency | 2026 | 60 | Net Demand (MW) | 840 | 9
3 Revenue Sufficiency | 2026 | 60 | Net Demand (MW) | 850 | 13
3 Revenue Sufficiency | 2026 | 60 | Net Demand (MW) | 860 | 7
3 Revenue Sufficiency | 2026 | 60 | Net Demand (MW) | 870 | 14
3 Revenue Sufficiency | 2026 | 60 | Net Demand (MW) | 880 | 5
3 Revenue Sufficiency | 2026 | 60 | Net Demand (MW) | 890 | 6
3 Revenue Sufficiency | 2026 | 60 | Net Demand (MW) | 900 | 9
3 Revenue Sufficiency | 2026 | 60 | Net Demand (MW) | 910 | 4
3 Revenue Sufficiency | 2026 | 60 | Net Demand (MW) | 920 | 4
3 Revenue Sufficiency | 2026 | 60 | Net Demand (MW) | 930 | 4
3 Revenue Sufficiency | 2026 | 60 | Net Demand (MW) | 940 | 6
3 Revenue Sufficiency | 2026 | 60 | Net Demand (MW) | 950 | 7
3 Revenue Sufficiency | 2026 | 60 | Net Demand (MW) | 960 | 8
3 Revenue Sufficiency | 2026 | 60 | Net Demand (MW) | 970 | 2
3 Revenue Sufficiency | 2026 | 60 | Net Demand (MW) | 980 | 2
3 Revenue Sufficiency | 2026 | 60 | Net Demand (MW) | 990 | 6
3 Revenue Sufficiency | 2026 | 60 | Net Demand (MW) | 1000 | 1
3 Revenue Sufficiency | 2026 | 60 | Net Demand (MW) | 1010 | 2
3 Revenue Sufficiency | 2026 | 60 | Net Demand (MW) | 1020 | 3
3 Revenue Sufficiency | 2026 | 60 | Net Demand (MW) | 1030 | 2
3 Revenue Sufficiency | 2026 | 60 | Net Demand (MW) | 1040 | 3
3 Revenue Sufficiency | 2026 | 60 | Net Demand (MW) | 1050 | 1
3 Revenue Sufficiency | 2026 | 60 | Net Demand (MW) | 1060 | 1
3 Revenue Sufficiency | 2026 | 60 | Net Demand (MW) | 1070 | 2
3 Revenue Sufficiency | 2026 | 60 | Net Demand (MW) | 1080 | 0
3 Revenue Sufficiency | 2026 | 60 | Net Demand (MW) | 1090 | 1
3 Revenue Sufficiency | 2026 | 60 | Net Demand (MW) | 1100 | 2
3 Revenue Sufficiency | 2026 | 60 | Net Demand (MW) | 1110 | 2
3 Revenue Sufficiency | 2026 | 60 | Net Demand (MW) | 1120 | 1
3 Revenue Sufficiency | 2026 | 60 | Net Demand (MW) | 1130 | 1
3 Revenue Sufficiency | 2026 | 60 | Net Demand (MW) | 1140 | 1
3 Revenue Sufficiency | 2026 | 60 | Net Demand (MW) | 1150 | 2
3 Revenue Sufficiency | 2026 | 60 | Net Demand (MW) | 1160 | 0
3 Revenue Sufficiency | 2026 | 60 | Net Demand (MW) | 1170 | 0
3 Revenue Sufficiency | 2026 | 60 | Net Demand (MW) | 1180 | 0
3 Revenue Sufficiency | 2026 | 60 | Net Demand (MW) | 1190 | 1
3 Revenue Sufficiency | 2026 | 60 | Net Demand (MW) | 1200 | 0
3 Revenue Sufficiency | 2026 | 60 | Net Demand (MW) | 1210 | 0
3 Revenue Sufficiency | 2026 | 60 | Net Demand (MW) | 1220 | 1
3 Revenue Sufficiency | 2026 | 60 | Net Demand (MW) | 1230 | 1
3 Revenue Sufficiency | 2026 | 60 | Net Demand (MW) | 1240 | 1
3 Revenue Sufficiency | 2026 | 60 | Net Demand (MW) | 1250 | 1
3 Revenue Sufficiency | 2026 | 60 | Net Demand (MW) | 1260 | 0
3 Revenue Sufficiency | 2026 | 60 | Net Demand (MW) | 1270 | 0
3 Revenue Sufficiency | 2026 | 60 | Net Demand (MW) | 1280 | 1
3 Revenue Sufficiency | 2026 | 60 | Net Demand (MW) | 1290 | 3
3 Revenue Sufficiency | 2027 | 10 | Alberta Internal Load (MW) | -390 | 1
3 Revenue Sufficiency | 2027 | 10 | Alberta Internal Load (MW) | -380 | 0
3 Revenue Sufficiency | 2027 | 10 | Alberta Internal Load (MW) | -370 | 0
3 Revenue Sufficiency | 2027 | 10 | Alberta Internal Load (MW) | -360 | 0
3 Revenue Sufficiency | 2027 | 10 | Alberta Internal Load (MW) | -350 | 0
3 Revenue Sufficiency | 2027 | 10 | Alberta Internal Load (MW) | -340 | 0
3 Revenue Sufficiency | 2027 | 10 | Alberta Internal Load (MW) | -330 | 0
3 Revenue Sufficiency | 2027 | 10 | Alberta Internal Load (MW) | -320 | 0
3 Revenue Sufficiency | 2027 | 10 | Alberta Internal Load (MW) | -310 | 0
3 Revenue Sufficiency | 2027 | 10 | Alberta Internal Load (MW) | -300 | 0
3 Revenue Sufficiency | 2027 | 10 | Alberta Internal Load (MW) | -290 | 0
3 Revenue Sufficiency | 2027 | 10 | Alberta Internal Load (MW) | -280 | 0
3 Revenue Sufficiency | 2027 | 10 | Alberta Internal Load (MW) | -270 | 0
3 Revenue Sufficiency | 2027 | 10 | Alberta Internal Load (MW) | -260 | 0
3 Revenue Sufficiency | 2027 | 10 | Alberta Internal Load (MW) | -250 | 1
3 Revenue Sufficiency | 2027 | 10 | Alberta Internal Load (MW) | -240 | 0
3 Revenue Sufficiency | 2027 | 10 | Alberta Internal Load (MW) | -230 | 2
3 Revenue Sufficiency | 2027 | 10 | Alberta Internal Load (MW) | -220 | 1
3 Revenue Sufficiency | 2027 | 10 | Alberta Internal Load (MW) | -210 | 0
3 Revenue Sufficiency | 2027 | 10 | Alberta Internal Load (MW) | -200 | 0
3 Revenue Sufficiency | 2027 | 10 | Alberta Internal Load (MW) | -190 | 0
3 Revenue Sufficiency | 2027 | 10 | Alberta Internal Load (MW) | -180 | 2
3 Revenue Sufficiency | 2027 | 10 | Alberta Internal Load (MW) | -170 | 2
3 Revenue Sufficiency | 2027 | 10 | Alberta Internal Load (MW) | -160 | 10
3 Revenue Sufficiency | 2027 | 10 | Alberta Internal Load (MW) | -150 | 11
3 Revenue Sufficiency | 2027 | 10 | Alberta Internal Load (MW) | -140 | 22
3 Revenue Sufficiency | 2027 | 10 | Alberta Internal Load (MW) | -130 | 52
3 Revenue Sufficiency | 2027 | 10 | Alberta Internal Load (MW) | -120 | 76
3 Revenue Sufficiency | 2027 | 10 | Alberta Internal Load (MW) | -110 | 131
3 Revenue Sufficiency | 2027 | 10 | Alberta Internal Load (MW) | -100 | 218
3 Revenue Sufficiency | 2027 | 10 | Alberta Internal Load (MW) | -90 | 366
3 Revenue Sufficiency | 2027 | 10 | Alberta Internal Load (MW) | -80 | 495
3 Revenue Sufficiency | 2027 | 10 | Alberta Internal Load (MW) | -70 | 742
3 Revenue Sufficiency | 2027 | 10 | Alberta Internal Load (MW) | -60 | 1170
3 Revenue Sufficiency | 2027 | 10 | Alberta Internal Load (MW) | -50 | 1993
3 Revenue Sufficiency | 2027 | 10 | Alberta Internal Load (MW) | -40 | 2795
3 Revenue Sufficiency | 2027 | 10 | Alberta Internal Load (MW) | -30 | 4001
3 Revenue Sufficiency | 2027 | 10 | Alberta Internal Load (MW) | -20 | 5238
3 Revenue Sufficiency | 2027 | 10 | Alberta Internal Load (MW) | -10 | 6541
3 Revenue Sufficiency | 2027 | 10 | Alberta Internal Load (MW) | 0 | 7012
3 Revenue Sufficiency | 2027 | 10 | Alberta Internal Load (MW) | 10 | 6082
3 Revenue Sufficiency | 2027 | 10 | Alberta Internal Load (MW) | 20 | 4644
3 Revenue Sufficiency | 2027 | 10 | Alberta Internal Load (MW) | 30 | 3242
3 Revenue Sufficiency | 2027 | 10 | Alberta Internal Load (MW) | 40 | 2237
3 Revenue Sufficiency | 2027 | 10 | Alberta Internal Load (MW) | 50 | 1526
3 Revenue Sufficiency | 2027 | 10 | Alberta Internal Load (MW) | 60 | 1110
3 Revenue Sufficiency | 2027 | 10 | Alberta Internal Load (MW) | 70 | 761
3 Revenue Sufficiency | 2027 | 10 | Alberta Internal Load (MW) | 80 | 519
3 Revenue Sufficiency | 2027 | 10 | Alberta Internal Load (MW) | 90 | 374
3 Revenue Sufficiency | 2027 | 10 | Alberta Internal Load (MW) | 100 | 333
3 Revenue Sufficiency | 2027 | 10 | Alberta Internal Load (MW) | 110 | 209
3 Revenue Sufficiency | 2027 | 10 | Alberta Internal Load (MW) | 120 | 194
3 Revenue Sufficiency | 2027 | 10 | Alberta Internal Load (MW) | 130 | 171
3 Revenue Sufficiency | 2027 | 10 | Alberta Internal Load (MW) | 140 | 103
3 Revenue Sufficiency | 2027 | 10 | Alberta Internal Load (MW) | 150 | 80
3 Revenue Sufficiency | 2027 | 10 | Alberta Internal Load (MW) | 160 | 46
3 Revenue Sufficiency | 2027 | 10 | Alberta Internal Load (MW) | 170 | 18
3 Revenue Sufficiency | 2027 | 10 | Alberta Internal Load (MW) | 180 | 12
3 Revenue Sufficiency | 2027 | 10 | Alberta Internal Load (MW) | 190 | 6
3 Revenue Sufficiency | 2027 | 10 | Alberta Internal Load (MW) | 200 | 4
3 Revenue Sufficiency | 2027 | 10 | Alberta Internal Load (MW) | 210 | 0
3 Revenue Sufficiency | 2027 | 10 | Alberta Internal Load (MW) | 220 | 2
3 Revenue Sufficiency | 2027 | 10 | Alberta Internal Load (MW) | 230 | 0
3 Revenue Sufficiency | 2027 | 10 | Alberta Internal Load (MW) | 240 | 0
3 Revenue Sufficiency | 2027 | 10 | Alberta Internal Load (MW) | 250 | 1
3 Revenue Sufficiency | 2027 | 10 | Alberta Internal Load (MW) | 260 | 1
3 Revenue Sufficiency | 2027 | 10 | Alberta Internal Load (MW) | 270 | 0
3 Revenue Sufficiency | 2027 | 10 | Alberta Internal Load (MW) | 280 | 0
3 Revenue Sufficiency | 2027 | 10 | Alberta Internal Load (MW) | 290 | 1
3 Revenue Sufficiency | 2027 | 10 | Alberta Internal Load (MW) | 300 | 1
3 Revenue Sufficiency | 2027 | 60 | Alberta Internal Load (MW) | -660 | 2
3 Revenue Sufficiency | 2027 | 60 | Alberta Internal Load (MW) | -650 | 1
3 Revenue Sufficiency | 2027 | 60 | Alberta Internal Load (MW) | -640 | 1
3 Revenue Sufficiency | 2027 | 60 | Alberta Internal Load (MW) | -630 | 1
3 Revenue Sufficiency | 2027 | 60 | Alberta Internal Load (MW) | -620 | 6
3 Revenue Sufficiency | 2027 | 60 | Alberta Internal Load (MW) | -610 | 6
3 Revenue Sufficiency | 2027 | 60 | Alberta Internal Load (MW) | -600 | 7
3 Revenue Sufficiency | 2027 | 60 | Alberta Internal Load (MW) | -590 | 7
3 Revenue Sufficiency | 2027 | 60 | Alberta Internal Load (MW) | -580 | 17
3 Revenue Sufficiency | 2027 | 60 | Alberta Internal Load (MW) | -570 | 17
3 Revenue Sufficiency | 2027 | 60 | Alberta Internal Load (MW) | -560 | 15
3 Revenue Sufficiency | 2027 | 60 | Alberta Internal Load (MW) | -550 | 38
3 Revenue Sufficiency | 2027 | 60 | Alberta Internal Load (MW) | -540 | 47
3 Revenue Sufficiency | 2027 | 60 | Alberta Internal Load (MW) | -530 | 38
3 Revenue Sufficiency | 2027 | 60 | Alberta Internal Load (MW) | -520 | 45
3 Revenue Sufficiency | 2027 | 60 | Alberta Internal Load (MW) | -510 | 75
3 Revenue Sufficiency | 2027 | 60 | Alberta Internal Load (MW) | -500 | 88
3 Revenue Sufficiency | 2027 | 60 | Alberta Internal Load (MW) | -490 | 71
3 Revenue Sufficiency | 2027 | 60 | Alberta Internal Load (MW) | -480 | 68
3 Revenue Sufficiency | 2027 | 60 | Alberta Internal Load (MW) | -470 | 84
3 Revenue Sufficiency | 2027 | 60 | Alberta Internal Load (MW) | -460 | 69
3 Revenue Sufficiency | 2027 | 60 | Alberta Internal Load (MW) | -450 | 96
3 Revenue Sufficiency | 2027 | 60 | Alberta Internal Load (MW) | -440 | 100
3 Revenue Sufficiency | 2027 | 60 | Alberta Internal Load (MW) | -430 | 93
3 Revenue Sufficiency | 2027 | 60 | Alberta Internal Load (MW) | -420 | 93
3 Revenue Sufficiency | 2027 | 60 | Alberta Internal Load (MW) | -410 | 101
3 Revenue Sufficiency | 2027 | 60 | Alberta Internal Load (MW) | -400 | 100
3 Revenue Sufficiency | 2027 | 60 | Alberta Internal Load (MW) | -390 | 120
3 Revenue Sufficiency | 2027 | 60 | Alberta Internal Load (MW) | -380 | 104
3 Revenue Sufficiency | 2027 | 60 | Alberta Internal Load (MW) | -370 | 106
3 Revenue Sufficiency | 2027 | 60 | Alberta Internal Load (MW) | -360 | 152
3 Revenue Sufficiency | 2027 | 60 | Alberta Internal Load (MW) | -350 | 135
3 Revenue Sufficiency | 2027 | 60 | Alberta Internal Load (MW) | -340 | 167
3 Revenue Sufficiency | 2027 | 60 | Alberta Internal Load (MW) | -330 | 191
3 Revenue Sufficiency | 2027 | 60 | Alberta Internal Load (MW) | -320 | 209
3 Revenue Sufficiency | 2027 | 60 | Alberta Internal Load (MW) | -310 | 251
3 Revenue Sufficiency | 2027 | 60 | Alberta Internal Load (MW) | -300 | 281
3 Revenue Sufficiency | 2027 | 60 | Alberta Internal Load (MW) | -290 | 309
3 Revenue Sufficiency | 2027 | 60 | Alberta Internal Load (MW) | -280 | 315
3 Revenue Sufficiency | 2027 | 60 | Alberta Internal Load (MW) | -270 | 351
3 Revenue Sufficiency | 2027 | 60 | Alberta Internal Load (MW) | -260 | 323
3 Revenue Sufficiency | 2027 | 60 | Alberta Internal Load (MW) | -250 | 382
3 Revenue Sufficiency | 2027 | 60 | Alberta Internal Load (MW) | -240 | 420
3 Revenue Sufficiency | 2027 | 60 | Alberta Internal Load (MW) | -230 | 426
3 Revenue Sufficiency | 2027 | 60 | Alberta Internal Load (MW) | -220 | 458
3 Revenue Sufficiency | 2027 | 60 | Alberta Internal Load (MW) | -210 | 475
3 Revenue Sufficiency | 2027 | 60 | Alberta Internal Load (MW) | -200 | 497
3 Revenue Sufficiency | 2027 | 60 | Alberta Internal Load (MW) | -190 | 565
3 Revenue Sufficiency | 2027 | 60 | Alberta Internal Load (MW) | -180 | 626
3 Revenue Sufficiency | 2027 | 60 | Alberta Internal Load (MW) | -170 | 588
3 Revenue Sufficiency | 2027 | 60 | Alberta Internal Load (MW) | -160 | 675
3 Revenue Sufficiency | 2027 | 60 | Alberta Internal Load (MW) | -150 | 664
3 Revenue Sufficiency | 2027 | 60 | Alberta Internal Load (MW) | -140 | 753
3 Revenue Sufficiency | 2027 | 60 | Alberta Internal Load (MW) | -130 | 771
3 Revenue Sufficiency | 2027 | 60 | Alberta Internal Load (MW) | -120 | 817
3 Revenue Sufficiency | 2027 | 60 | Alberta Internal Load (MW) | -110 | 882
3 Revenue Sufficiency | 2027 | 60 | Alberta Internal Load (MW) | -100 | 957
3 Revenue Sufficiency | 2027 | 60 | Alberta Internal Load (MW) | -90 | 1053
3 Revenue Sufficiency | 2027 | 60 | Alberta Internal Load (MW) | -80 | 1106
3 Revenue Sufficiency | 2027 | 60 | Alberta Internal Load (MW) | -70 | 1291
3 Revenue Sufficiency | 2027 | 60 | Alberta Internal Load (MW) | -60 | 1338
3 Revenue Sufficiency | 2027 | 60 | Alberta Internal Load (MW) | -50 | 1485
3 Revenue Sufficiency | 2027 | 60 | Alberta Internal Load (MW) | -40 | 1509
3 Revenue Sufficiency | 2027 | 60 | Alberta Internal Load (MW) | -30 | 1605
3 Revenue Sufficiency | 2027 | 60 | Alberta Internal Load (MW) | -20 | 1717
3 Revenue Sufficiency | 2027 | 60 | Alberta Internal Load (MW) | -10 | 1723
3 Revenue Sufficiency | 2027 | 60 | Alberta Internal Load (MW) | 0 | 1616
3 Revenue Sufficiency | 2027 | 60 | Alberta Internal Load (MW) | 10 | 1667
3 Revenue Sufficiency | 2027 | 60 | Alberta Internal Load (MW) | 20 | 1518
3 Revenue Sufficiency | 2027 | 60 | Alberta Internal Load (MW) | 30 | 1485
3 Revenue Sufficiency | 2027 | 60 | Alberta Internal Load (MW) | 40 | 1362
3 Revenue Sufficiency | 2027 | 60 | Alberta Internal Load (MW) | 50 | 1234
3 Revenue Sufficiency | 2027 | 60 | Alberta Internal Load (MW) | 60 | 1078
3 Revenue Sufficiency | 2027 | 60 | Alberta Internal Load (MW) | 70 | 1033
3 Revenue Sufficiency | 2027 | 60 | Alberta Internal Load (MW) | 80 | 915
3 Revenue Sufficiency | 2027 | 60 | Alberta Internal Load (MW) | 90 | 837
3 Revenue Sufficiency | 2027 | 60 | Alberta Internal Load (MW) | 100 | 778
3 Revenue Sufficiency | 2027 | 60 | Alberta Internal Load (MW) | 110 | 716
3 Revenue Sufficiency | 2027 | 60 | Alberta Internal Load (MW) | 120 | 672
3 Revenue Sufficiency | 2027 | 60 | Alberta Internal Load (MW) | 130 | 615
3 Revenue Sufficiency | 2027 | 60 | Alberta Internal Load (MW) | 140 | 576
3 Revenue Sufficiency | 2027 | 60 | Alberta Internal Load (MW) | 150 | 523
3 Revenue Sufficiency | 2027 | 60 | Alberta Internal Load (MW) | 160 | 508
3 Revenue Sufficiency | 2027 | 60 | Alberta Internal Load (MW) | 170 | 489
3 Revenue Sufficiency | 2027 | 60 | Alberta Internal Load (MW) | 180 | 479
3 Revenue Sufficiency | 2027 | 60 | Alberta Internal Load (MW) | 190 | 442
3 Revenue Sufficiency | 2027 | 60 | Alberta Internal Load (MW) | 200 | 419
3 Revenue Sufficiency | 2027 | 60 | Alberta Internal Load (MW) | 210 | 344
3 Revenue Sufficiency | 2027 | 60 | Alberta Internal Load (MW) | 220 | 372
3 Revenue Sufficiency | 2027 | 60 | Alberta Internal Load (MW) | 230 | 347
3 Revenue Sufficiency | 2027 | 60 | Alberta Internal Load (MW) | 240 | 296
3 Revenue Sufficiency | 2027 | 60 | Alberta Internal Load (MW) | 250 | 282
3 Revenue Sufficiency | 2027 | 60 | Alberta Internal Load (MW) | 260 | 286
3 Revenue Sufficiency | 2027 | 60 | Alberta Internal Load (MW) | 270 | 309
3 Revenue Sufficiency | 2027 | 60 | Alberta Internal Load (MW) | 280 | 260
3 Revenue Sufficiency | 2027 | 60 | Alberta Internal Load (MW) | 290 | 234
3 Revenue Sufficiency | 2027 | 60 | Alberta Internal Load (MW) | 300 | 218
3 Revenue Sufficiency | 2027 | 60 | Alberta Internal Load (MW) | 310 | 233
3 Revenue Sufficiency | 2027 | 60 | Alberta Internal Load (MW) | 320 | 197
3 Revenue Sufficiency | 2027 | 60 | Alberta Internal Load (MW) | 330 | 190
3 Revenue Sufficiency | 2027 | 60 | Alberta Internal Load (MW) | 340 | 155
3 Revenue Sufficiency | 2027 | 60 | Alberta Internal Load (MW) | 350 | 170
3 Revenue Sufficiency | 2027 | 60 | Alberta Internal Load (MW) | 360 | 177
3 Revenue Sufficiency | 2027 | 60 | Alberta Internal Load (MW) | 370 | 158
3 Revenue Sufficiency | 2027 | 60 | Alberta Internal Load (MW) | 380 | 156
3 Revenue Sufficiency | 2027 | 60 | Alberta Internal Load (MW) | 390 | 122
3 Revenue Sufficiency | 2027 | 60 | Alberta Internal Load (MW) | 400 | 132
3 Revenue Sufficiency | 2027 | 60 | Alberta Internal Load (MW) | 410 | 126
3 Revenue Sufficiency | 2027 | 60 | Alberta Internal Load (MW) | 420 | 105
3 Revenue Sufficiency | 2027 | 60 | Alberta Internal Load (MW) | 430 | 93
3 Revenue Sufficiency | 2027 | 60 | Alberta Internal Load (MW) | 440 | 80
3 Revenue Sufficiency | 2027 | 60 | Alberta Internal Load (MW) | 450 | 99
3 Revenue Sufficiency | 2027 | 60 | Alberta Internal Load (MW) | 460 | 92
3 Revenue Sufficiency | 2027 | 60 | Alberta Internal Load (MW) | 470 | 65
3 Revenue Sufficiency | 2027 | 60 | Alberta Internal Load (MW) | 480 | 64
3 Revenue Sufficiency | 2027 | 60 | Alberta Internal Load (MW) | 490 | 56
3 Revenue Sufficiency | 2027 | 60 | Alberta Internal Load (MW) | 500 | 53
3 Revenue Sufficiency | 2027 | 60 | Alberta Internal Load (MW) | 510 | 52
3 Revenue Sufficiency | 2027 | 60 | Alberta Internal Load (MW) | 520 | 46
3 Revenue Sufficiency | 2027 | 60 | Alberta Internal Load (MW) | 530 | 35
3 Revenue Sufficiency | 2027 | 60 | Alberta Internal Load (MW) | 540 | 53
3 Revenue Sufficiency | 2027 | 60 | Alberta Internal Load (MW) | 550 | 53
3 Revenue Sufficiency | 2027 | 60 | Alberta Internal Load (MW) | 560 | 38
3 Revenue Sufficiency | 2027 | 60 | Alberta Internal Load (MW) | 570 | 37
3 Revenue Sufficiency | 2027 | 60 | Alberta Internal Load (MW) | 580 | 46
3 Revenue Sufficiency | 2027 | 60 | Alberta Internal Load (MW) | 590 | 44
3 Revenue Sufficiency | 2027 | 60 | Alberta Internal Load (MW) | 600 | 36
3 Revenue Sufficiency | 2027 | 60 | Alberta Internal Load (MW) | 610 | 29
3 Revenue Sufficiency | 2027 | 60 | Alberta Internal Load (MW) | 620 | 42
3 Revenue Sufficiency | 2027 | 60 | Alberta Internal Load (MW) | 630 | 52
3 Revenue Sufficiency | 2027 | 60 | Alberta Internal Load (MW) | 640 | 52
3 Revenue Sufficiency | 2027 | 60 | Alberta Internal Load (MW) | 650 | 41
3 Revenue Sufficiency | 2027 | 60 | Alberta Internal Load (MW) | 660 | 34
3 Revenue Sufficiency | 2027 | 60 | Alberta Internal Load (MW) | 670 | 33
3 Revenue Sufficiency | 2027 | 60 | Alberta Internal Load (MW) | 680 | 33
3 Revenue Sufficiency | 2027 | 60 | Alberta Internal Load (MW) | 690 | 39
3 Revenue Sufficiency | 2027 | 60 | Alberta Internal Load (MW) | 700 | 37
3 Revenue Sufficiency | 2027 | 60 | Alberta Internal Load (MW) | 710 | 34
3 Revenue Sufficiency | 2027 | 60 | Alberta Internal Load (MW) | 720 | 35
3 Revenue Sufficiency | 2027 | 60 | Alberta Internal Load (MW) | 730 | 24
3 Revenue Sufficiency | 2027 | 60 | Alberta Internal Load (MW) | 740 | 24
3 Revenue Sufficiency | 2027 | 60 | Alberta Internal Load (MW) | 750 | 22
3 Revenue Sufficiency | 2027 | 60 | Alberta Internal Load (MW) | 760 | 13
3 Revenue Sufficiency | 2027 | 60 | Alberta Internal Load (MW) | 770 | 13
3 Revenue Sufficiency | 2027 | 60 | Alberta Internal Load (MW) | 780 | 12
3 Revenue Sufficiency | 2027 | 60 | Alberta Internal Load (MW) | 790 | 10
3 Revenue Sufficiency | 2027 | 60 | Alberta Internal Load (MW) | 800 | 9
3 Revenue Sufficiency | 2027 | 60 | Alberta Internal Load (MW) | 810 | 5
3 Revenue Sufficiency | 2027 | 60 | Alberta Internal Load (MW) | 820 | 2
3 Revenue Sufficiency | 2027 | 60 | Alberta Internal Load (MW) | 830 | 2
3 Revenue Sufficiency | 2027 | 60 | Alberta Internal Load (MW) | 840 | 1
3 Revenue Sufficiency | 2027 | 10 | Variable Generation (MW) | -290 | 1
3 Revenue Sufficiency | 2027 | 10 | Variable Generation (MW) | -280 | 0
3 Revenue Sufficiency | 2027 | 10 | Variable Generation (MW) | -270 | 0
3 Revenue Sufficiency | 2027 | 10 | Variable Generation (MW) | -260 | 1
3 Revenue Sufficiency | 2027 | 10 | Variable Generation (MW) | -250 | 0
3 Revenue Sufficiency | 2027 | 10 | Variable Generation (MW) | -240 | 2
3 Revenue Sufficiency | 2027 | 10 | Variable Generation (MW) | -230 | 3
3 Revenue Sufficiency | 2027 | 10 | Variable Generation (MW) | -220 | 1
3 Revenue Sufficiency | 2027 | 10 | Variable Generation (MW) | -210 | 5
3 Revenue Sufficiency | 2027 | 10 | Variable Generation (MW) | -200 | 3
3 Revenue Sufficiency | 2027 | 10 | Variable Generation (MW) | -190 | 7
3 Revenue Sufficiency | 2027 | 10 | Variable Generation (MW) | -180 | 4
3 Revenue Sufficiency | 2027 | 10 | Variable Generation (MW) | -170 | 5
3 Revenue Sufficiency | 2027 | 10 | Variable Generation (MW) | -160 | 15
3 Revenue Sufficiency | 2027 | 10 | Variable Generation (MW) | -150 | 24
3 Revenue Sufficiency | 2027 | 10 | Variable Generation (MW) | -140 | 33
3 Revenue Sufficiency | 2027 | 10 | Variable Generation (MW) | -130 | 56
3 Revenue Sufficiency | 2027 | 10 | Variable Generation (MW) | -120 | 73
3 Revenue Sufficiency | 2027 | 10 | Variable Generation (MW) | -110 | 82
3 Revenue Sufficiency | 2027 | 10 | Variable Generation (MW) | -100 | 181
3 Revenue Sufficiency | 2027 | 10 | Variable Generation (MW) | -90 | 265
3 Revenue Sufficiency | 2027 | 10 | Variable Generation (MW) | -80 | 380
3 Revenue Sufficiency | 2027 | 10 | Variable Generation (MW) | -70 | 594
3 Revenue Sufficiency | 2027 | 10 | Variable Generation (MW) | -60 | 875
3 Revenue Sufficiency | 2027 | 10 | Variable Generation (MW) | -50 | 1346
3 Revenue Sufficiency | 2027 | 10 | Variable Generation (MW) | -40 | 2019
3 Revenue Sufficiency | 2027 | 10 | Variable Generation (MW) | -30 | 3240
3 Revenue Sufficiency | 2027 | 10 | Variable Generation (MW) | -20 | 4881
3 Revenue Sufficiency | 2027 | 10 | Variable Generation (MW) | -10 | 7736
3 Revenue Sufficiency | 2027 | 10 | Variable Generation (MW) | 0 | 9880
3 Revenue Sufficiency | 2027 | 10 | Variable Generation (MW) | 10 | 7056
3 Revenue Sufficiency | 2027 | 10 | Variable Generation (MW) | 20 | 4594
3 Revenue Sufficiency | 2027 | 10 | Variable Generation (MW) | 30 | 3104
3 Revenue Sufficiency | 2027 | 10 | Variable Generation (MW) | 40 | 2013
3 Revenue Sufficiency | 2027 | 10 | Variable Generation (MW) | 50 | 1332
3 Revenue Sufficiency | 2027 | 10 | Variable Generation (MW) | 60 | 878
3 Revenue Sufficiency | 2027 | 10 | Variable Generation (MW) | 70 | 600
3 Revenue Sufficiency | 2027 | 10 | Variable Generation (MW) | 80 | 375
3 Revenue Sufficiency | 2027 | 10 | Variable Generation (MW) | 90 | 271
3 Revenue Sufficiency | 2027 | 10 | Variable Generation (MW) | 100 | 208
3 Revenue Sufficiency | 2027 | 10 | Variable Generation (MW) | 110 | 124
3 Revenue Sufficiency | 2027 | 10 | Variable Generation (MW) | 120 | 88
3 Revenue Sufficiency | 2027 | 10 | Variable Generation (MW) | 130 | 44
3 Revenue Sufficiency | 2027 | 10 | Variable Generation (MW) | 140 | 49
3 Revenue Sufficiency | 2027 | 10 | Variable Generation (MW) | 150 | 39
3 Revenue Sufficiency | 2027 | 10 | Variable Generation (MW) | 160 | 19
3 Revenue Sufficiency | 2027 | 10 | Variable Generation (MW) | 170 | 14
3 Revenue Sufficiency | 2027 | 10 | Variable Generation (MW) | 180 | 9
3 Revenue Sufficiency | 2027 | 10 | Variable Generation (MW) | 190 | 9
3 Revenue Sufficiency | 2027 | 10 | Variable Generation (MW) | 200 | 3
3 Revenue Sufficiency | 2027 | 10 | Variable Generation (MW) | 210 | 7
3 Revenue Sufficiency | 2027 | 10 | Variable Generation (MW) | 220 | 1
3 Revenue Sufficiency | 2027 | 10 | Variable Generation (MW) | 230 | 2
3 Revenue Sufficiency | 2027 | 10 | Variable Generation (MW) | 240 | 4
3 Revenue Sufficiency | 2027 | 10 | Variable Generation (MW) | 250 | 2
3 Revenue Sufficiency | 2027 | 10 | Variable Generation (MW) | 260 | 0
3 Revenue Sufficiency | 2027 | 10 | Variable Generation (MW) | 270 | 0
3 Revenue Sufficiency | 2027 | 10 | Variable Generation (MW) | 280 | 0
3 Revenue Sufficiency | 2027 | 10 | Variable Generation (MW) | 290 | 0
3 Revenue Sufficiency | 2027 | 10 | Variable Generation (MW) | 300 | 0
3 Revenue Sufficiency | 2027 | 10 | Variable Generation (MW) | 310 | 0
3 Revenue Sufficiency | 2027 | 10 | Variable Generation (MW) | 320 | 1
3 Revenue Sufficiency | 2027 | 10 | Variable Generation (MW) | 330 | 1
3 Revenue Sufficiency | 2027 | 60 | Variable Generation (MW) | -1140 | 2
3 Revenue Sufficiency | 2027 | 60 | Variable Generation (MW) | -1130 | 0
3 Revenue Sufficiency | 2027 | 60 | Variable Generation (MW) | -1120 | 0
3 Revenue Sufficiency | 2027 | 60 | Variable Generation (MW) | -1110 | 0
3 Revenue Sufficiency | 2027 | 60 | Variable Generation (MW) | -1100 | 1
3 Revenue Sufficiency | 2027 | 60 | Variable Generation (MW) | -1090 | 0
3 Revenue Sufficiency | 2027 | 60 | Variable Generation (MW) | -1080 | 0
3 Revenue Sufficiency | 2027 | 60 | Variable Generation (MW) | -1070 | 1
3 Revenue Sufficiency | 2027 | 60 | Variable Generation (MW) | -1060 | 0
3 Revenue Sufficiency | 2027 | 60 | Variable Generation (MW) | -1050 | 1
3 Revenue Sufficiency | 2027 | 60 | Variable Generation (MW) | -1040 | 0
3 Revenue Sufficiency | 2027 | 60 | Variable Generation (MW) | -1030 | 1
3 Revenue Sufficiency | 2027 | 60 | Variable Generation (MW) | -1020 | 0
3 Revenue Sufficiency | 2027 | 60 | Variable Generation (MW) | -1010 | 0
3 Revenue Sufficiency | 2027 | 60 | Variable Generation (MW) | -1000 | 0
3 Revenue Sufficiency | 2027 | 60 | Variable Generation (MW) | -990 | 0
3 Revenue Sufficiency | 2027 | 60 | Variable Generation (MW) | -980 | 0
3 Revenue Sufficiency | 2027 | 60 | Variable Generation (MW) | -970 | 0
3 Revenue Sufficiency | 2027 | 60 | Variable Generation (MW) | -960 | 0
3 Revenue Sufficiency | 2027 | 60 | Variable Generation (MW) | -950 | 2
3 Revenue Sufficiency | 2027 | 60 | Variable Generation (MW) | -940 | 1
3 Revenue Sufficiency | 2027 | 60 | Variable Generation (MW) | -930 | 1
3 Revenue Sufficiency | 2027 | 60 | Variable Generation (MW) | -920 | 1
3 Revenue Sufficiency | 2027 | 60 | Variable Generation (MW) | -910 | 0
3 Revenue Sufficiency | 2027 | 60 | Variable Generation (MW) | -900 | 0
3 Revenue Sufficiency | 2027 | 60 | Variable Generation (MW) | -890 | 0
3 Revenue Sufficiency | 2027 | 60 | Variable Generation (MW) | -880 | 1
3 Revenue Sufficiency | 2027 | 60 | Variable Generation (MW) | -870 | 0
3 Revenue Sufficiency | 2027 | 60 | Variable Generation (MW) | -860 | 0
3 Revenue Sufficiency | 2027 | 60 | Variable Generation (MW) | -850 | 1
3 Revenue Sufficiency | 2027 | 60 | Variable Generation (MW) | -840 | 2
3 Revenue Sufficiency | 2027 | 60 | Variable Generation (MW) | -830 | 1
3 Revenue Sufficiency | 2027 | 60 | Variable Generation (MW) | -820 | 1
3 Revenue Sufficiency | 2027 | 60 | Variable Generation (MW) | -810 | 2
3 Revenue Sufficiency | 2027 | 60 | Variable Generation (MW) | -800 | 5
3 Revenue Sufficiency | 2027 | 60 | Variable Generation (MW) | -790 | 1
3 Revenue Sufficiency | 2027 | 60 | Variable Generation (MW) | -780 | 7
3 Revenue Sufficiency | 2027 | 60 | Variable Generation (MW) | -770 | 2
3 Revenue Sufficiency | 2027 | 60 | Variable Generation (MW) | -760 | 2
3 Revenue Sufficiency | 2027 | 60 | Variable Generation (MW) | -750 | 5
3 Revenue Sufficiency | 2027 | 60 | Variable Generation (MW) | -740 | 5
3 Revenue Sufficiency | 2027 | 60 | Variable Generation (MW) | -730 | 4
3 Revenue Sufficiency | 2027 | 60 | Variable Generation (MW) | -720 | 3
3 Revenue Sufficiency | 2027 | 60 | Variable Generation (MW) | -710 | 3
3 Revenue Sufficiency | 2027 | 60 | Variable Generation (MW) | -700 | 3
3 Revenue Sufficiency | 2027 | 60 | Variable Generation (MW) | -690 | 1
3 Revenue Sufficiency | 2027 | 60 | Variable Generation (MW) | -680 | 6
3 Revenue Sufficiency | 2027 | 60 | Variable Generation (MW) | -670 | 5
3 Revenue Sufficiency | 2027 | 60 | Variable Generation (MW) | -660 | 5
3 Revenue Sufficiency | 2027 | 60 | Variable Generation (MW) | -650 | 6
3 Revenue Sufficiency | 2027 | 60 | Variable Generation (MW) | -640 | 9
3 Revenue Sufficiency | 2027 | 60 | Variable Generation (MW) | -630 | 6
3 Revenue Sufficiency | 2027 | 60 | Variable Generation (MW) | -620 | 12
3 Revenue Sufficiency | 2027 | 60 | Variable Generation (MW) | -610 | 7
3 Revenue Sufficiency | 2027 | 60 | Variable Generation (MW) | -600 | 16
3 Revenue Sufficiency | 2027 | 60 | Variable Generation (MW) | -590 | 12
3 Revenue Sufficiency | 2027 | 60 | Variable Generation (MW) | -580 | 13
3 Revenue Sufficiency | 2027 | 60 | Variable Generation (MW) | -570 | 24
3 Revenue Sufficiency | 2027 | 60 | Variable Generation (MW) | -560 | 24
3 Revenue Sufficiency | 2027 | 60 | Variable Generation (MW) | -550 | 19
3 Revenue Sufficiency | 2027 | 60 | Variable Generation (MW) | -540 | 21
3 Revenue Sufficiency | 2027 | 60 | Variable Generation (MW) | -530 | 30
3 Revenue Sufficiency | 2027 | 60 | Variable Generation (MW) | -520 | 25
3 Revenue Sufficiency | 2027 | 60 | Variable Generation (MW) | -510 | 25
3 Revenue Sufficiency | 2027 | 60 | Variable Generation (MW) | -500 | 35
3 Revenue Sufficiency | 2027 | 60 | Variable Generation (MW) | -490 | 41
3 Revenue Sufficiency | 2027 | 60 | Variable Generation (MW) | -480 | 32
3 Revenue Sufficiency | 2027 | 60 | Variable Generation (MW) | -470 | 36
3 Revenue Sufficiency | 2027 | 60 | Variable Generation (MW) | -460 | 43
3 Revenue Sufficiency | 2027 | 60 | Variable Generation (MW) | -450 | 55
3 Revenue Sufficiency | 2027 | 60 | Variable Generation (MW) | -440 | 53
3 Revenue Sufficiency | 2027 | 60 | Variable Generation (MW) | -430 | 60
3 Revenue Sufficiency | 2027 | 60 | Variable Generation (MW) | -420 | 68
3 Revenue Sufficiency | 2027 | 60 | Variable Generation (MW) | -410 | 74
3 Revenue Sufficiency | 2027 | 60 | Variable Generation (MW) | -400 | 78
3 Revenue Sufficiency | 2027 | 60 | Variable Generation (MW) | -390 | 88
3 Revenue Sufficiency | 2027 | 60 | Variable Generation (MW) | -380 | 90
3 Revenue Sufficiency | 2027 | 60 | Variable Generation (MW) | -370 | 98
3 Revenue Sufficiency | 2027 | 60 | Variable Generation (MW) | -360 | 104
3 Revenue Sufficiency | 2027 | 60 | Variable Generation (MW) | -350 | 102
3 Revenue Sufficiency | 2027 | 60 | Variable Generation (MW) | -340 | 120
3 Revenue Sufficiency | 2027 | 60 | Variable Generation (MW) | -330 | 136
3 Revenue Sufficiency | 2027 | 60 | Variable Generation (MW) | -320 | 142
3 Revenue Sufficiency | 2027 | 60 | Variable Generation (MW) | -310 | 160
3 Revenue Sufficiency | 2027 | 60 | Variable Generation (MW) | -300 | 187
3 Revenue Sufficiency | 2027 | 60 | Variable Generation (MW) | -290 | 228
3 Revenue Sufficiency | 2027 | 60 | Variable Generation (MW) | -280 | 214
3 Revenue Sufficiency | 2027 | 60 | Variable Generation (MW) | -270 | 274
3 Revenue Sufficiency | 2027 | 60 | Variable Generation (MW) | -260 | 253
3 Revenue Sufficiency | 2027 | 60 | Variable Generation (MW) | -250 | 266
3 Revenue Sufficiency | 2027 | 60 | Variable Generation (MW) | -240 | 306
3 Revenue Sufficiency | 2027 | 60 | Variable Generation (MW) | -230 | 311
3 Revenue Sufficiency | 2027 | 60 | Variable Generation (MW) | -220 | 359
3 Revenue Sufficiency | 2027 | 60 | Variable Generation (MW) | -210 | 352
3 Revenue Sufficiency | 2027 | 60 | Variable Generation (MW) | -200 | 394
3 Revenue Sufficiency | 2027 | 60 | Variable Generation (MW) | -190 | 452
3 Revenue Sufficiency | 2027 | 60 | Variable Generation (MW) | -180 | 516
3 Revenue Sufficiency | 2027 | 60 | Variable Generation (MW) | -170 | 538
3 Revenue Sufficiency | 2027 | 60 | Variable Generation (MW) | -160 | 599
3 Revenue Sufficiency | 2027 | 60 | Variable Generation (MW) | -150 | 645
3 Revenue Sufficiency | 2027 | 60 | Variable Generation (MW) | -140 | 658
3 Revenue Sufficiency | 2027 | 60 | Variable Generation (MW) | -130 | 756
3 Revenue Sufficiency | 2027 | 60 | Variable Generation (MW) | -120 | 800
3 Revenue Sufficiency | 2027 | 60 | Variable Generation (MW) | -110 | 825
3 Revenue Sufficiency | 2027 | 60 | Variable Generation (MW) | -100 | 907
3 Revenue Sufficiency | 2027 | 60 | Variable Generation (MW) | -90 | 1067
3 Revenue Sufficiency | 2027 | 60 | Variable Generation (MW) | -80 | 1182
3 Revenue Sufficiency | 2027 | 60 | Variable Generation (MW) | -70 | 1376
3 Revenue Sufficiency | 2027 | 60 | Variable Generation (MW) | -60 | 1419
3 Revenue Sufficiency | 2027 | 60 | Variable Generation (MW) | -50 | 1567
3 Revenue Sufficiency | 2027 | 60 | Variable Generation (MW) | -40 | 1668
3 Revenue Sufficiency | 2027 | 60 | Variable Generation (MW) | -30 | 1781
3 Revenue Sufficiency | 2027 | 60 | Variable Generation (MW) | -20 | 1892
3 Revenue Sufficiency | 2027 | 60 | Variable Generation (MW) | -10 | 2034
3 Revenue Sufficiency | 2027 | 60 | Variable Generation (MW) | 0 | 2097
3 Revenue Sufficiency | 2027 | 60 | Variable Generation (MW) | 10 | 1934
3 Revenue Sufficiency | 2027 | 60 | Variable Generation (MW) | 20 | 1836
3 Revenue Sufficiency | 2027 | 60 | Variable Generation (MW) | 30 | 1660
3 Revenue Sufficiency | 2027 | 60 | Variable Generation (MW) | 40 | 1578
3 Revenue Sufficiency | 2027 | 60 | Variable Generation (MW) | 50 | 1421
3 Revenue Sufficiency | 2027 | 60 | Variable Generation (MW) | 60 | 1275
3 Revenue Sufficiency | 2027 | 60 | Variable Generation (MW) | 70 | 1173
3 Revenue Sufficiency | 2027 | 60 | Variable Generation (MW) | 80 | 1041
3 Revenue Sufficiency | 2027 | 60 | Variable Generation (MW) | 90 | 1008
3 Revenue Sufficiency | 2027 | 60 | Variable Generation (MW) | 100 | 902
3 Revenue Sufficiency | 2027 | 60 | Variable Generation (MW) | 110 | 852
3 Revenue Sufficiency | 2027 | 60 | Variable Generation (MW) | 120 | 753
3 Revenue Sufficiency | 2027 | 60 | Variable Generation (MW) | 130 | 756
3 Revenue Sufficiency | 2027 | 60 | Variable Generation (MW) | 140 | 647
3 Revenue Sufficiency | 2027 | 60 | Variable Generation (MW) | 150 | 687
3 Revenue Sufficiency | 2027 | 60 | Variable Generation (MW) | 160 | 576
3 Revenue Sufficiency | 2027 | 60 | Variable Generation (MW) | 170 | 525
3 Revenue Sufficiency | 2027 | 60 | Variable Generation (MW) | 180 | 461
3 Revenue Sufficiency | 2027 | 60 | Variable Generation (MW) | 190 | 459
3 Revenue Sufficiency | 2027 | 60 | Variable Generation (MW) | 200 | 466
3 Revenue Sufficiency | 2027 | 60 | Variable Generation (MW) | 210 | 350
3 Revenue Sufficiency | 2027 | 60 | Variable Generation (MW) | 220 | 332
3 Revenue Sufficiency | 2027 | 60 | Variable Generation (MW) | 230 | 294
3 Revenue Sufficiency | 2027 | 60 | Variable Generation (MW) | 240 | 289
3 Revenue Sufficiency | 2027 | 60 | Variable Generation (MW) | 250 | 274
3 Revenue Sufficiency | 2027 | 60 | Variable Generation (MW) | 260 | 243
3 Revenue Sufficiency | 2027 | 60 | Variable Generation (MW) | 270 | 222
3 Revenue Sufficiency | 2027 | 60 | Variable Generation (MW) | 280 | 228
3 Revenue Sufficiency | 2027 | 60 | Variable Generation (MW) | 290 | 189
3 Revenue Sufficiency | 2027 | 60 | Variable Generation (MW) | 300 | 161
3 Revenue Sufficiency | 2027 | 60 | Variable Generation (MW) | 310 | 157
3 Revenue Sufficiency | 2027 | 60 | Variable Generation (MW) | 320 | 122
3 Revenue Sufficiency | 2027 | 60 | Variable Generation (MW) | 330 | 155
3 Revenue Sufficiency | 2027 | 60 | Variable Generation (MW) | 340 | 125
3 Revenue Sufficiency | 2027 | 60 | Variable Generation (MW) | 350 | 120
3 Revenue Sufficiency | 2027 | 60 | Variable Generation (MW) | 360 | 118
3 Revenue Sufficiency | 2027 | 60 | Variable Generation (MW) | 370 | 91
3 Revenue Sufficiency | 2027 | 60 | Variable Generation (MW) | 380 | 89
3 Revenue Sufficiency | 2027 | 60 | Variable Generation (MW) | 390 | 85
3 Revenue Sufficiency | 2027 | 60 | Variable Generation (MW) | 400 | 74
3 Revenue Sufficiency | 2027 | 60 | Variable Generation (MW) | 410 | 69
3 Revenue Sufficiency | 2027 | 60 | Variable Generation (MW) | 420 | 58
3 Revenue Sufficiency | 2027 | 60 | Variable Generation (MW) | 430 | 56
3 Revenue Sufficiency | 2027 | 60 | Variable Generation (MW) | 440 | 50
3 Revenue Sufficiency | 2027 | 60 | Variable Generation (MW) | 450 | 60
3 Revenue Sufficiency | 2027 | 60 | Variable Generation (MW) | 460 | 53
3 Revenue Sufficiency | 2027 | 60 | Variable Generation (MW) | 470 | 37
3 Revenue Sufficiency | 2027 | 60 | Variable Generation (MW) | 480 | 34
3 Revenue Sufficiency | 2027 | 60 | Variable Generation (MW) | 490 | 35
3 Revenue Sufficiency | 2027 | 60 | Variable Generation (MW) | 500 | 30
3 Revenue Sufficiency | 2027 | 60 | Variable Generation (MW) | 510 | 39
3 Revenue Sufficiency | 2027 | 60 | Variable Generation (MW) | 520 | 39
3 Revenue Sufficiency | 2027 | 60 | Variable Generation (MW) | 530 | 24
3 Revenue Sufficiency | 2027 | 60 | Variable Generation (MW) | 540 | 28
3 Revenue Sufficiency | 2027 | 60 | Variable Generation (MW) | 550 | 40
3 Revenue Sufficiency | 2027 | 60 | Variable Generation (MW) | 560 | 28
3 Revenue Sufficiency | 2027 | 60 | Variable Generation (MW) | 570 | 22
3 Revenue Sufficiency | 2027 | 60 | Variable Generation (MW) | 580 | 23
3 Revenue Sufficiency | 2027 | 60 | Variable Generation (MW) | 590 | 17
3 Revenue Sufficiency | 2027 | 60 | Variable Generation (MW) | 600 | 14
3 Revenue Sufficiency | 2027 | 60 | Variable Generation (MW) | 610 | 17
3 Revenue Sufficiency | 2027 | 60 | Variable Generation (MW) | 620 | 19
3 Revenue Sufficiency | 2027 | 60 | Variable Generation (MW) | 630 | 12
3 Revenue Sufficiency | 2027 | 60 | Variable Generation (MW) | 640 | 17
3 Revenue Sufficiency | 2027 | 60 | Variable Generation (MW) | 650 | 5
3 Revenue Sufficiency | 2027 | 60 | Variable Generation (MW) | 660 | 14
3 Revenue Sufficiency | 2027 | 60 | Variable Generation (MW) | 670 | 8
3 Revenue Sufficiency | 2027 | 60 | Variable Generation (MW) | 680 | 5
3 Revenue Sufficiency | 2027 | 60 | Variable Generation (MW) | 690 | 10
3 Revenue Sufficiency | 2027 | 60 | Variable Generation (MW) | 700 | 5
3 Revenue Sufficiency | 2027 | 60 | Variable Generation (MW) | 710 | 7
3 Revenue Sufficiency | 2027 | 60 | Variable Generation (MW) | 720 | 6
3 Revenue Sufficiency | 2027 | 60 | Variable Generation (MW) | 730 | 7
3 Revenue Sufficiency | 2027 | 60 | Variable Generation (MW) | 740 | 6
3 Revenue Sufficiency | 2027 | 60 | Variable Generation (MW) | 750 | 6
3 Revenue Sufficiency | 2027 | 60 | Variable Generation (MW) | 760 | 3
3 Revenue Sufficiency | 2027 | 60 | Variable Generation (MW) | 770 | 1
3 Revenue Sufficiency | 2027 | 60 | Variable Generation (MW) | 780 | 1
3 Revenue Sufficiency | 2027 | 60 | Variable Generation (MW) | 790 | 4
3 Revenue Sufficiency | 2027 | 60 | Variable Generation (MW) | 800 | 3
3 Revenue Sufficiency | 2027 | 60 | Variable Generation (MW) | 810 | 5
3 Revenue Sufficiency | 2027 | 60 | Variable Generation (MW) | 820 | 3
3 Revenue Sufficiency | 2027 | 60 | Variable Generation (MW) | 830 | 4
3 Revenue Sufficiency | 2027 | 60 | Variable Generation (MW) | 840 | 4
3 Revenue Sufficiency | 2027 | 60 | Variable Generation (MW) | 850 | 0
3 Revenue Sufficiency | 2027 | 60 | Variable Generation (MW) | 860 | 2
3 Revenue Sufficiency | 2027 | 60 | Variable Generation (MW) | 870 | 2
3 Revenue Sufficiency | 2027 | 60 | Variable Generation (MW) | 880 | 3
3 Revenue Sufficiency | 2027 | 60 | Variable Generation (MW) | 890 | 1
3 Revenue Sufficiency | 2027 | 60 | Variable Generation (MW) | 900 | 4
3 Revenue Sufficiency | 2027 | 60 | Variable Generation (MW) | 910 | 2
3 Revenue Sufficiency | 2027 | 60 | Variable Generation (MW) | 920 | 3
3 Revenue Sufficiency | 2027 | 60 | Variable Generation (MW) | 930 | 2
3 Revenue Sufficiency | 2027 | 60 | Variable Generation (MW) | 940 | 0
3 Revenue Sufficiency | 2027 | 60 | Variable Generation (MW) | 950 | 2
3 Revenue Sufficiency | 2027 | 60 | Variable Generation (MW) | 960 | 2
3 Revenue Sufficiency | 2027 | 60 | Variable Generation (MW) | 970 | 0
3 Revenue Sufficiency | 2027 | 60 | Variable Generation (MW) | 980 | 0
3 Revenue Sufficiency | 2027 | 60 | Variable Generation (MW) | 990 | 1
3 Revenue Sufficiency | 2027 | 60 | Variable Generation (MW) | 1000 | 3
3 Revenue Sufficiency | 2027 | 60 | Variable Generation (MW) | 1010 | 0
3 Revenue Sufficiency | 2027 | 60 | Variable Generation (MW) | 1020 | 0
3 Revenue Sufficiency | 2027 | 60 | Variable Generation (MW) | 1030 | 1
3 Revenue Sufficiency | 2027 | 60 | Variable Generation (MW) | 1040 | 1
3 Revenue Sufficiency | 2027 | 60 | Variable Generation (MW) | 1050 | 2
3 Revenue Sufficiency | 2027 | 60 | Variable Generation (MW) | 1060 | 0
3 Revenue Sufficiency | 2027 | 60 | Variable Generation (MW) | 1070 | 0
3 Revenue Sufficiency | 2027 | 60 | Variable Generation (MW) | 1080 | 0
3 Revenue Sufficiency | 2027 | 60 | Variable Generation (MW) | 1090 | 0
3 Revenue Sufficiency | 2027 | 60 | Variable Generation (MW) | 1100 | 1
3 Revenue Sufficiency | 2027 | 60 | Variable Generation (MW) | 1110 | 1
3 Revenue Sufficiency | 2027 | 60 | Variable Generation (MW) | 1120 | 1
3 Revenue Sufficiency | 2027 | 60 | Variable Generation (MW) | 1130 | 0
3 Revenue Sufficiency | 2027 | 60 | Variable Generation (MW) | 1140 | 1
3 Revenue Sufficiency | 2027 | 10 | Net Demand (MW) | -440 | 1
3 Revenue Sufficiency | 2027 | 10 | Net Demand (MW) | -430 | 0
3 Revenue Sufficiency | 2027 | 10 | Net Demand (MW) | -420 | 0
3 Revenue Sufficiency | 2027 | 10 | Net Demand (MW) | -410 | 0
3 Revenue Sufficiency | 2027 | 10 | Net Demand (MW) | -400 | 0
3 Revenue Sufficiency | 2027 | 10 | Net Demand (MW) | -390 | 0
3 Revenue Sufficiency | 2027 | 10 | Net Demand (MW) | -380 | 0
3 Revenue Sufficiency | 2027 | 10 | Net Demand (MW) | -370 | 0
3 Revenue Sufficiency | 2027 | 10 | Net Demand (MW) | -360 | 1
3 Revenue Sufficiency | 2027 | 10 | Net Demand (MW) | -350 | 0
3 Revenue Sufficiency | 2027 | 10 | Net Demand (MW) | -340 | 0
3 Revenue Sufficiency | 2027 | 10 | Net Demand (MW) | -330 | 0
3 Revenue Sufficiency | 2027 | 10 | Net Demand (MW) | -320 | 1
3 Revenue Sufficiency | 2027 | 10 | Net Demand (MW) | -310 | 0
3 Revenue Sufficiency | 2027 | 10 | Net Demand (MW) | -300 | 0
3 Revenue Sufficiency | 2027 | 10 | Net Demand (MW) | -290 | 0
3 Revenue Sufficiency | 2027 | 10 | Net Demand (MW) | -280 | 1
3 Revenue Sufficiency | 2027 | 10 | Net Demand (MW) | -270 | 5
3 Revenue Sufficiency | 2027 | 10 | Net Demand (MW) | -260 | 4
3 Revenue Sufficiency | 2027 | 10 | Net Demand (MW) | -250 | 5
3 Revenue Sufficiency | 2027 | 10 | Net Demand (MW) | -240 | 1
3 Revenue Sufficiency | 2027 | 10 | Net Demand (MW) | -230 | 10
3 Revenue Sufficiency | 2027 | 10 | Net Demand (MW) | -220 | 10
3 Revenue Sufficiency | 2027 | 10 | Net Demand (MW) | -210 | 8
3 Revenue Sufficiency | 2027 | 10 | Net Demand (MW) | -200 | 10
3 Revenue Sufficiency | 2027 | 10 | Net Demand (MW) | -190 | 21
3 Revenue Sufficiency | 2027 | 10 | Net Demand (MW) | -180 | 27
3 Revenue Sufficiency | 2027 | 10 | Net Demand (MW) | -170 | 41
3 Revenue Sufficiency | 2027 | 10 | Net Demand (MW) | -160 | 65
3 Revenue Sufficiency | 2027 | 10 | Net Demand (MW) | -150 | 100
3 Revenue Sufficiency | 2027 | 10 | Net Demand (MW) | -140 | 137
3 Revenue Sufficiency | 2027 | 10 | Net Demand (MW) | -130 | 171
3 Revenue Sufficiency | 2027 | 10 | Net Demand (MW) | -120 | 291
3 Revenue Sufficiency | 2027 | 10 | Net Demand (MW) | -110 | 396
3 Revenue Sufficiency | 2027 | 10 | Net Demand (MW) | -100 | 533
3 Revenue Sufficiency | 2027 | 10 | Net Demand (MW) | -90 | 738
3 Revenue Sufficiency | 2027 | 10 | Net Demand (MW) | -80 | 1063
3 Revenue Sufficiency | 2027 | 10 | Net Demand (MW) | -70 | 1406
3 Revenue Sufficiency | 2027 | 10 | Net Demand (MW) | -60 | 1771
3 Revenue Sufficiency | 2027 | 10 | Net Demand (MW) | -50 | 2348
3 Revenue Sufficiency | 2027 | 10 | Net Demand (MW) | -40 | 2808
3 Revenue Sufficiency | 2027 | 10 | Net Demand (MW) | -30 | 3450
3 Revenue Sufficiency | 2027 | 10 | Net Demand (MW) | -20 | 4115
3 Revenue Sufficiency | 2027 | 10 | Net Demand (MW) | -10 | 4646
3 Revenue Sufficiency | 2027 | 10 | Net Demand (MW) | 0 | 4814
3 Revenue Sufficiency | 2027 | 10 | Net Demand (MW) | 10 | 4625
3 Revenue Sufficiency | 2027 | 10 | Net Demand (MW) | 20 | 4083
3 Revenue Sufficiency | 2027 | 10 | Net Demand (MW) | 30 | 3302
3 Revenue Sufficiency | 2027 | 10 | Net Demand (MW) | 40 | 2759
3 Revenue Sufficiency | 2027 | 10 | Net Demand (MW) | 50 | 2126
3 Revenue Sufficiency | 2027 | 10 | Net Demand (MW) | 60 | 1578
3 Revenue Sufficiency | 2027 | 10 | Net Demand (MW) | 70 | 1235
3 Revenue Sufficiency | 2027 | 10 | Net Demand (MW) | 80 | 950
3 Revenue Sufficiency | 2027 | 10 | Net Demand (MW) | 90 | 688
3 Revenue Sufficiency | 2027 | 10 | Net Demand (MW) | 100 | 557
3 Revenue Sufficiency | 2027 | 10 | Net Demand (MW) | 110 | 421
3 Revenue Sufficiency | 2027 | 10 | Net Demand (MW) | 120 | 344
3 Revenue Sufficiency | 2027 | 10 | Net Demand (MW) | 130 | 247
3 Revenue Sufficiency | 2027 | 10 | Net Demand (MW) | 140 | 180
3 Revenue Sufficiency | 2027 | 10 | Net Demand (MW) | 150 | 136
3 Revenue Sufficiency | 2027 | 10 | Net Demand (MW) | 160 | 91
3 Revenue Sufficiency | 2027 | 10 | Net Demand (MW) | 170 | 79
3 Revenue Sufficiency | 2027 | 10 | Net Demand (MW) | 180 | 46
3 Revenue Sufficiency | 2027 | 10 | Net Demand (MW) | 190 | 39
3 Revenue Sufficiency | 2027 | 10 | Net Demand (MW) | 200 | 24
3 Revenue Sufficiency | 2027 | 10 | Net Demand (MW) | 210 | 11
3 Revenue Sufficiency | 2027 | 10 | Net Demand (MW) | 220 | 5
3 Revenue Sufficiency | 2027 | 10 | Net Demand (MW) | 230 | 13
3 Revenue Sufficiency | 2027 | 10 | Net Demand (MW) | 240 | 9
3 Revenue Sufficiency | 2027 | 10 | Net Demand (MW) | 250 | 4
3 Revenue Sufficiency | 2027 | 10 | Net Demand (MW) | 260 | 1
3 Revenue Sufficiency | 2027 | 10 | Net Demand (MW) | 270 | 3
3 Revenue Sufficiency | 2027 | 10 | Net Demand (MW) | 280 | 1
3 Revenue Sufficiency | 2027 | 10 | Net Demand (MW) | 290 | 2
3 Revenue Sufficiency | 2027 | 10 | Net Demand (MW) | 300 | 1
3 Revenue Sufficiency | 2027 | 10 | Net Demand (MW) | 310 | 0
3 Revenue Sufficiency | 2027 | 10 | Net Demand (MW) | 320 | 0
3 Revenue Sufficiency | 2027 | 10 | Net Demand (MW) | 330 | 0
3 Revenue Sufficiency | 2027 | 10 | Net Demand (MW) | 340 | 0
3 Revenue Sufficiency | 2027 | 10 | Net Demand (MW) | 350 | 1
3 Revenue Sufficiency | 2027 | 60 | Net Demand (MW) | -1280 | 1
3 Revenue Sufficiency | 2027 | 60 | Net Demand (MW) | -1270 | 0
3 Revenue Sufficiency | 2027 | 60 | Net Demand (MW) | -1260 | 0
3 Revenue Sufficiency | 2027 | 60 | Net Demand (MW) | -1250 | 2
3 Revenue Sufficiency | 2027 | 60 | Net Demand (MW) | -1240 | 1
3 Revenue Sufficiency | 2027 | 60 | Net Demand (MW) | -1230 | 0
3 Revenue Sufficiency | 2027 | 60 | Net Demand (MW) | -1220 | 3
3 Revenue Sufficiency | 2027 | 60 | Net Demand (MW) | -1210 | 0
3 Revenue Sufficiency | 2027 | 60 | Net Demand (MW) | -1200 | 0
3 Revenue Sufficiency | 2027 | 60 | Net Demand (MW) | -1190 | 0
3 Revenue Sufficiency | 2027 | 60 | Net Demand (MW) | -1180 | 0
3 Revenue Sufficiency | 2027 | 60 | Net Demand (MW) | -1170 | 2
3 Revenue Sufficiency | 2027 | 60 | Net Demand (MW) | -1160 | 1
3 Revenue Sufficiency | 2027 | 60 | Net Demand (MW) | -1150 | 0
3 Revenue Sufficiency | 2027 | 60 | Net Demand (MW) | -1140 | 0
3 Revenue Sufficiency | 2027 | 60 | Net Demand (MW) | -1130 | 3
3 Revenue Sufficiency | 2027 | 60 | Net Demand (MW) | -1120 | 0
3 Revenue Sufficiency | 2027 | 60 | Net Demand (MW) | -1110 | 0
3 Revenue Sufficiency | 2027 | 60 | Net Demand (MW) | -1100 | 1
3 Revenue Sufficiency | 2027 | 60 | Net Demand (MW) | -1090 | 3
3 Revenue Sufficiency | 2027 | 60 | Net Demand (MW) | -1080 | 0
3 Revenue Sufficiency | 2027 | 60 | Net Demand (MW) | -1070 | 1
3 Revenue Sufficiency | 2027 | 60 | Net Demand (MW) | -1060 | 1
3 Revenue Sufficiency | 2027 | 60 | Net Demand (MW) | -1050 | 3
3 Revenue Sufficiency | 2027 | 60 | Net Demand (MW) | -1040 | 3
3 Revenue Sufficiency | 2027 | 60 | Net Demand (MW) | -1030 | 0
3 Revenue Sufficiency | 2027 | 60 | Net Demand (MW) | -1020 | 0
3 Revenue Sufficiency | 2027 | 60 | Net Demand (MW) | -1010 | 1
3 Revenue Sufficiency | 2027 | 60 | Net Demand (MW) | -1000 | 2
3 Revenue Sufficiency | 2027 | 60 | Net Demand (MW) | -990 | 3
3 Revenue Sufficiency | 2027 | 60 | Net Demand (MW) | -980 | 4
3 Revenue Sufficiency | 2027 | 60 | Net Demand (MW) | -970 | 2
3 Revenue Sufficiency | 2027 | 60 | Net Demand (MW) | -960 | 0
3 Revenue Sufficiency | 2027 | 60 | Net Demand (MW) | -950 | 5
3 Revenue Sufficiency | 2027 | 60 | Net Demand (MW) | -940 | 1
3 Revenue Sufficiency | 2027 | 60 | Net Demand (MW) | -930 | 3
3 Revenue Sufficiency | 2027 | 60 | Net Demand (MW) | -920 | 3
3 Revenue Sufficiency | 2027 | 60 | Net Demand (MW) | -910 | 5
3 Revenue Sufficiency | 2027 | 60 | Net Demand (MW) | -900 | 4
3 Revenue Sufficiency | 2027 | 60 | Net Demand (MW) | -890 | 6
3 Revenue Sufficiency | 2027 | 60 | Net Demand (MW) | -880 | 7
3 Revenue Sufficiency | 2027 | 60 | Net Demand (MW) | -870 | 7
3 Revenue Sufficiency | 2027 | 60 | Net Demand (MW) | -860 | 2
3 Revenue Sufficiency | 2027 | 60 | Net Demand (MW) | -850 | 7
3 Revenue Sufficiency | 2027 | 60 | Net Demand (MW) | -840 | 8
3 Revenue Sufficiency | 2027 | 60 | Net Demand (MW) | -830 | 9
3 Revenue Sufficiency | 2027 | 60 | Net Demand (MW) | -820 | 8
3 Revenue Sufficiency | 2027 | 60 | Net Demand (MW) | -810 | 14
3 Revenue Sufficiency | 2027 | 60 | Net Demand (MW) | -800 | 7
3 Revenue Sufficiency | 2027 | 60 | Net Demand (MW) | -790 | 8
3 Revenue Sufficiency | 2027 | 60 | Net Demand (MW) | -780 | 5
3 Revenue Sufficiency | 2027 | 60 | Net Demand (MW) | -770 | 12
3 Revenue Sufficiency | 2027 | 60 | Net Demand (MW) | -760 | 14
3 Revenue Sufficiency | 2027 | 60 | Net Demand (MW) | -750 | 15
3 Revenue Sufficiency | 2027 | 60 | Net Demand (MW) | -740 | 13
3 Revenue Sufficiency | 2027 | 60 | Net Demand (MW) | -730 | 22
3 Revenue Sufficiency | 2027 | 60 | Net Demand (MW) | -720 | 13
3 Revenue Sufficiency | 2027 | 60 | Net Demand (MW) | -710 | 24
3 Revenue Sufficiency | 2027 | 60 | Net Demand (MW) | -700 | 28
3 Revenue Sufficiency | 2027 | 60 | Net Demand (MW) | -690 | 24
3 Revenue Sufficiency | 2027 | 60 | Net Demand (MW) | -680 | 26
3 Revenue Sufficiency | 2027 | 60 | Net Demand (MW) | -670 | 41
3 Revenue Sufficiency | 2027 | 60 | Net Demand (MW) | -660 | 43
3 Revenue Sufficiency | 2027 | 60 | Net Demand (MW) | -650 | 44
3 Revenue Sufficiency | 2027 | 60 | Net Demand (MW) | -640 | 45
3 Revenue Sufficiency | 2027 | 60 | Net Demand (MW) | -630 | 62
3 Revenue Sufficiency | 2027 | 60 | Net Demand (MW) | -620 | 45
3 Revenue Sufficiency | 2027 | 60 | Net Demand (MW) | -610 | 58
3 Revenue Sufficiency | 2027 | 60 | Net Demand (MW) | -600 | 47
3 Revenue Sufficiency | 2027 | 60 | Net Demand (MW) | -590 | 48
3 Revenue Sufficiency | 2027 | 60 | Net Demand (MW) | -580 | 56
3 Revenue Sufficiency | 2027 | 60 | Net Demand (MW) | -570 | 78
3 Revenue Sufficiency | 2027 | 60 | Net Demand (MW) | -560 | 82
3 Revenue Sufficiency | 2027 | 60 | Net Demand (MW) | -550 | 102
3 Revenue Sufficiency | 2027 | 60 | Net Demand (MW) | -540 | 75
3 Revenue Sufficiency | 2027 | 60 | Net Demand (MW) | -530 | 90
3 Revenue Sufficiency | 2027 | 60 | Net Demand (MW) | -520 | 95
3 Revenue Sufficiency | 2027 | 60 | Net Demand (MW) | -510 | 93
3 Revenue Sufficiency | 2027 | 60 | Net Demand (MW) | -500 | 113
3 Revenue Sufficiency | 2027 | 60 | Net Demand (MW) | -490 | 128
3 Revenue Sufficiency | 2027 | 60 | Net Demand (MW) | -480 | 136
3 Revenue Sufficiency | 2027 | 60 | Net Demand (MW) | -470 | 145
3 Revenue Sufficiency | 2027 | 60 | Net Demand (MW) | -460 | 152
3 Revenue Sufficiency | 2027 | 60 | Net Demand (MW) | -450 | 167
3 Revenue Sufficiency | 2027 | 60 | Net Demand (MW) | -440 | 199
3 Revenue Sufficiency | 2027 | 60 | Net Demand (MW) | -430 | 185
3 Revenue Sufficiency | 2027 | 60 | Net Demand (MW) | -420 | 179
3 Revenue Sufficiency | 2027 | 60 | Net Demand (MW) | -410 | 212
3 Revenue Sufficiency | 2027 | 60 | Net Demand (MW) | -400 | 219
3 Revenue Sufficiency | 2027 | 60 | Net Demand (MW) | -390 | 238
3 Revenue Sufficiency | 2027 | 60 | Net Demand (MW) | -380 | 217
3 Revenue Sufficiency | 2027 | 60 | Net Demand (MW) | -370 | 270
3 Revenue Sufficiency | 2027 | 60 | Net Demand (MW) | -360 | 286
3 Revenue Sufficiency | 2027 | 60 | Net Demand (MW) | -350 | 285
3 Revenue Sufficiency | 2027 | 60 | Net Demand (MW) | -340 | 318
3 Revenue Sufficiency | 2027 | 60 | Net Demand (MW) | -330 | 321
3 Revenue Sufficiency | 2027 | 60 | Net Demand (MW) | -320 | 332
3 Revenue Sufficiency | 2027 | 60 | Net Demand (MW) | -310 | 381
3 Revenue Sufficiency | 2027 | 60 | Net Demand (MW) | -300 | 378
3 Revenue Sufficiency | 2027 | 60 | Net Demand (MW) | -290 | 348
3 Revenue Sufficiency | 2027 | 60 | Net Demand (MW) | -280 | 370
3 Revenue Sufficiency | 2027 | 60 | Net Demand (MW) | -270 | 404
3 Revenue Sufficiency | 2027 | 60 | Net Demand (MW) | -260 | 414
3 Revenue Sufficiency | 2027 | 60 | Net Demand (MW) | -250 | 465
3 Revenue Sufficiency | 2027 | 60 | Net Demand (MW) | -240 | 454
3 Revenue Sufficiency | 2027 | 60 | Net Demand (MW) | -230 | 450
3 Revenue Sufficiency | 2027 | 60 | Net Demand (MW) | -220 | 467
3 Revenue Sufficiency | 2027 | 60 | Net Demand (MW) | -210 | 531
3 Revenue Sufficiency | 2027 | 60 | Net Demand (MW) | -200 | 511
3 Revenue Sufficiency | 2027 | 60 | Net Demand (MW) | -190 | 583
3 Revenue Sufficiency | 2027 | 60 | Net Demand (MW) | -180 | 652
3 Revenue Sufficiency | 2027 | 60 | Net Demand (MW) | -170 | 658
3 Revenue Sufficiency | 2027 | 60 | Net Demand (MW) | -160 | 677
3 Revenue Sufficiency | 2027 | 60 | Net Demand (MW) | -150 | 663
3 Revenue Sufficiency | 2027 | 60 | Net Demand (MW) | -140 | 685
3 Revenue Sufficiency | 2027 | 60 | Net Demand (MW) | -130 | 700
3 Revenue Sufficiency | 2027 | 60 | Net Demand (MW) | -120 | 747
3 Revenue Sufficiency | 2027 | 60 | Net Demand (MW) | -110 | 816
3 Revenue Sufficiency | 2027 | 60 | Net Demand (MW) | -100 | 833
3 Revenue Sufficiency | 2027 | 60 | Net Demand (MW) | -90 | 849
3 Revenue Sufficiency | 2027 | 60 | Net Demand (MW) | -80 | 843
3 Revenue Sufficiency | 2027 | 60 | Net Demand (MW) | -70 | 854
3 Revenue Sufficiency | 2027 | 60 | Net Demand (MW) | -60 | 922
3 Revenue Sufficiency | 2027 | 60 | Net Demand (MW) | -50 | 916
3 Revenue Sufficiency | 2027 | 60 | Net Demand (MW) | -40 | 971
3 Revenue Sufficiency | 2027 | 60 | Net Demand (MW) | -30 | 939
3 Revenue Sufficiency | 2027 | 60 | Net Demand (MW) | -20 | 982
3 Revenue Sufficiency | 2027 | 60 | Net Demand (MW) | -10 | 970
3 Revenue Sufficiency | 2027 | 60 | Net Demand (MW) | 0 | 1069
3 Revenue Sufficiency | 2027 | 60 | Net Demand (MW) | 10 | 1075
3 Revenue Sufficiency | 2027 | 60 | Net Demand (MW) | 20 | 964
3 Revenue Sufficiency | 2027 | 60 | Net Demand (MW) | 30 | 1003
3 Revenue Sufficiency | 2027 | 60 | Net Demand (MW) | 40 | 1003
3 Revenue Sufficiency | 2027 | 60 | Net Demand (MW) | 50 | 940
3 Revenue Sufficiency | 2027 | 60 | Net Demand (MW) | 60 | 961
3 Revenue Sufficiency | 2027 | 60 | Net Demand (MW) | 70 | 956
3 Revenue Sufficiency | 2027 | 60 | Net Demand (MW) | 80 | 845
3 Revenue Sufficiency | 2027 | 60 | Net Demand (MW) | 90 | 899
3 Revenue Sufficiency | 2027 | 60 | Net Demand (MW) | 100 | 771
3 Revenue Sufficiency | 2027 | 60 | Net Demand (MW) | 110 | 837
3 Revenue Sufficiency | 2027 | 60 | Net Demand (MW) | 120 | 720
3 Revenue Sufficiency | 2027 | 60 | Net Demand (MW) | 130 | 713
3 Revenue Sufficiency | 2027 | 60 | Net Demand (MW) | 140 | 642
3 Revenue Sufficiency | 2027 | 60 | Net Demand (MW) | 150 | 652
3 Revenue Sufficiency | 2027 | 60 | Net Demand (MW) | 160 | 681
3 Revenue Sufficiency | 2027 | 60 | Net Demand (MW) | 170 | 574
3 Revenue Sufficiency | 2027 | 60 | Net Demand (MW) | 180 | 574
3 Revenue Sufficiency | 2027 | 60 | Net Demand (MW) | 190 | 530
3 Revenue Sufficiency | 2027 | 60 | Net Demand (MW) | 200 | 468
3 Revenue Sufficiency | 2027 | 60 | Net Demand (MW) | 210 | 532
3 Revenue Sufficiency | 2027 | 60 | Net Demand (MW) | 220 | 463
3 Revenue Sufficiency | 2027 | 60 | Net Demand (MW) | 230 | 422
3 Revenue Sufficiency | 2027 | 60 | Net Demand (MW) | 240 | 407
3 Revenue Sufficiency | 2027 | 60 | Net Demand (MW) | 250 | 372
3 Revenue Sufficiency | 2027 | 60 | Net Demand (MW) | 260 | 413
3 Revenue Sufficiency | 2027 | 60 | Net Demand (MW) | 270 | 366
3 Revenue Sufficiency | 2027 | 60 | Net Demand (MW) | 280 | 325
3 Revenue Sufficiency | 2027 | 60 | Net Demand (MW) | 290 | 347
3 Revenue Sufficiency | 2027 | 60 | Net Demand (MW) | 300 | 280
3 Revenue Sufficiency | 2027 | 60 | Net Demand (MW) | 310 | 295
3 Revenue Sufficiency | 2027 | 60 | Net Demand (MW) | 320 | 290
3 Revenue Sufficiency | 2027 | 60 | Net Demand (MW) | 330 | 254
3 Revenue Sufficiency | 2027 | 60 | Net Demand (MW) | 340 | 241
3 Revenue Sufficiency | 2027 | 60 | Net Demand (MW) | 350 | 247
3 Revenue Sufficiency | 2027 | 60 | Net Demand (MW) | 360 | 210
3 Revenue Sufficiency | 2027 | 60 | Net Demand (MW) | 370 | 200
3 Revenue Sufficiency | 2027 | 60 | Net Demand (MW) | 380 | 181
3 Revenue Sufficiency | 2027 | 60 | Net Demand (MW) | 390 | 191
3 Revenue Sufficiency | 2027 | 60 | Net Demand (MW) | 400 | 184
3 Revenue Sufficiency | 2027 | 60 | Net Demand (MW) | 410 | 186
3 Revenue Sufficiency | 2027 | 60 | Net Demand (MW) | 420 | 176
3 Revenue Sufficiency | 2027 | 60 | Net Demand (MW) | 430 | 156
3 Revenue Sufficiency | 2027 | 60 | Net Demand (MW) | 440 | 185
3 Revenue Sufficiency | 2027 | 60 | Net Demand (MW) | 450 | 148
3 Revenue Sufficiency | 2027 | 60 | Net Demand (MW) | 460 | 147
3 Revenue Sufficiency | 2027 | 60 | Net Demand (MW) | 470 | 151
3 Revenue Sufficiency | 2027 | 60 | Net Demand (MW) | 480 | 132
3 Revenue Sufficiency | 2027 | 60 | Net Demand (MW) | 490 | 111
3 Revenue Sufficiency | 2027 | 60 | Net Demand (MW) | 500 | 127
3 Revenue Sufficiency | 2027 | 60 | Net Demand (MW) | 510 | 122
3 Revenue Sufficiency | 2027 | 60 | Net Demand (MW) | 520 | 94
3 Revenue Sufficiency | 2027 | 60 | Net Demand (MW) | 530 | 102
3 Revenue Sufficiency | 2027 | 60 | Net Demand (MW) | 540 | 98
3 Revenue Sufficiency | 2027 | 60 | Net Demand (MW) | 550 | 91
3 Revenue Sufficiency | 2027 | 60 | Net Demand (MW) | 560 | 82
3 Revenue Sufficiency | 2027 | 60 | Net Demand (MW) | 570 | 76
3 Revenue Sufficiency | 2027 | 60 | Net Demand (MW) | 580 | 65
3 Revenue Sufficiency | 2027 | 60 | Net Demand (MW) | 590 | 71
3 Revenue Sufficiency | 2027 | 60 | Net Demand (MW) | 600 | 64
3 Revenue Sufficiency | 2027 | 60 | Net Demand (MW) | 610 | 69
3 Revenue Sufficiency | 2027 | 60 | Net Demand (MW) | 620 | 66
3 Revenue Sufficiency | 2027 | 60 | Net Demand (MW) | 630 | 51
3 Revenue Sufficiency | 2027 | 60 | Net Demand (MW) | 640 | 56
3 Revenue Sufficiency | 2027 | 60 | Net Demand (MW) | 650 | 71
3 Revenue Sufficiency | 2027 | 60 | Net Demand (MW) | 660 | 50
3 Revenue Sufficiency | 2027 | 60 | Net Demand (MW) | 670 | 59
3 Revenue Sufficiency | 2027 | 60 | Net Demand (MW) | 680 | 58
3 Revenue Sufficiency | 2027 | 60 | Net Demand (MW) | 690 | 52
3 Revenue Sufficiency | 2027 | 60 | Net Demand (MW) | 700 | 42
3 Revenue Sufficiency | 2027 | 60 | Net Demand (MW) | 710 | 34
3 Revenue Sufficiency | 2027 | 60 | Net Demand (MW) | 720 | 40
3 Revenue Sufficiency | 2027 | 60 | Net Demand (MW) | 730 | 18
3 Revenue Sufficiency | 2027 | 60 | Net Demand (MW) | 740 | 36
3 Revenue Sufficiency | 2027 | 60 | Net Demand (MW) | 750 | 33
3 Revenue Sufficiency | 2027 | 60 | Net Demand (MW) | 760 | 37
3 Revenue Sufficiency | 2027 | 60 | Net Demand (MW) | 770 | 25
3 Revenue Sufficiency | 2027 | 60 | Net Demand (MW) | 780 | 30
3 Revenue Sufficiency | 2027 | 60 | Net Demand (MW) | 790 | 21
3 Revenue Sufficiency | 2027 | 60 | Net Demand (MW) | 800 | 24
3 Revenue Sufficiency | 2027 | 60 | Net Demand (MW) | 810 | 24
3 Revenue Sufficiency | 2027 | 60 | Net Demand (MW) | 820 | 12
3 Revenue Sufficiency | 2027 | 60 | Net Demand (MW) | 830 | 20
3 Revenue Sufficiency | 2027 | 60 | Net Demand (MW) | 840 | 10
3 Revenue Sufficiency | 2027 | 60 | Net Demand (MW) | 850 | 10
3 Revenue Sufficiency | 2027 | 60 | Net Demand (MW) | 860 | 11
3 Revenue Sufficiency | 2027 | 60 | Net Demand (MW) | 870 | 12
3 Revenue Sufficiency | 2027 | 60 | Net Demand (MW) | 880 | 14
3 Revenue Sufficiency | 2027 | 60 | Net Demand (MW) | 890 | 8
3 Revenue Sufficiency | 2027 | 60 | Net Demand (MW) | 900 | 10
3 Revenue Sufficiency | 2027 | 60 | Net Demand (MW) | 910 | 7
3 Revenue Sufficiency | 2027 | 60 | Net Demand (MW) | 920 | 2
3 Revenue Sufficiency | 2027 | 60 | Net Demand (MW) | 930 | 5
3 Revenue Sufficiency | 2027 | 60 | Net Demand (MW) | 940 | 4
3 Revenue Sufficiency | 2027 | 60 | Net Demand (MW) | 950 | 5
3 Revenue Sufficiency | 2027 | 60 | Net Demand (MW) | 960 | 7
3 Revenue Sufficiency | 2027 | 60 | Net Demand (MW) | 970 | 7
3 Revenue Sufficiency | 2027 | 60 | Net Demand (MW) | 980 | 6
3 Revenue Sufficiency | 2027 | 60 | Net Demand (MW) | 990 | 4
3 Revenue Sufficiency | 2027 | 60 | Net Demand (MW) | 1000 | 4
3 Revenue Sufficiency | 2027 | 60 | Net Demand (MW) | 1010 | 1
3 Revenue Sufficiency | 2027 | 60 | Net Demand (MW) | 1020 | 6
3 Revenue Sufficiency | 2027 | 60 | Net Demand (MW) | 1030 | 1
3 Revenue Sufficiency | 2027 | 60 | Net Demand (MW) | 1040 | 2
3 Revenue Sufficiency | 2027 | 60 | Net Demand (MW) | 1050 | 3
3 Revenue Sufficiency | 2027 | 60 | Net Demand (MW) | 1060 | 2
3 Revenue Sufficiency | 2027 | 60 | Net Demand (MW) | 1070 | 3
3 Revenue Sufficiency | 2027 | 60 | Net Demand (MW) | 1080 | 2
3 Revenue Sufficiency | 2027 | 60 | Net Demand (MW) | 1090 | 1
3 Revenue Sufficiency | 2027 | 60 | Net Demand (MW) | 1100 | 1
3 Revenue Sufficiency | 2027 | 60 | Net Demand (MW) | 1110 | 3
3 Revenue Sufficiency | 2027 | 60 | Net Demand (MW) | 1120 | 1
3 Revenue Sufficiency | 2027 | 60 | Net Demand (MW) | 1130 | 2
3 Revenue Sufficiency | 2027 | 60 | Net Demand (MW) | 1140 | 1
3 Revenue Sufficiency | 2027 | 60 | Net Demand (MW) | 1150 | 1
3 Revenue Sufficiency | 2027 | 60 | Net Demand (MW) | 1160 | 0
3 Revenue Sufficiency | 2027 | 60 | Net Demand (MW) | 1170 | 2
3 Revenue Sufficiency | 2027 | 60 | Net Demand (MW) | 1180 | 1
3 Revenue Sufficiency | 2027 | 60 | Net Demand (MW) | 1190 | 0
3 Revenue Sufficiency | 2027 | 60 | Net Demand (MW) | 1200 | 0
3 Revenue Sufficiency | 2027 | 60 | Net Demand (MW) | 1210 | 0
3 Revenue Sufficiency | 2027 | 60 | Net Demand (MW) | 1220 | 0
3 Revenue Sufficiency | 2027 | 60 | Net Demand (MW) | 1230 | 1
3 Revenue Sufficiency | 2027 | 60 | Net Demand (MW) | 1240 | 1
3 Revenue Sufficiency | 2027 | 60 | Net Demand (MW) | 1250 | 0
3 Revenue Sufficiency | 2027 | 60 | Net Demand (MW) | 1260 | 2
3 Revenue Sufficiency | 2027 | 60 | Net Demand (MW) | 1270 | 1
3 Revenue Sufficiency | 2027 | 60 | Net Demand (MW) | 1280 | 0
3 Revenue Sufficiency | 2027 | 60 | Net Demand (MW) | 1290 | 1
3 Revenue Sufficiency | 2027 | 60 | Net Demand (MW) | 1300 | 1
3 Revenue Sufficiency | 2027 | 60 | Net Demand (MW) | 1310 | 1
3 Revenue Sufficiency | 2027 | 60 | Net Demand (MW) | 1320 | 1
3 Revenue Sufficiency | 2027 | 60 | Net Demand (MW) | 1330 | 1
3 Revenue Sufficiency | 2028 | 10 | Alberta Internal Load (MW) | -410 | 1
3 Revenue Sufficiency | 2028 | 10 | Alberta Internal Load (MW) | -400 | 0
3 Revenue Sufficiency | 2028 | 10 | Alberta Internal Load (MW) | -390 | 0
3 Revenue Sufficiency | 2028 | 10 | Alberta Internal Load (MW) | -380 | 0
3 Revenue Sufficiency | 2028 | 10 | Alberta Internal Load (MW) | -370 | 0
3 Revenue Sufficiency | 2028 | 10 | Alberta Internal Load (MW) | -360 | 0
3 Revenue Sufficiency | 2028 | 10 | Alberta Internal Load (MW) | -350 | 0
3 Revenue Sufficiency | 2028 | 10 | Alberta Internal Load (MW) | -340 | 0
3 Revenue Sufficiency | 2028 | 10 | Alberta Internal Load (MW) | -330 | 0
3 Revenue Sufficiency | 2028 | 10 | Alberta Internal Load (MW) | -320 | 0
3 Revenue Sufficiency | 2028 | 10 | Alberta Internal Load (MW) | -310 | 0
3 Revenue Sufficiency | 2028 | 10 | Alberta Internal Load (MW) | -300 | 0
3 Revenue Sufficiency | 2028 | 10 | Alberta Internal Load (MW) | -290 | 0
3 Revenue Sufficiency | 2028 | 10 | Alberta Internal Load (MW) | -280 | 0
3 Revenue Sufficiency | 2028 | 10 | Alberta Internal Load (MW) | -270 | 0
3 Revenue Sufficiency | 2028 | 10 | Alberta Internal Load (MW) | -260 | 1
3 Revenue Sufficiency | 2028 | 10 | Alberta Internal Load (MW) | -250 | 0
3 Revenue Sufficiency | 2028 | 10 | Alberta Internal Load (MW) | -240 | 2
3 Revenue Sufficiency | 2028 | 10 | Alberta Internal Load (MW) | -230 | 1
3 Revenue Sufficiency | 2028 | 10 | Alberta Internal Load (MW) | -220 | 0
3 Revenue Sufficiency | 2028 | 10 | Alberta Internal Load (MW) | -210 | 0
3 Revenue Sufficiency | 2028 | 10 | Alberta Internal Load (MW) | -200 | 0
3 Revenue Sufficiency | 2028 | 10 | Alberta Internal Load (MW) | -190 | 1
3 Revenue Sufficiency | 2028 | 10 | Alberta Internal Load (MW) | -180 | 3
3 Revenue Sufficiency | 2028 | 10 | Alberta Internal Load (MW) | -170 | 7
3 Revenue Sufficiency | 2028 | 10 | Alberta Internal Load (MW) | -160 | 10
3 Revenue Sufficiency | 2028 | 10 | Alberta Internal Load (MW) | -150 | 15
3 Revenue Sufficiency | 2028 | 10 | Alberta Internal Load (MW) | -140 | 38
3 Revenue Sufficiency | 2028 | 10 | Alberta Internal Load (MW) | -130 | 54
3 Revenue Sufficiency | 2028 | 10 | Alberta Internal Load (MW) | -120 | 102
3 Revenue Sufficiency | 2028 | 10 | Alberta Internal Load (MW) | -110 | 152
3 Revenue Sufficiency | 2028 | 10 | Alberta Internal Load (MW) | -100 | 264
3 Revenue Sufficiency | 2028 | 10 | Alberta Internal Load (MW) | -90 | 385
3 Revenue Sufficiency | 2028 | 10 | Alberta Internal Load (MW) | -80 | 482
3 Revenue Sufficiency | 2028 | 10 | Alberta Internal Load (MW) | -70 | 756
3 Revenue Sufficiency | 2028 | 10 | Alberta Internal Load (MW) | -60 | 1199
3 Revenue Sufficiency | 2028 | 10 | Alberta Internal Load (MW) | -50 | 1974
3 Revenue Sufficiency | 2028 | 10 | Alberta Internal Load (MW) | -40 | 2815
3 Revenue Sufficiency | 2028 | 10 | Alberta Internal Load (MW) | -30 | 3957
3 Revenue Sufficiency | 2028 | 10 | Alberta Internal Load (MW) | -20 | 5173
3 Revenue Sufficiency | 2028 | 10 | Alberta Internal Load (MW) | -10 | 6505
3 Revenue Sufficiency | 2028 | 10 | Alberta Internal Load (MW) | 0 | 6959
3 Revenue Sufficiency | 2028 | 10 | Alberta Internal Load (MW) | 10 | 6019
3 Revenue Sufficiency | 2028 | 10 | Alberta Internal Load (MW) | 20 | 4596
3 Revenue Sufficiency | 2028 | 10 | Alberta Internal Load (MW) | 30 | 3261
3 Revenue Sufficiency | 2028 | 10 | Alberta Internal Load (MW) | 40 | 2213
3 Revenue Sufficiency | 2028 | 10 | Alberta Internal Load (MW) | 50 | 1550
3 Revenue Sufficiency | 2028 | 10 | Alberta Internal Load (MW) | 60 | 1100
3 Revenue Sufficiency | 2028 | 10 | Alberta Internal Load (MW) | 70 | 801
3 Revenue Sufficiency | 2028 | 10 | Alberta Internal Load (MW) | 80 | 516
3 Revenue Sufficiency | 2028 | 10 | Alberta Internal Load (MW) | 90 | 377
3 Revenue Sufficiency | 2028 | 10 | Alberta Internal Load (MW) | 100 | 311
3 Revenue Sufficiency | 2028 | 10 | Alberta Internal Load (MW) | 110 | 228
3 Revenue Sufficiency | 2028 | 10 | Alberta Internal Load (MW) | 120 | 186
3 Revenue Sufficiency | 2028 | 10 | Alberta Internal Load (MW) | 130 | 194
3 Revenue Sufficiency | 2028 | 10 | Alberta Internal Load (MW) | 140 | 125
3 Revenue Sufficiency | 2028 | 10 | Alberta Internal Load (MW) | 150 | 98
3 Revenue Sufficiency | 2028 | 10 | Alberta Internal Load (MW) | 160 | 54
3 Revenue Sufficiency | 2028 | 10 | Alberta Internal Load (MW) | 170 | 40
3 Revenue Sufficiency | 2028 | 10 | Alberta Internal Load (MW) | 180 | 11
3 Revenue Sufficiency | 2028 | 10 | Alberta Internal Load (MW) | 190 | 8
3 Revenue Sufficiency | 2028 | 10 | Alberta Internal Load (MW) | 200 | 6
3 Revenue Sufficiency | 2028 | 10 | Alberta Internal Load (MW) | 210 | 3
3 Revenue Sufficiency | 2028 | 10 | Alberta Internal Load (MW) | 220 | 1
3 Revenue Sufficiency | 2028 | 10 | Alberta Internal Load (MW) | 230 | 1
3 Revenue Sufficiency | 2028 | 10 | Alberta Internal Load (MW) | 240 | 0
3 Revenue Sufficiency | 2028 | 10 | Alberta Internal Load (MW) | 250 | 0
3 Revenue Sufficiency | 2028 | 10 | Alberta Internal Load (MW) | 260 | 1
3 Revenue Sufficiency | 2028 | 10 | Alberta Internal Load (MW) | 270 | 1
3 Revenue Sufficiency | 2028 | 10 | Alberta Internal Load (MW) | 280 | 0
3 Revenue Sufficiency | 2028 | 10 | Alberta Internal Load (MW) | 290 | 0
3 Revenue Sufficiency | 2028 | 10 | Alberta Internal Load (MW) | 300 | 1
3 Revenue Sufficiency | 2028 | 10 | Alberta Internal Load (MW) | 310 | 0
3 Revenue Sufficiency | 2028 | 10 | Alberta Internal Load (MW) | 320 | 1
3 Revenue Sufficiency | 2028 | 60 | Alberta Internal Load (MW) | -690 | 2
3 Revenue Sufficiency | 2028 | 60 | Alberta Internal Load (MW) | -680 | 1
3 Revenue Sufficiency | 2028 | 60 | Alberta Internal Load (MW) | -670 | 1
3 Revenue Sufficiency | 2028 | 60 | Alberta Internal Load (MW) | -660 | 1
3 Revenue Sufficiency | 2028 | 60 | Alberta Internal Load (MW) | -650 | 5
3 Revenue Sufficiency | 2028 | 60 | Alberta Internal Load (MW) | -640 | 5
3 Revenue Sufficiency | 2028 | 60 | Alberta Internal Load (MW) | -630 | 5
3 Revenue Sufficiency | 2028 | 60 | Alberta Internal Load (MW) | -620 | 10
3 Revenue Sufficiency | 2028 | 60 | Alberta Internal Load (MW) | -610 | 9
3 Revenue Sufficiency | 2028 | 60 | Alberta Internal Load (MW) | -600 | 15
3 Revenue Sufficiency | 2028 | 60 | Alberta Internal Load (MW) | -590 | 16
3 Revenue Sufficiency | 2028 | 60 | Alberta Internal Load (MW) | -580 | 28
3 Revenue Sufficiency | 2028 | 60 | Alberta Internal Load (MW) | -570 | 30
3 Revenue Sufficiency | 2028 | 60 | Alberta Internal Load (MW) | -560 | 45
3 Revenue Sufficiency | 2028 | 60 | Alberta Internal Load (MW) | -550 | 40
3 Revenue Sufficiency | 2028 | 60 | Alberta Internal Load (MW) | -540 | 53
3 Revenue Sufficiency | 2028 | 60 | Alberta Internal Load (MW) | -530 | 67
3 Revenue Sufficiency | 2028 | 60 | Alberta Internal Load (MW) | -520 | 85
3 Revenue Sufficiency | 2028 | 60 | Alberta Internal Load (MW) | -510 | 68
3 Revenue Sufficiency | 2028 | 60 | Alberta Internal Load (MW) | -500 | 67
3 Revenue Sufficiency | 2028 | 60 | Alberta Internal Load (MW) | -490 | 73
3 Revenue Sufficiency | 2028 | 60 | Alberta Internal Load (MW) | -480 | 72
3 Revenue Sufficiency | 2028 | 60 | Alberta Internal Load (MW) | -470 | 85
3 Revenue Sufficiency | 2028 | 60 | Alberta Internal Load (MW) | -460 | 94
3 Revenue Sufficiency | 2028 | 60 | Alberta Internal Load (MW) | -450 | 90
3 Revenue Sufficiency | 2028 | 60 | Alberta Internal Load (MW) | -440 | 81
3 Revenue Sufficiency | 2028 | 60 | Alberta Internal Load (MW) | -430 | 94
3 Revenue Sufficiency | 2028 | 60 | Alberta Internal Load (MW) | -420 | 104
3 Revenue Sufficiency | 2028 | 60 | Alberta Internal Load (MW) | -410 | 114
3 Revenue Sufficiency | 2028 | 60 | Alberta Internal Load (MW) | -400 | 92
3 Revenue Sufficiency | 2028 | 60 | Alberta Internal Load (MW) | -390 | 94
3 Revenue Sufficiency | 2028 | 60 | Alberta Internal Load (MW) | -380 | 137
3 Revenue Sufficiency | 2028 | 60 | Alberta Internal Load (MW) | -370 | 102
3 Revenue Sufficiency | 2028 | 60 | Alberta Internal Load (MW) | -360 | 129
3 Revenue Sufficiency | 2028 | 60 | Alberta Internal Load (MW) | -350 | 148
3 Revenue Sufficiency | 2028 | 60 | Alberta Internal Load (MW) | -340 | 168
3 Revenue Sufficiency | 2028 | 60 | Alberta Internal Load (MW) | -330 | 168
3 Revenue Sufficiency | 2028 | 60 | Alberta Internal Load (MW) | -320 | 203
3 Revenue Sufficiency | 2028 | 60 | Alberta Internal Load (MW) | -310 | 243
3 Revenue Sufficiency | 2028 | 60 | Alberta Internal Load (MW) | -300 | 290
3 Revenue Sufficiency | 2028 | 60 | Alberta Internal Load (MW) | -290 | 298
3 Revenue Sufficiency | 2028 | 60 | Alberta Internal Load (MW) | -280 | 317
3 Revenue Sufficiency | 2028 | 60 | Alberta Internal Load (MW) | -270 | 349
3 Revenue Sufficiency | 2028 | 60 | Alberta Internal Load (MW) | -260 | 338
3 Revenue Sufficiency | 2028 | 60 | Alberta Internal Load (MW) | -250 | 357
3 Revenue Sufficiency | 2028 | 60 | Alberta Internal Load (MW) | -240 | 437
3 Revenue Sufficiency | 2028 | 60 | Alberta Internal Load (MW) | -230 | 434
3 Revenue Sufficiency | 2028 | 60 | Alberta Internal Load (MW) | -220 | 453
3 Revenue Sufficiency | 2028 | 60 | Alberta Internal Load (MW) | -210 | 456
3 Revenue Sufficiency | 2028 | 60 | Alberta Internal Load (MW) | -200 | 519
3 Revenue Sufficiency | 2028 | 60 | Alberta Internal Load (MW) | -190 | 585
3 Revenue Sufficiency | 2028 | 60 | Alberta Internal Load (MW) | -180 | 583
3 Revenue Sufficiency | 2028 | 60 | Alberta Internal Load (MW) | -170 | 647
3 Revenue Sufficiency | 2028 | 60 | Alberta Internal Load (MW) | -160 | 607
3 Revenue Sufficiency | 2028 | 60 | Alberta Internal Load (MW) | -150 | 704
3 Revenue Sufficiency | 2028 | 60 | Alberta Internal Load (MW) | -140 | 736
3 Revenue Sufficiency | 2028 | 60 | Alberta Internal Load (MW) | -130 | 773
3 Revenue Sufficiency | 2028 | 60 | Alberta Internal Load (MW) | -120 | 801
3 Revenue Sufficiency | 2028 | 60 | Alberta Internal Load (MW) | -110 | 865
3 Revenue Sufficiency | 2028 | 60 | Alberta Internal Load (MW) | -100 | 983
3 Revenue Sufficiency | 2028 | 60 | Alberta Internal Load (MW) | -90 | 1025
3 Revenue Sufficiency | 2028 | 60 | Alberta Internal Load (MW) | -80 | 1140
3 Revenue Sufficiency | 2028 | 60 | Alberta Internal Load (MW) | -70 | 1232
3 Revenue Sufficiency | 2028 | 60 | Alberta Internal Load (MW) | -60 | 1362
3 Revenue Sufficiency | 2028 | 60 | Alberta Internal Load (MW) | -50 | 1445
3 Revenue Sufficiency | 2028 | 60 | Alberta Internal Load (MW) | -40 | 1514
3 Revenue Sufficiency | 2028 | 60 | Alberta Internal Load (MW) | -30 | 1596
3 Revenue Sufficiency | 2028 | 60 | Alberta Internal Load (MW) | -20 | 1713
3 Revenue Sufficiency | 2028 | 60 | Alberta Internal Load (MW) | -10 | 1689
3 Revenue Sufficiency | 2028 | 60 | Alberta Internal Load (MW) | 0 | 1603
3 Revenue Sufficiency | 2028 | 60 | Alberta Internal Load (MW) | 10 | 1646
3 Revenue Sufficiency | 2028 | 60 | Alberta Internal Load (MW) | 20 | 1492
3 Revenue Sufficiency | 2028 | 60 | Alberta Internal Load (MW) | 30 | 1477
3 Revenue Sufficiency | 2028 | 60 | Alberta Internal Load (MW) | 40 | 1348
3 Revenue Sufficiency | 2028 | 60 | Alberta Internal Load (MW) | 50 | 1215
3 Revenue Sufficiency | 2028 | 60 | Alberta Internal Load (MW) | 60 | 1100
3 Revenue Sufficiency | 2028 | 60 | Alberta Internal Load (MW) | 70 | 989
3 Revenue Sufficiency | 2028 | 60 | Alberta Internal Load (MW) | 80 | 923
3 Revenue Sufficiency | 2028 | 60 | Alberta Internal Load (MW) | 90 | 848
3 Revenue Sufficiency | 2028 | 60 | Alberta Internal Load (MW) | 100 | 779
3 Revenue Sufficiency | 2028 | 60 | Alberta Internal Load (MW) | 110 | 720
3 Revenue Sufficiency | 2028 | 60 | Alberta Internal Load (MW) | 120 | 633
3 Revenue Sufficiency | 2028 | 60 | Alberta Internal Load (MW) | 130 | 644
3 Revenue Sufficiency | 2028 | 60 | Alberta Internal Load (MW) | 140 | 557
3 Revenue Sufficiency | 2028 | 60 | Alberta Internal Load (MW) | 150 | 546
3 Revenue Sufficiency | 2028 | 60 | Alberta Internal Load (MW) | 160 | 489
3 Revenue Sufficiency | 2028 | 60 | Alberta Internal Load (MW) | 170 | 507
3 Revenue Sufficiency | 2028 | 60 | Alberta Internal Load (MW) | 180 | 500
3 Revenue Sufficiency | 2028 | 60 | Alberta Internal Load (MW) | 190 | 430
3 Revenue Sufficiency | 2028 | 60 | Alberta Internal Load (MW) | 200 | 393
3 Revenue Sufficiency | 2028 | 60 | Alberta Internal Load (MW) | 210 | 376
3 Revenue Sufficiency | 2028 | 60 | Alberta Internal Load (MW) | 220 | 361
3 Revenue Sufficiency | 2028 | 60 | Alberta Internal Load (MW) | 230 | 329
3 Revenue Sufficiency | 2028 | 60 | Alberta Internal Load (MW) | 240 | 309
3 Revenue Sufficiency | 2028 | 60 | Alberta Internal Load (MW) | 250 | 277
3 Revenue Sufficiency | 2028 | 60 | Alberta Internal Load (MW) | 260 | 288
3 Revenue Sufficiency | 2028 | 60 | Alberta Internal Load (MW) | 270 | 283
3 Revenue Sufficiency | 2028 | 60 | Alberta Internal Load (MW) | 280 | 275
3 Revenue Sufficiency | 2028 | 60 | Alberta Internal Load (MW) | 290 | 247
3 Revenue Sufficiency | 2028 | 60 | Alberta Internal Load (MW) | 300 | 204
3 Revenue Sufficiency | 2028 | 60 | Alberta Internal Load (MW) | 310 | 248
3 Revenue Sufficiency | 2028 | 60 | Alberta Internal Load (MW) | 320 | 200
3 Revenue Sufficiency | 2028 | 60 | Alberta Internal Load (MW) | 330 | 181
3 Revenue Sufficiency | 2028 | 60 | Alberta Internal Load (MW) | 340 | 175
3 Revenue Sufficiency | 2028 | 60 | Alberta Internal Load (MW) | 350 | 168
3 Revenue Sufficiency | 2028 | 60 | Alberta Internal Load (MW) | 360 | 160
3 Revenue Sufficiency | 2028 | 60 | Alberta Internal Load (MW) | 370 | 144
3 Revenue Sufficiency | 2028 | 60 | Alberta Internal Load (MW) | 380 | 168
3 Revenue Sufficiency | 2028 | 60 | Alberta Internal Load (MW) | 390 | 137
3 Revenue Sufficiency | 2028 | 60 | Alberta Internal Load (MW) | 400 | 113
3 Revenue Sufficiency | 2028 | 60 | Alberta Internal Load (MW) | 410 | 133
3 Revenue Sufficiency | 2028 | 60 | Alberta Internal Load (MW) | 420 | 114
3 Revenue Sufficiency | 2028 | 60 | Alberta Internal Load (MW) | 430 | 98
3 Revenue Sufficiency | 2028 | 60 | Alberta Internal Load (MW) | 440 | 90
3 Revenue Sufficiency | 2028 | 60 | Alberta Internal Load (MW) | 450 | 81
3 Revenue Sufficiency | 2028 | 60 | Alberta Internal Load (MW) | 460 | 85
3 Revenue Sufficiency | 2028 | 60 | Alberta Internal Load (MW) | 470 | 86
3 Revenue Sufficiency | 2028 | 60 | Alberta Internal Load (MW) | 480 | 82
3 Revenue Sufficiency | 2028 | 60 | Alberta Internal Load (MW) | 490 | 53
3 Revenue Sufficiency | 2028 | 60 | Alberta Internal Load (MW) | 500 | 44
3 Revenue Sufficiency | 2028 | 60 | Alberta Internal Load (MW) | 510 | 53
3 Revenue Sufficiency | 2028 | 60 | Alberta Internal Load (MW) | 520 | 48
3 Revenue Sufficiency | 2028 | 60 | Alberta Internal Load (MW) | 530 | 40
3 Revenue Sufficiency | 2028 | 60 | Alberta Internal Load (MW) | 540 | 44
3 Revenue Sufficiency | 2028 | 60 | Alberta Internal Load (MW) | 550 | 36
3 Revenue Sufficiency | 2028 | 60 | Alberta Internal Load (MW) | 560 | 52
3 Revenue Sufficiency | 2028 | 60 | Alberta Internal Load (MW) | 570 | 41
3 Revenue Sufficiency | 2028 | 60 | Alberta Internal Load (MW) | 580 | 37
3 Revenue Sufficiency | 2028 | 60 | Alberta Internal Load (MW) | 590 | 31
3 Revenue Sufficiency | 2028 | 60 | Alberta Internal Load (MW) | 600 | 50
3 Revenue Sufficiency | 2028 | 60 | Alberta Internal Load (MW) | 610 | 42
3 Revenue Sufficiency | 2028 | 60 | Alberta Internal Load (MW) | 620 | 32
3 Revenue Sufficiency | 2028 | 60 | Alberta Internal Load (MW) | 630 | 31
3 Revenue Sufficiency | 2028 | 60 | Alberta Internal Load (MW) | 640 | 38
3 Revenue Sufficiency | 2028 | 60 | Alberta Internal Load (MW) | 650 | 42
3 Revenue Sufficiency | 2028 | 60 | Alberta Internal Load (MW) | 660 | 47
3 Revenue Sufficiency | 2028 | 60 | Alberta Internal Load (MW) | 670 | 43
3 Revenue Sufficiency | 2028 | 60 | Alberta Internal Load (MW) | 680 | 35
3 Revenue Sufficiency | 2028 | 60 | Alberta Internal Load (MW) | 690 | 37
3 Revenue Sufficiency | 2028 | 60 | Alberta Internal Load (MW) | 700 | 29
3 Revenue Sufficiency | 2028 | 60 | Alberta Internal Load (MW) | 710 | 24
3 Revenue Sufficiency | 2028 | 60 | Alberta Internal Load (MW) | 720 | 42
3 Revenue Sufficiency | 2028 | 60 | Alberta Internal Load (MW) | 730 | 35
3 Revenue Sufficiency | 2028 | 60 | Alberta Internal Load (MW) | 740 | 33
3 Revenue Sufficiency | 2028 | 60 | Alberta Internal Load (MW) | 750 | 35
3 Revenue Sufficiency | 2028 | 60 | Alberta Internal Load (MW) | 760 | 19
3 Revenue Sufficiency | 2028 | 60 | Alberta Internal Load (MW) | 770 | 26
3 Revenue Sufficiency | 2028 | 60 | Alberta Internal Load (MW) | 780 | 19
3 Revenue Sufficiency | 2028 | 60 | Alberta Internal Load (MW) | 790 | 16
3 Revenue Sufficiency | 2028 | 60 | Alberta Internal Load (MW) | 800 | 14
3 Revenue Sufficiency | 2028 | 60 | Alberta Internal Load (MW) | 810 | 11
3 Revenue Sufficiency | 2028 | 60 | Alberta Internal Load (MW) | 820 | 10
3 Revenue Sufficiency | 2028 | 60 | Alberta Internal Load (MW) | 830 | 6
3 Revenue Sufficiency | 2028 | 60 | Alberta Internal Load (MW) | 840 | 8
3 Revenue Sufficiency | 2028 | 60 | Alberta Internal Load (MW) | 850 | 4
3 Revenue Sufficiency | 2028 | 60 | Alberta Internal Load (MW) | 860 | 1
3 Revenue Sufficiency | 2028 | 60 | Alberta Internal Load (MW) | 870 | 3
3 Revenue Sufficiency | 2028 | 10 | Variable Generation (MW) | -300 | 1
3 Revenue Sufficiency | 2028 | 10 | Variable Generation (MW) | -290 | 0
3 Revenue Sufficiency | 2028 | 10 | Variable Generation (MW) | -280 | 0
3 Revenue Sufficiency | 2028 | 10 | Variable Generation (MW) | -270 | 1
3 Revenue Sufficiency | 2028 | 10 | Variable Generation (MW) | -260 | 0
3 Revenue Sufficiency | 2028 | 10 | Variable Generation (MW) | -250 | 0
3 Revenue Sufficiency | 2028 | 10 | Variable Generation (MW) | -240 | 5
3 Revenue Sufficiency | 2028 | 10 | Variable Generation (MW) | -230 | 0
3 Revenue Sufficiency | 2028 | 10 | Variable Generation (MW) | -220 | 4
3 Revenue Sufficiency | 2028 | 10 | Variable Generation (MW) | -210 | 5
3 Revenue Sufficiency | 2028 | 10 | Variable Generation (MW) | -200 | 3
3 Revenue Sufficiency | 2028 | 10 | Variable Generation (MW) | -190 | 6
3 Revenue Sufficiency | 2028 | 10 | Variable Generation (MW) | -180 | 3
3 Revenue Sufficiency | 2028 | 10 | Variable Generation (MW) | -170 | 10
3 Revenue Sufficiency | 2028 | 10 | Variable Generation (MW) | -160 | 20
3 Revenue Sufficiency | 2028 | 10 | Variable Generation (MW) | -150 | 30
3 Revenue Sufficiency | 2028 | 10 | Variable Generation (MW) | -140 | 37
3 Revenue Sufficiency | 2028 | 10 | Variable Generation (MW) | -130 | 57
3 Revenue Sufficiency | 2028 | 10 | Variable Generation (MW) | -120 | 80
3 Revenue Sufficiency | 2028 | 10 | Variable Generation (MW) | -110 | 108
3 Revenue Sufficiency | 2028 | 10 | Variable Generation (MW) | -100 | 208
3 Revenue Sufficiency | 2028 | 10 | Variable Generation (MW) | -90 | 284
3 Revenue Sufficiency | 2028 | 10 | Variable Generation (MW) | -80 | 431
3 Revenue Sufficiency | 2028 | 10 | Variable Generation (MW) | -70 | 641
3 Revenue Sufficiency | 2028 | 10 | Variable Generation (MW) | -60 | 951
3 Revenue Sufficiency | 2028 | 10 | Variable Generation (MW) | -50 | 1417
3 Revenue Sufficiency | 2028 | 10 | Variable Generation (MW) | -40 | 2092
3 Revenue Sufficiency | 2028 | 10 | Variable Generation (MW) | -30 | 3284
3 Revenue Sufficiency | 2028 | 10 | Variable Generation (MW) | -20 | 4847
3 Revenue Sufficiency | 2028 | 10 | Variable Generation (MW) | -10 | 7542
3 Revenue Sufficiency | 2028 | 10 | Variable Generation (MW) | 0 | 9480
3 Revenue Sufficiency | 2028 | 10 | Variable Generation (MW) | 10 | 6759
3 Revenue Sufficiency | 2028 | 10 | Variable Generation (MW) | 20 | 4573
3 Revenue Sufficiency | 2028 | 10 | Variable Generation (MW) | 30 | 3206
3 Revenue Sufficiency | 2028 | 10 | Variable Generation (MW) | 40 | 2075
3 Revenue Sufficiency | 2028 | 10 | Variable Generation (MW) | 50 | 1380
3 Revenue Sufficiency | 2028 | 10 | Variable Generation (MW) | 60 | 929
3 Revenue Sufficiency | 2028 | 10 | Variable Generation (MW) | 70 | 657
3 Revenue Sufficiency | 2028 | 10 | Variable Generation (MW) | 80 | 439
3 Revenue Sufficiency | 2028 | 10 | Variable Generation (MW) | 90 | 285
3 Revenue Sufficiency | 2028 | 10 | Variable Generation (MW) | 100 | 211
3 Revenue Sufficiency | 2028 | 10 | Variable Generation (MW) | 110 | 167
3 Revenue Sufficiency | 2028 | 10 | Variable Generation (MW) | 120 | 96
3 Revenue Sufficiency | 2028 | 10 | Variable Generation (MW) | 130 | 64
3 Revenue Sufficiency | 2028 | 10 | Variable Generation (MW) | 140 | 41
3 Revenue Sufficiency | 2028 | 10 | Variable Generation (MW) | 150 | 45
3 Revenue Sufficiency | 2028 | 10 | Variable Generation (MW) | 160 | 24
3 Revenue Sufficiency | 2028 | 10 | Variable Generation (MW) | 170 | 12
3 Revenue Sufficiency | 2028 | 10 | Variable Generation (MW) | 180 | 16
3 Revenue Sufficiency | 2028 | 10 | Variable Generation (MW) | 190 | 6
3 Revenue Sufficiency | 2028 | 10 | Variable Generation (MW) | 200 | 8
3 Revenue Sufficiency | 2028 | 10 | Variable Generation (MW) | 210 | 5
3 Revenue Sufficiency | 2028 | 10 | Variable Generation (MW) | 220 | 3
3 Revenue Sufficiency | 2028 | 10 | Variable Generation (MW) | 230 | 2
3 Revenue Sufficiency | 2028 | 10 | Variable Generation (MW) | 240 | 2
3 Revenue Sufficiency | 2028 | 10 | Variable Generation (MW) | 250 | 5
3 Revenue Sufficiency | 2028 | 10 | Variable Generation (MW) | 260 | 0
3 Revenue Sufficiency | 2028 | 10 | Variable Generation (MW) | 270 | 0
3 Revenue Sufficiency | 2028 | 10 | Variable Generation (MW) | 280 | 0
3 Revenue Sufficiency | 2028 | 10 | Variable Generation (MW) | 290 | 0
3 Revenue Sufficiency | 2028 | 10 | Variable Generation (MW) | 300 | 0
3 Revenue Sufficiency | 2028 | 10 | Variable Generation (MW) | 310 | 0
3 Revenue Sufficiency | 2028 | 10 | Variable Generation (MW) | 320 | 0
3 Revenue Sufficiency | 2028 | 10 | Variable Generation (MW) | 330 | 1
3 Revenue Sufficiency | 2028 | 10 | Variable Generation (MW) | 340 | 1
3 Revenue Sufficiency | 2028 | 60 | Variable Generation (MW) | -1180 | 2
3 Revenue Sufficiency | 2028 | 60 | Variable Generation (MW) | -1170 | 0
3 Revenue Sufficiency | 2028 | 60 | Variable Generation (MW) | -1160 | 0
3 Revenue Sufficiency | 2028 | 60 | Variable Generation (MW) | -1150 | 0
3 Revenue Sufficiency | 2028 | 60 | Variable Generation (MW) | -1140 | 1
3 Revenue Sufficiency | 2028 | 60 | Variable Generation (MW) | -1130 | 0
3 Revenue Sufficiency | 2028 | 60 | Variable Generation (MW) | -1120 | 1
3 Revenue Sufficiency | 2028 | 60 | Variable Generation (MW) | -1110 | 0
3 Revenue Sufficiency | 2028 | 60 | Variable Generation (MW) | -1100 | 1
3 Revenue Sufficiency | 2028 | 60 | Variable Generation (MW) | -1090 | 0
3 Revenue Sufficiency | 2028 | 60 | Variable Generation (MW) | -1080 | 0
3 Revenue Sufficiency | 2028 | 60 | Variable Generation (MW) | -1070 | 1
3 Revenue Sufficiency | 2028 | 60 | Variable Generation (MW) | -1060 | 0
3 Revenue Sufficiency | 2028 | 60 | Variable Generation (MW) | -1050 | 0
3 Revenue Sufficiency | 2028 | 60 | Variable Generation (MW) | -1040 | 0
3 Revenue Sufficiency | 2028 | 60 | Variable Generation (MW) | -1030 | 0
3 Revenue Sufficiency | 2028 | 60 | Variable Generation (MW) | -1020 | 0
3 Revenue Sufficiency | 2028 | 60 | Variable Generation (MW) | -1010 | 0
3 Revenue Sufficiency | 2028 | 60 | Variable Generation (MW) | -1000 | 0
3 Revenue Sufficiency | 2028 | 60 | Variable Generation (MW) | -990 | 1
3 Revenue Sufficiency | 2028 | 60 | Variable Generation (MW) | -980 | 2
3 Revenue Sufficiency | 2028 | 60 | Variable Generation (MW) | -970 | 1
3 Revenue Sufficiency | 2028 | 60 | Variable Generation (MW) | -960 | 1
3 Revenue Sufficiency | 2028 | 60 | Variable Generation (MW) | -950 | 0
3 Revenue Sufficiency | 2028 | 60 | Variable Generation (MW) | -940 | 0
3 Revenue Sufficiency | 2028 | 60 | Variable Generation (MW) | -930 | 0
3 Revenue Sufficiency | 2028 | 60 | Variable Generation (MW) | -920 | 0
3 Revenue Sufficiency | 2028 | 60 | Variable Generation (MW) | -910 | 1
3 Revenue Sufficiency | 2028 | 60 | Variable Generation (MW) | -900 | 1
3 Revenue Sufficiency | 2028 | 60 | Variable Generation (MW) | -890 | 1
3 Revenue Sufficiency | 2028 | 60 | Variable Generation (MW) | -880 | 2
3 Revenue Sufficiency | 2028 | 60 | Variable Generation (MW) | -870 | 0
3 Revenue Sufficiency | 2028 | 60 | Variable Generation (MW) | -860 | 0
3 Revenue Sufficiency | 2028 | 60 | Variable Generation (MW) | -850 | 2
3 Revenue Sufficiency | 2028 | 60 | Variable Generation (MW) | -840 | 3
3 Revenue Sufficiency | 2028 | 60 | Variable Generation (MW) | -830 | 3
3 Revenue Sufficiency | 2028 | 60 | Variable Generation (MW) | -820 | 3
3 Revenue Sufficiency | 2028 | 60 | Variable Generation (MW) | -810 | 2
3 Revenue Sufficiency | 2028 | 60 | Variable Generation (MW) | -800 | 5
3 Revenue Sufficiency | 2028 | 60 | Variable Generation (MW) | -790 | 2
3 Revenue Sufficiency | 2028 | 60 | Variable Generation (MW) | -780 | 3
3 Revenue Sufficiency | 2028 | 60 | Variable Generation (MW) | -770 | 6
3 Revenue Sufficiency | 2028 | 60 | Variable Generation (MW) | -760 | 4
3 Revenue Sufficiency | 2028 | 60 | Variable Generation (MW) | -750 | 1
3 Revenue Sufficiency | 2028 | 60 | Variable Generation (MW) | -740 | 4
3 Revenue Sufficiency | 2028 | 60 | Variable Generation (MW) | -730 | 4
3 Revenue Sufficiency | 2028 | 60 | Variable Generation (MW) | -720 | 3
3 Revenue Sufficiency | 2028 | 60 | Variable Generation (MW) | -710 | 5
3 Revenue Sufficiency | 2028 | 60 | Variable Generation (MW) | -700 | 4
3 Revenue Sufficiency | 2028 | 60 | Variable Generation (MW) | -690 | 2
3 Revenue Sufficiency | 2028 | 60 | Variable Generation (MW) | -680 | 6
3 Revenue Sufficiency | 2028 | 60 | Variable Generation (MW) | -670 | 7
3 Revenue Sufficiency | 2028 | 60 | Variable Generation (MW) | -660 | 8
3 Revenue Sufficiency | 2028 | 60 | Variable Generation (MW) | -650 | 9
3 Revenue Sufficiency | 2028 | 60 | Variable Generation (MW) | -640 | 11
3 Revenue Sufficiency | 2028 | 60 | Variable Generation (MW) | -630 | 11
3 Revenue Sufficiency | 2028 | 60 | Variable Generation (MW) | -620 | 15
3 Revenue Sufficiency | 2028 | 60 | Variable Generation (MW) | -610 | 8
3 Revenue Sufficiency | 2028 | 60 | Variable Generation (MW) | -600 | 13
3 Revenue Sufficiency | 2028 | 60 | Variable Generation (MW) | -590 | 20
3 Revenue Sufficiency | 2028 | 60 | Variable Generation (MW) | -580 | 19
3 Revenue Sufficiency | 2028 | 60 | Variable Generation (MW) | -570 | 22
3 Revenue Sufficiency | 2028 | 60 | Variable Generation (MW) | -560 | 27
3 Revenue Sufficiency | 2028 | 60 | Variable Generation (MW) | -550 | 20
3 Revenue Sufficiency | 2028 | 60 | Variable Generation (MW) | -540 | 27
3 Revenue Sufficiency | 2028 | 60 | Variable Generation (MW) | -530 | 30
3 Revenue Sufficiency | 2028 | 60 | Variable Generation (MW) | -520 | 36
3 Revenue Sufficiency | 2028 | 60 | Variable Generation (MW) | -510 | 32
3 Revenue Sufficiency | 2028 | 60 | Variable Generation (MW) | -500 | 31
3 Revenue Sufficiency | 2028 | 60 | Variable Generation (MW) | -490 | 35
3 Revenue Sufficiency | 2028 | 60 | Variable Generation (MW) | -480 | 45
3 Revenue Sufficiency | 2028 | 60 | Variable Generation (MW) | -470 | 52
3 Revenue Sufficiency | 2028 | 60 | Variable Generation (MW) | -460 | 54
3 Revenue Sufficiency | 2028 | 60 | Variable Generation (MW) | -450 | 54
3 Revenue Sufficiency | 2028 | 60 | Variable Generation (MW) | -440 | 67
3 Revenue Sufficiency | 2028 | 60 | Variable Generation (MW) | -430 | 67
3 Revenue Sufficiency | 2028 | 60 | Variable Generation (MW) | -420 | 73
3 Revenue Sufficiency | 2028 | 60 | Variable Generation (MW) | -410 | 82
3 Revenue Sufficiency | 2028 | 60 | Variable Generation (MW) | -400 | 97
3 Revenue Sufficiency | 2028 | 60 | Variable Generation (MW) | -390 | 89
3 Revenue Sufficiency | 2028 | 60 | Variable Generation (MW) | -380 | 93
3 Revenue Sufficiency | 2028 | 60 | Variable Generation (MW) | -370 | 95
3 Revenue Sufficiency | 2028 | 60 | Variable Generation (MW) | -360 | 109
3 Revenue Sufficiency | 2028 | 60 | Variable Generation (MW) | -350 | 116
3 Revenue Sufficiency | 2028 | 60 | Variable Generation (MW) | -340 | 144
3 Revenue Sufficiency | 2028 | 60 | Variable Generation (MW) | -330 | 153
3 Revenue Sufficiency | 2028 | 60 | Variable Generation (MW) | -320 | 160
3 Revenue Sufficiency | 2028 | 60 | Variable Generation (MW) | -310 | 201
3 Revenue Sufficiency | 2028 | 60 | Variable Generation (MW) | -300 | 209
3 Revenue Sufficiency | 2028 | 60 | Variable Generation (MW) | -290 | 238
3 Revenue Sufficiency | 2028 | 60 | Variable Generation (MW) | -280 | 258
3 Revenue Sufficiency | 2028 | 60 | Variable Generation (MW) | -270 | 244
3 Revenue Sufficiency | 2028 | 60 | Variable Generation (MW) | -260 | 269
3 Revenue Sufficiency | 2028 | 60 | Variable Generation (MW) | -250 | 264
3 Revenue Sufficiency | 2028 | 60 | Variable Generation (MW) | -240 | 333
3 Revenue Sufficiency | 2028 | 60 | Variable Generation (MW) | -230 | 335
3 Revenue Sufficiency | 2028 | 60 | Variable Generation (MW) | -220 | 336
3 Revenue Sufficiency | 2028 | 60 | Variable Generation (MW) | -210 | 394
3 Revenue Sufficiency | 2028 | 60 | Variable Generation (MW) | -200 | 444
3 Revenue Sufficiency | 2028 | 60 | Variable Generation (MW) | -190 | 459
3 Revenue Sufficiency | 2028 | 60 | Variable Generation (MW) | -180 | 514
3 Revenue Sufficiency | 2028 | 60 | Variable Generation (MW) | -170 | 556
3 Revenue Sufficiency | 2028 | 60 | Variable Generation (MW) | -160 | 598
3 Revenue Sufficiency | 2028 | 60 | Variable Generation (MW) | -150 | 668
3 Revenue Sufficiency | 2028 | 60 | Variable Generation (MW) | -140 | 653
3 Revenue Sufficiency | 2028 | 60 | Variable Generation (MW) | -130 | 761
3 Revenue Sufficiency | 2028 | 60 | Variable Generation (MW) | -120 | 758
3 Revenue Sufficiency | 2028 | 60 | Variable Generation (MW) | -110 | 825
3 Revenue Sufficiency | 2028 | 60 | Variable Generation (MW) | -100 | 936
3 Revenue Sufficiency | 2028 | 60 | Variable Generation (MW) | -90 | 1060
3 Revenue Sufficiency | 2028 | 60 | Variable Generation (MW) | -80 | 1203
3 Revenue Sufficiency | 2028 | 60 | Variable Generation (MW) | -70 | 1309
3 Revenue Sufficiency | 2028 | 60 | Variable Generation (MW) | -60 | 1399
3 Revenue Sufficiency | 2028 | 60 | Variable Generation (MW) | -50 | 1497
3 Revenue Sufficiency | 2028 | 60 | Variable Generation (MW) | -40 | 1618
3 Revenue Sufficiency | 2028 | 60 | Variable Generation (MW) | -30 | 1738
3 Revenue Sufficiency | 2028 | 60 | Variable Generation (MW) | -20 | 1808
3 Revenue Sufficiency | 2028 | 60 | Variable Generation (MW) | -10 | 1931
3 Revenue Sufficiency | 2028 | 60 | Variable Generation (MW) | 0 | 2004
3 Revenue Sufficiency | 2028 | 60 | Variable Generation (MW) | 10 | 1864
3 Revenue Sufficiency | 2028 | 60 | Variable Generation (MW) | 20 | 1730
3 Revenue Sufficiency | 2028 | 60 | Variable Generation (MW) | 30 | 1608
3 Revenue Sufficiency | 2028 | 60 | Variable Generation (MW) | 40 | 1494
3 Revenue Sufficiency | 2028 | 60 | Variable Generation (MW) | 50 | 1395
3 Revenue Sufficiency | 2028 | 60 | Variable Generation (MW) | 60 | 1269
3 Revenue Sufficiency | 2028 | 60 | Variable Generation (MW) | 70 | 1131
3 Revenue Sufficiency | 2028 | 60 | Variable Generation (MW) | 80 | 1040
3 Revenue Sufficiency | 2028 | 60 | Variable Generation (MW) | 90 | 965
3 Revenue Sufficiency | 2028 | 60 | Variable Generation (MW) | 100 | 901
3 Revenue Sufficiency | 2028 | 60 | Variable Generation (MW) | 110 | 843
3 Revenue Sufficiency | 2028 | 60 | Variable Generation (MW) | 120 | 764
3 Revenue Sufficiency | 2028 | 60 | Variable Generation (MW) | 130 | 707
3 Revenue Sufficiency | 2028 | 60 | Variable Generation (MW) | 140 | 700
3 Revenue Sufficiency | 2028 | 60 | Variable Generation (MW) | 150 | 647
3 Revenue Sufficiency | 2028 | 60 | Variable Generation (MW) | 160 | 617
3 Revenue Sufficiency | 2028 | 60 | Variable Generation (MW) | 170 | 535
3 Revenue Sufficiency | 2028 | 60 | Variable Generation (MW) | 180 | 492
3 Revenue Sufficiency | 2028 | 60 | Variable Generation (MW) | 190 | 445
3 Revenue Sufficiency | 2028 | 60 | Variable Generation (MW) | 200 | 429
3 Revenue Sufficiency | 2028 | 60 | Variable Generation (MW) | 210 | 440
3 Revenue Sufficiency | 2028 | 60 | Variable Generation (MW) | 220 | 352
3 Revenue Sufficiency | 2028 | 60 | Variable Generation (MW) | 230 | 332
3 Revenue Sufficiency | 2028 | 60 | Variable Generation (MW) | 240 | 296
3 Revenue Sufficiency | 2028 | 60 | Variable Generation (MW) | 250 | 259
3 Revenue Sufficiency | 2028 | 60 | Variable Generation (MW) | 260 | 265
3 Revenue Sufficiency | 2028 | 60 | Variable Generation (MW) | 270 | 238
3 Revenue Sufficiency | 2028 | 60 | Variable Generation (MW) | 280 | 218
3 Revenue Sufficiency | 2028 | 60 | Variable Generation (MW) | 290 | 231
3 Revenue Sufficiency | 2028 | 60 | Variable Generation (MW) | 300 | 186
3 Revenue Sufficiency | 2028 | 60 | Variable Generation (MW) | 310 | 172
3 Revenue Sufficiency | 2028 | 60 | Variable Generation (MW) | 320 | 148
3 Revenue Sufficiency | 2028 | 60 | Variable Generation (MW) | 330 | 135
3 Revenue Sufficiency | 2028 | 60 | Variable Generation (MW) | 340 | 121
3 Revenue Sufficiency | 2028 | 60 | Variable Generation (MW) | 350 | 134
3 Revenue Sufficiency | 2028 | 60 | Variable Generation (MW) | 360 | 121
3 Revenue Sufficiency | 2028 | 60 | Variable Generation (MW) | 370 | 111
3 Revenue Sufficiency | 2028 | 60 | Variable Generation (MW) | 380 | 106
3 Revenue Sufficiency | 2028 | 60 | Variable Generation (MW) | 390 | 96
3 Revenue Sufficiency | 2028 | 60 | Variable Generation (MW) | 400 | 86
3 Revenue Sufficiency | 2028 | 60 | Variable Generation (MW) | 410 | 83
3 Revenue Sufficiency | 2028 | 60 | Variable Generation (MW) | 420 | 68
3 Revenue Sufficiency | 2028 | 60 | Variable Generation (MW) | 430 | 57
3 Revenue Sufficiency | 2028 | 60 | Variable Generation (MW) | 440 | 67
3 Revenue Sufficiency | 2028 | 60 | Variable Generation (MW) | 450 | 61
3 Revenue Sufficiency | 2028 | 60 | Variable Generation (MW) | 460 | 43
3 Revenue Sufficiency | 2028 | 60 | Variable Generation (MW) | 470 | 49
3 Revenue Sufficiency | 2028 | 60 | Variable Generation (MW) | 480 | 61
3 Revenue Sufficiency | 2028 | 60 | Variable Generation (MW) | 490 | 43
3 Revenue Sufficiency | 2028 | 60 | Variable Generation (MW) | 500 | 26
3 Revenue Sufficiency | 2028 | 60 | Variable Generation (MW) | 510 | 33
3 Revenue Sufficiency | 2028 | 60 | Variable Generation (MW) | 520 | 36
3 Revenue Sufficiency | 2028 | 60 | Variable Generation (MW) | 530 | 31
3 Revenue Sufficiency | 2028 | 60 | Variable Generation (MW) | 540 | 36
3 Revenue Sufficiency | 2028 | 60 | Variable Generation (MW) | 550 | 30
3 Revenue Sufficiency | 2028 | 60 | Variable Generation (MW) | 560 | 34
3 Revenue Sufficiency | 2028 | 60 | Variable Generation (MW) | 570 | 30
3 Revenue Sufficiency | 2028 | 60 | Variable Generation (MW) | 580 | 29
3 Revenue Sufficiency | 2028 | 60 | Variable Generation (MW) | 590 | 24
3 Revenue Sufficiency | 2028 | 60 | Variable Generation (MW) | 600 | 18
3 Revenue Sufficiency | 2028 | 60 | Variable Generation (MW) | 610 | 17
3 Revenue Sufficiency | 2028 | 60 | Variable Generation (MW) | 620 | 20
3 Revenue Sufficiency | 2028 | 60 | Variable Generation (MW) | 630 | 9
3 Revenue Sufficiency | 2028 | 60 | Variable Generation (MW) | 640 | 19
3 Revenue Sufficiency | 2028 | 60 | Variable Generation (MW) | 650 | 16
3 Revenue Sufficiency | 2028 | 60 | Variable Generation (MW) | 660 | 12
3 Revenue Sufficiency | 2028 | 60 | Variable Generation (MW) | 670 | 12
3 Revenue Sufficiency | 2028 | 60 | Variable Generation (MW) | 680 | 10
3 Revenue Sufficiency | 2028 | 60 | Variable Generation (MW) | 690 | 7
3 Revenue Sufficiency | 2028 | 60 | Variable Generation (MW) | 700 | 10
3 Revenue Sufficiency | 2028 | 60 | Variable Generation (MW) | 710 | 11
3 Revenue Sufficiency | 2028 | 60 | Variable Generation (MW) | 720 | 6
3 Revenue Sufficiency | 2028 | 60 | Variable Generation (MW) | 730 | 3
3 Revenue Sufficiency | 2028 | 60 | Variable Generation (MW) | 740 | 5
3 Revenue Sufficiency | 2028 | 60 | Variable Generation (MW) | 750 | 5
3 Revenue Sufficiency | 2028 | 60 | Variable Generation (MW) | 760 | 9
3 Revenue Sufficiency | 2028 | 60 | Variable Generation (MW) | 770 | 6
3 Revenue Sufficiency | 2028 | 60 | Variable Generation (MW) | 780 | 5
3 Revenue Sufficiency | 2028 | 60 | Variable Generation (MW) | 790 | 2
3 Revenue Sufficiency | 2028 | 60 | Variable Generation (MW) | 800 | 2
3 Revenue Sufficiency | 2028 | 60 | Variable Generation (MW) | 810 | 1
3 Revenue Sufficiency | 2028 | 60 | Variable Generation (MW) | 820 | 3
3 Revenue Sufficiency | 2028 | 60 | Variable Generation (MW) | 830 | 3
3 Revenue Sufficiency | 2028 | 60 | Variable Generation (MW) | 840 | 3
3 Revenue Sufficiency | 2028 | 60 | Variable Generation (MW) | 850 | 6
3 Revenue Sufficiency | 2028 | 60 | Variable Generation (MW) | 860 | 5
3 Revenue Sufficiency | 2028 | 60 | Variable Generation (MW) | 870 | 1
3 Revenue Sufficiency | 2028 | 60 | Variable Generation (MW) | 880 | 1
3 Revenue Sufficiency | 2028 | 60 | Variable Generation (MW) | 890 | 3
3 Revenue Sufficiency | 2028 | 60 | Variable Generation (MW) | 900 | 1
3 Revenue Sufficiency | 2028 | 60 | Variable Generation (MW) | 910 | 2
3 Revenue Sufficiency | 2028 | 60 | Variable Generation (MW) | 920 | 4
3 Revenue Sufficiency | 2028 | 60 | Variable Generation (MW) | 930 | 1
3 Revenue Sufficiency | 2028 | 60 | Variable Generation (MW) | 940 | 1
3 Revenue Sufficiency | 2028 | 60 | Variable Generation (MW) | 950 | 5
3 Revenue Sufficiency | 2028 | 60 | Variable Generation (MW) | 960 | 1
3 Revenue Sufficiency | 2028 | 60 | Variable Generation (MW) | 970 | 1
3 Revenue Sufficiency | 2028 | 60 | Variable Generation (MW) | 980 | 1
3 Revenue Sufficiency | 2028 | 60 | Variable Generation (MW) | 990 | 2
3 Revenue Sufficiency | 2028 | 60 | Variable Generation (MW) | 1000 | 0
3 Revenue Sufficiency | 2028 | 60 | Variable Generation (MW) | 1010 | 0
3 Revenue Sufficiency | 2028 | 60 | Variable Generation (MW) | 1020 | 2
3 Revenue Sufficiency | 2028 | 60 | Variable Generation (MW) | 1030 | 2
3 Revenue Sufficiency | 2028 | 60 | Variable Generation (MW) | 1040 | 0
3 Revenue Sufficiency | 2028 | 60 | Variable Generation (MW) | 1050 | 1
3 Revenue Sufficiency | 2028 | 60 | Variable Generation (MW) | 1060 | 1
3 Revenue Sufficiency | 2028 | 60 | Variable Generation (MW) | 1070 | 1
3 Revenue Sufficiency | 2028 | 60 | Variable Generation (MW) | 1080 | 1
3 Revenue Sufficiency | 2028 | 60 | Variable Generation (MW) | 1090 | 0
3 Revenue Sufficiency | 2028 | 60 | Variable Generation (MW) | 1100 | 0
3 Revenue Sufficiency | 2028 | 60 | Variable Generation (MW) | 1110 | 0
3 Revenue Sufficiency | 2028 | 60 | Variable Generation (MW) | 1120 | 0
3 Revenue Sufficiency | 2028 | 60 | Variable Generation (MW) | 1130 | 1
3 Revenue Sufficiency | 2028 | 60 | Variable Generation (MW) | 1140 | 1
3 Revenue Sufficiency | 2028 | 60 | Variable Generation (MW) | 1150 | 1
3 Revenue Sufficiency | 2028 | 60 | Variable Generation (MW) | 1160 | 0
3 Revenue Sufficiency | 2028 | 60 | Variable Generation (MW) | 1170 | 1
3 Revenue Sufficiency | 2028 | 10 | Net Demand (MW) | -460 | 1
3 Revenue Sufficiency | 2028 | 10 | Net Demand (MW) | -450 | 0
3 Revenue Sufficiency | 2028 | 10 | Net Demand (MW) | -440 | 0
3 Revenue Sufficiency | 2028 | 10 | Net Demand (MW) | -430 | 0
3 Revenue Sufficiency | 2028 | 10 | Net Demand (MW) | -420 | 0
3 Revenue Sufficiency | 2028 | 10 | Net Demand (MW) | -410 | 0
3 Revenue Sufficiency | 2028 | 10 | Net Demand (MW) | -400 | 0
3 Revenue Sufficiency | 2028 | 10 | Net Demand (MW) | -390 | 0
3 Revenue Sufficiency | 2028 | 10 | Net Demand (MW) | -380 | 0
3 Revenue Sufficiency | 2028 | 10 | Net Demand (MW) | -370 | 1
3 Revenue Sufficiency | 2028 | 10 | Net Demand (MW) | -360 | 0
3 Revenue Sufficiency | 2028 | 10 | Net Demand (MW) | -350 | 0
3 Revenue Sufficiency | 2028 | 10 | Net Demand (MW) | -340 | 0
3 Revenue Sufficiency | 2028 | 10 | Net Demand (MW) | -330 | 1
3 Revenue Sufficiency | 2028 | 10 | Net Demand (MW) | -320 | 0
3 Revenue Sufficiency | 2028 | 10 | Net Demand (MW) | -310 | 0
3 Revenue Sufficiency | 2028 | 10 | Net Demand (MW) | -300 | 0
3 Revenue Sufficiency | 2028 | 10 | Net Demand (MW) | -290 | 1
3 Revenue Sufficiency | 2028 | 10 | Net Demand (MW) | -280 | 5
3 Revenue Sufficiency | 2028 | 10 | Net Demand (MW) | -270 | 4
3 Revenue Sufficiency | 2028 | 10 | Net Demand (MW) | -260 | 3
3 Revenue Sufficiency | 2028 | 10 | Net Demand (MW) | -250 | 4
3 Revenue Sufficiency | 2028 | 10 | Net Demand (MW) | -240 | 6
3 Revenue Sufficiency | 2028 | 10 | Net Demand (MW) | -230 | 10
3 Revenue Sufficiency | 2028 | 10 | Net Demand (MW) | -220 | 8
3 Revenue Sufficiency | 2028 | 10 | Net Demand (MW) | -210 | 6
3 Revenue Sufficiency | 2028 | 10 | Net Demand (MW) | -200 | 23
3 Revenue Sufficiency | 2028 | 10 | Net Demand (MW) | -190 | 23
3 Revenue Sufficiency | 2028 | 10 | Net Demand (MW) | -180 | 36
3 Revenue Sufficiency | 2028 | 10 | Net Demand (MW) | -170 | 54
3 Revenue Sufficiency | 2028 | 10 | Net Demand (MW) | -160 | 71
3 Revenue Sufficiency | 2028 | 10 | Net Demand (MW) | -150 | 116
3 Revenue Sufficiency | 2028 | 10 | Net Demand (MW) | -140 | 149
3 Revenue Sufficiency | 2028 | 10 | Net Demand (MW) | -130 | 233
3 Revenue Sufficiency | 2028 | 10 | Net Demand (MW) | -120 | 300
3 Revenue Sufficiency | 2028 | 10 | Net Demand (MW) | -110 | 441
3 Revenue Sufficiency | 2028 | 10 | Net Demand (MW) | -100 | 556
3 Revenue Sufficiency | 2028 | 10 | Net Demand (MW) | -90 | 844
3 Revenue Sufficiency | 2028 | 10 | Net Demand (MW) | -80 | 1050
3 Revenue Sufficiency | 2028 | 10 | Net Demand (MW) | -70 | 1428
3 Revenue Sufficiency | 2028 | 10 | Net Demand (MW) | -60 | 1811
3 Revenue Sufficiency | 2028 | 10 | Net Demand (MW) | -50 | 2333
3 Revenue Sufficiency | 2028 | 10 | Net Demand (MW) | -40 | 2768
3 Revenue Sufficiency | 2028 | 10 | Net Demand (MW) | -30 | 3368
3 Revenue Sufficiency | 2028 | 10 | Net Demand (MW) | -20 | 4042
3 Revenue Sufficiency | 2028 | 10 | Net Demand (MW) | -10 | 4490
3 Revenue Sufficiency | 2028 | 10 | Net Demand (MW) | 0 | 4698
3 Revenue Sufficiency | 2028 | 10 | Net Demand (MW) | 10 | 4528
3 Revenue Sufficiency | 2028 | 10 | Net Demand (MW) | 20 | 3993
3 Revenue Sufficiency | 2028 | 10 | Net Demand (MW) | 30 | 3284
3 Revenue Sufficiency | 2028 | 10 | Net Demand (MW) | 40 | 2730
3 Revenue Sufficiency | 2028 | 10 | Net Demand (MW) | 50 | 2162
3 Revenue Sufficiency | 2028 | 10 | Net Demand (MW) | 60 | 1625
3 Revenue Sufficiency | 2028 | 10 | Net Demand (MW) | 70 | 1264
3 Revenue Sufficiency | 2028 | 10 | Net Demand (MW) | 80 | 962
3 Revenue Sufficiency | 2028 | 10 | Net Demand (MW) | 90 | 719
3 Revenue Sufficiency | 2028 | 10 | Net Demand (MW) | 100 | 605
3 Revenue Sufficiency | 2028 | 10 | Net Demand (MW) | 110 | 425
3 Revenue Sufficiency | 2028 | 10 | Net Demand (MW) | 120 | 351
3 Revenue Sufficiency | 2028 | 10 | Net Demand (MW) | 130 | 294
3 Revenue Sufficiency | 2028 | 10 | Net Demand (MW) | 140 | 179
3 Revenue Sufficiency | 2028 | 10 | Net Demand (MW) | 150 | 156
3 Revenue Sufficiency | 2028 | 10 | Net Demand (MW) | 160 | 111
3 Revenue Sufficiency | 2028 | 10 | Net Demand (MW) | 170 | 81
3 Revenue Sufficiency | 2028 | 10 | Net Demand (MW) | 180 | 66
3 Revenue Sufficiency | 2028 | 10 | Net Demand (MW) | 190 | 39
3 Revenue Sufficiency | 2028 | 10 | Net Demand (MW) | 200 | 33
3 Revenue Sufficiency | 2028 | 10 | Net Demand (MW) | 210 | 18
3 Revenue Sufficiency | 2028 | 10 | Net Demand (MW) | 220 | 11
3 Revenue Sufficiency | 2028 | 10 | Net Demand (MW) | 230 | 5
3 Revenue Sufficiency | 2028 | 10 | Net Demand (MW) | 240 | 16
3 Revenue Sufficiency | 2028 | 10 | Net Demand (MW) | 250 | 5
3 Revenue Sufficiency | 2028 | 10 | Net Demand (MW) | 260 | 4
3 Revenue Sufficiency | 2028 | 10 | Net Demand (MW) | 270 | 1
3 Revenue Sufficiency | 2028 | 10 | Net Demand (MW) | 280 | 3
3 Revenue Sufficiency | 2028 | 10 | Net Demand (MW) | 290 | 2
3 Revenue Sufficiency | 2028 | 10 | Net Demand (MW) | 300 | 1
3 Revenue Sufficiency | 2028 | 10 | Net Demand (MW) | 310 | 0
3 Revenue Sufficiency | 2028 | 10 | Net Demand (MW) | 320 | 1
3 Revenue Sufficiency | 2028 | 10 | Net Demand (MW) | 330 | 0
3 Revenue Sufficiency | 2028 | 10 | Net Demand (MW) | 340 | 0
3 Revenue Sufficiency | 2028 | 10 | Net Demand (MW) | 350 | 0
3 Revenue Sufficiency | 2028 | 10 | Net Demand (MW) | 360 | 1
3 Revenue Sufficiency | 2028 | 60 | Net Demand (MW) | -1310 | 1
3 Revenue Sufficiency | 2028 | 60 | Net Demand (MW) | -1300 | 1
3 Revenue Sufficiency | 2028 | 60 | Net Demand (MW) | -1290 | 0
3 Revenue Sufficiency | 2028 | 60 | Net Demand (MW) | -1280 | 0
3 Revenue Sufficiency | 2028 | 60 | Net Demand (MW) | -1270 | 4
3 Revenue Sufficiency | 2028 | 60 | Net Demand (MW) | -1260 | 1
3 Revenue Sufficiency | 2028 | 60 | Net Demand (MW) | -1250 | 0
3 Revenue Sufficiency | 2028 | 60 | Net Demand (MW) | -1240 | 0
3 Revenue Sufficiency | 2028 | 60 | Net Demand (MW) | -1230 | 0
3 Revenue Sufficiency | 2028 | 60 | Net Demand (MW) | -1220 | 0
3 Revenue Sufficiency | 2028 | 60 | Net Demand (MW) | -1210 | 1
3 Revenue Sufficiency | 2028 | 60 | Net Demand (MW) | -1200 | 1
3 Revenue Sufficiency | 2028 | 60 | Net Demand (MW) | -1190 | 0
3 Revenue Sufficiency | 2028 | 60 | Net Demand (MW) | -1180 | 1
3 Revenue Sufficiency | 2028 | 60 | Net Demand (MW) | -1170 | 1
3 Revenue Sufficiency | 2028 | 60 | Net Demand (MW) | -1160 | 0
3 Revenue Sufficiency | 2028 | 60 | Net Demand (MW) | -1150 | 1
3 Revenue Sufficiency | 2028 | 60 | Net Demand (MW) | -1140 | 1
3 Revenue Sufficiency | 2028 | 60 | Net Demand (MW) | -1130 | 1
3 Revenue Sufficiency | 2028 | 60 | Net Demand (MW) | -1120 | 0
3 Revenue Sufficiency | 2028 | 60 | Net Demand (MW) | -1110 | 3
3 Revenue Sufficiency | 2028 | 60 | Net Demand (MW) | -1100 | 1
3 Revenue Sufficiency | 2028 | 60 | Net Demand (MW) | -1090 | 2
3 Revenue Sufficiency | 2028 | 60 | Net Demand (MW) | -1080 | 2
3 Revenue Sufficiency | 2028 | 60 | Net Demand (MW) | -1070 | 3
3 Revenue Sufficiency | 2028 | 60 | Net Demand (MW) | -1060 | 0
3 Revenue Sufficiency | 2028 | 60 | Net Demand (MW) | -1050 | 0
3 Revenue Sufficiency | 2028 | 60 | Net Demand (MW) | -1040 | 1
3 Revenue Sufficiency | 2028 | 60 | Net Demand (MW) | -1030 | 2
3 Revenue Sufficiency | 2028 | 60 | Net Demand (MW) | -1020 | 2
3 Revenue Sufficiency | 2028 | 60 | Net Demand (MW) | -1010 | 4
3 Revenue Sufficiency | 2028 | 60 | Net Demand (MW) | -1000 | 3
3 Revenue Sufficiency | 2028 | 60 | Net Demand (MW) | -990 | 2
3 Revenue Sufficiency | 2028 | 60 | Net Demand (MW) | -980 | 3
3 Revenue Sufficiency | 2028 | 60 | Net Demand (MW) | -970 | 0
3 Revenue Sufficiency | 2028 | 60 | Net Demand (MW) | -960 | 3
3 Revenue Sufficiency | 2028 | 60 | Net Demand (MW) | -950 | 4
3 Revenue Sufficiency | 2028 | 60 | Net Demand (MW) | -940 | 5
3 Revenue Sufficiency | 2028 | 60 | Net Demand (MW) | -930 | 6
3 Revenue Sufficiency | 2028 | 60 | Net Demand (MW) | -920 | 9
3 Revenue Sufficiency | 2028 | 60 | Net Demand (MW) | -910 | 3
3 Revenue Sufficiency | 2028 | 60 | Net Demand (MW) | -900 | 6
3 Revenue Sufficiency | 2028 | 60 | Net Demand (MW) | -890 | 3
3 Revenue Sufficiency | 2028 | 60 | Net Demand (MW) | -880 | 7
3 Revenue Sufficiency | 2028 | 60 | Net Demand (MW) | -870 | 11
3 Revenue Sufficiency | 2028 | 60 | Net Demand (MW) | -860 | 6
3 Revenue Sufficiency | 2028 | 60 | Net Demand (MW) | -850 | 13
3 Revenue Sufficiency | 2028 | 60 | Net Demand (MW) | -840 | 6
3 Revenue Sufficiency | 2028 | 60 | Net Demand (MW) | -830 | 9
3 Revenue Sufficiency | 2028 | 60 | Net Demand (MW) | -820 | 5
3 Revenue Sufficiency | 2028 | 60 | Net Demand (MW) | -810 | 12
3 Revenue Sufficiency | 2028 | 60 | Net Demand (MW) | -800 | 11
3 Revenue Sufficiency | 2028 | 60 | Net Demand (MW) | -790 | 11
3 Revenue Sufficiency | 2028 | 60 | Net Demand (MW) | -780 | 15
3 Revenue Sufficiency | 2028 | 60 | Net Demand (MW) | -770 | 14
3 Revenue Sufficiency | 2028 | 60 | Net Demand (MW) | -760 | 16
3 Revenue Sufficiency | 2028 | 60 | Net Demand (MW) | -750 | 18
3 Revenue Sufficiency | 2028 | 60 | Net Demand (MW) | -740 | 20
3 Revenue Sufficiency | 2028 | 60 | Net Demand (MW) | -730 | 22
3 Revenue Sufficiency | 2028 | 60 | Net Demand (MW) | -720 | 27
3 Revenue Sufficiency | 2028 | 60 | Net Demand (MW) | -710 | 31
3 Revenue Sufficiency | 2028 | 60 | Net Demand (MW) | -700 | 34
3 Revenue Sufficiency | 2028 | 60 | Net Demand (MW) | -690 | 28
3 Revenue Sufficiency | 2028 | 60 | Net Demand (MW) | -680 | 41
3 Revenue Sufficiency | 2028 | 60 | Net Demand (MW) | -670 | 55
3 Revenue Sufficiency | 2028 | 60 | Net Demand (MW) | -660 | 52
3 Revenue Sufficiency | 2028 | 60 | Net Demand (MW) | -650 | 54
3 Revenue Sufficiency | 2028 | 60 | Net Demand (MW) | -640 | 51
3 Revenue Sufficiency | 2028 | 60 | Net Demand (MW) | -630 | 43
3 Revenue Sufficiency | 2028 | 60 | Net Demand (MW) | -620 | 50
3 Revenue Sufficiency | 2028 | 60 | Net Demand (MW) | -610 | 49
3 Revenue Sufficiency | 2028 | 60 | Net Demand (MW) | -600 | 79
3 Revenue Sufficiency | 2028 | 60 | Net Demand (MW) | -590 | 69
3 Revenue Sufficiency | 2028 | 60 | Net Demand (MW) | -580 | 81
3 Revenue Sufficiency | 2028 | 60 | Net Demand (MW) | -570 | 74
3 Revenue Sufficiency | 2028 | 60 | Net Demand (MW) | -560 | 85
3 Revenue Sufficiency | 2028 | 60 | Net Demand (MW) | -550 | 90
3 Revenue Sufficiency | 2028 | 60 | Net Demand (MW) | -540 | 94
3 Revenue Sufficiency | 2028 | 60 | Net Demand (MW) | -530 | 84
3 Revenue Sufficiency | 2028 | 60 | Net Demand (MW) | -520 | 96
3 Revenue Sufficiency | 2028 | 60 | Net Demand (MW) | -510 | 120
3 Revenue Sufficiency | 2028 | 60 | Net Demand (MW) | -500 | 135
3 Revenue Sufficiency | 2028 | 60 | Net Demand (MW) | -490 | 130
3 Revenue Sufficiency | 2028 | 60 | Net Demand (MW) | -480 | 156
3 Revenue Sufficiency | 2028 | 60 | Net Demand (MW) | -470 | 176
3 Revenue Sufficiency | 2028 | 60 | Net Demand (MW) | -460 | 153
3 Revenue Sufficiency | 2028 | 60 | Net Demand (MW) | -450 | 187
3 Revenue Sufficiency | 2028 | 60 | Net Demand (MW) | -440 | 180
3 Revenue Sufficiency | 2028 | 60 | Net Demand (MW) | -430 | 191
3 Revenue Sufficiency | 2028 | 60 | Net Demand (MW) | -420 | 189
3 Revenue Sufficiency | 2028 | 60 | Net Demand (MW) | -410 | 219
3 Revenue Sufficiency | 2028 | 60 | Net Demand (MW) | -400 | 229
3 Revenue Sufficiency | 2028 | 60 | Net Demand (MW) | -390 | 219
3 Revenue Sufficiency | 2028 | 60 | Net Demand (MW) | -380 | 261
3 Revenue Sufficiency | 2028 | 60 | Net Demand (MW) | -370 | 268
3 Revenue Sufficiency | 2028 | 60 | Net Demand (MW) | -360 | 262
3 Revenue Sufficiency | 2028 | 60 | Net Demand (MW) | -350 | 316
3 Revenue Sufficiency | 2028 | 60 | Net Demand (MW) | -340 | 303
3 Revenue Sufficiency | 2028 | 60 | Net Demand (MW) | -330 | 343
3 Revenue Sufficiency | 2028 | 60 | Net Demand (MW) | -320 | 352
3 Revenue Sufficiency | 2028 | 60 | Net Demand (MW) | -310 | 375
3 Revenue Sufficiency | 2028 | 60 | Net Demand (MW) | -300 | 340
3 Revenue Sufficiency | 2028 | 60 | Net Demand (MW) | -290 | 340
3 Revenue Sufficiency | 2028 | 60 | Net Demand (MW) | -280 | 400
3 Revenue Sufficiency | 2028 | 60 | Net Demand (MW) | -270 | 393
3 Revenue Sufficiency | 2028 | 60 | Net Demand (MW) | -260 | 448
3 Revenue Sufficiency | 2028 | 60 | Net Demand (MW) | -250 | 445
3 Revenue Sufficiency | 2028 | 60 | Net Demand (MW) | -240 | 437
3 Revenue Sufficiency | 2028 | 60 | Net Demand (MW) | -230 | 440
3 Revenue Sufficiency | 2028 | 60 | Net Demand (MW) | -220 | 493
3 Revenue Sufficiency | 2028 | 60 | Net Demand (MW) | -210 | 523
3 Revenue Sufficiency | 2028 | 60 | Net Demand (MW) | -200 | 531
3 Revenue Sufficiency | 2028 | 60 | Net Demand (MW) | -190 | 580
3 Revenue Sufficiency | 2028 | 60 | Net Demand (MW) | -180 | 598
3 Revenue Sufficiency | 2028 | 60 | Net Demand (MW) | -170 | 700
3 Revenue Sufficiency | 2028 | 60 | Net Demand (MW) | -160 | 637
3 Revenue Sufficiency | 2028 | 60 | Net Demand (MW) | -150 | 631
3 Revenue Sufficiency | 2028 | 60 | Net Demand (MW) | -140 | 668
3 Revenue Sufficiency | 2028 | 60 | Net Demand (MW) | -130 | 688
3 Revenue Sufficiency | 2028 | 60 | Net Demand (MW) | -120 | 782
3 Revenue Sufficiency | 2028 | 60 | Net Demand (MW) | -110 | 762
3 Revenue Sufficiency | 2028 | 60 | Net Demand (MW) | -100 | 821
3 Revenue Sufficiency | 2028 | 60 | Net Demand (MW) | -90 | 795
3 Revenue Sufficiency | 2028 | 60 | Net Demand (MW) | -80 | 811
3 Revenue Sufficiency | 2028 | 60 | Net Demand (MW) | -70 | 865
3 Revenue Sufficiency | 2028 | 60 | Net Demand (MW) | -60 | 857
3 Revenue Sufficiency | 2028 | 60 | Net Demand (MW) | -50 | 887
3 Revenue Sufficiency | 2028 | 60 | Net Demand (MW) | -40 | 932
3 Revenue Sufficiency | 2028 | 60 | Net Demand (MW) | -30 | 942
3 Revenue Sufficiency | 2028 | 60 | Net Demand (MW) | -20 | 950
3 Revenue Sufficiency | 2028 | 60 | Net Demand (MW) | -10 | 956
3 Revenue Sufficiency | 2028 | 60 | Net Demand (MW) | 0 | 960
3 Revenue Sufficiency | 2028 | 60 | Net Demand (MW) | 10 | 1061
3 Revenue Sufficiency | 2028 | 60 | Net Demand (MW) | 20 | 1000
3 Revenue Sufficiency | 2028 | 60 | Net Demand (MW) | 30 | 949
3 Revenue Sufficiency | 2028 | 60 | Net Demand (MW) | 40 | 963
3 Revenue Sufficiency | 2028 | 60 | Net Demand (MW) | 50 | 955
3 Revenue Sufficiency | 2028 | 60 | Net Demand (MW) | 60 | 896
3 Revenue Sufficiency | 2028 | 60 | Net Demand (MW) | 70 | 922
3 Revenue Sufficiency | 2028 | 60 | Net Demand (MW) | 80 | 857
3 Revenue Sufficiency | 2028 | 60 | Net Demand (MW) | 90 | 833
3 Revenue Sufficiency | 2028 | 60 | Net Demand (MW) | 100 | 826
3 Revenue Sufficiency | 2028 | 60 | Net Demand (MW) | 110 | 769
3 Revenue Sufficiency | 2028 | 60 | Net Demand (MW) | 120 | 735
3 Revenue Sufficiency | 2028 | 60 | Net Demand (MW) | 130 | 693
3 Revenue Sufficiency | 2028 | 60 | Net Demand (MW) | 140 | 667
3 Revenue Sufficiency | 2028 | 60 | Net Demand (MW) | 150 | 637
3 Revenue Sufficiency | 2028 | 60 | Net Demand (MW) | 160 | 657
3 Revenue Sufficiency | 2028 | 60 | Net Demand (MW) | 170 | 596
3 Revenue Sufficiency | 2028 | 60 | Net Demand (MW) | 180 | 547
3 Revenue Sufficiency | 2028 | 60 | Net Demand (MW) | 190 | 519
3 Revenue Sufficiency | 2028 | 60 | Net Demand (MW) | 200 | 535
3 Revenue Sufficiency | 2028 | 60 | Net Demand (MW) | 210 | 475
3 Revenue Sufficiency | 2028 | 60 | Net Demand (MW) | 220 | 489
3 Revenue Sufficiency | 2028 | 60 | Net Demand (MW) | 230 | 453
3 Revenue Sufficiency | 2028 | 60 | Net Demand (MW) | 240 | 391
3 Revenue Sufficiency | 2028 | 60 | Net Demand (MW) | 250 | 382
3 Revenue Sufficiency | 2028 | 60 | Net Demand (MW) | 260 | 379
3 Revenue Sufficiency | 2028 | 60 | Net Demand (MW) | 270 | 378
3 Revenue Sufficiency | 2028 | 60 | Net Demand (MW) | 280 | 375
3 Revenue Sufficiency | 2028 | 60 | Net Demand (MW) | 290 | 373
3 Revenue Sufficiency | 2028 | 60 | Net Demand (MW) | 300 | 302
3 Revenue Sufficiency | 2028 | 60 | Net Demand (MW) | 310 | 269
3 Revenue Sufficiency | 2028 | 60 | Net Demand (MW) | 320 | 270
3 Revenue Sufficiency | 2028 | 60 | Net Demand (MW) | 330 | 273
3 Revenue Sufficiency | 2028 | 60 | Net Demand (MW) | 340 | 251
3 Revenue Sufficiency | 2028 | 60 | Net Demand (MW) | 350 | 243
3 Revenue Sufficiency | 2028 | 60 | Net Demand (MW) | 360 | 231
3 Revenue Sufficiency | 2028 | 60 | Net Demand (MW) | 370 | 214
3 Revenue Sufficiency | 2028 | 60 | Net Demand (MW) | 380 | 196
3 Revenue Sufficiency | 2028 | 60 | Net Demand (MW) | 390 | 187
3 Revenue Sufficiency | 2028 | 60 | Net Demand (MW) | 400 | 185
3 Revenue Sufficiency | 2028 | 60 | Net Demand (MW) | 410 | 165
3 Revenue Sufficiency | 2028 | 60 | Net Demand (MW) | 420 | 183
3 Revenue Sufficiency | 2028 | 60 | Net Demand (MW) | 430 | 182
3 Revenue Sufficiency | 2028 | 60 | Net Demand (MW) | 440 | 171
3 Revenue Sufficiency | 2028 | 60 | Net Demand (MW) | 450 | 161
3 Revenue Sufficiency | 2028 | 60 | Net Demand (MW) | 460 | 162
3 Revenue Sufficiency | 2028 | 60 | Net Demand (MW) | 470 | 132
3 Revenue Sufficiency | 2028 | 60 | Net Demand (MW) | 480 | 149
3 Revenue Sufficiency | 2028 | 60 | Net Demand (MW) | 490 | 128
3 Revenue Sufficiency | 2028 | 60 | Net Demand (MW) | 500 | 123
3 Revenue Sufficiency | 2028 | 60 | Net Demand (MW) | 510 | 116
3 Revenue Sufficiency | 2028 | 60 | Net Demand (MW) | 520 | 113
3 Revenue Sufficiency | 2028 | 60 | Net Demand (MW) | 530 | 112
3 Revenue Sufficiency | 2028 | 60 | Net Demand (MW) | 540 | 100
3 Revenue Sufficiency | 2028 | 60 | Net Demand (MW) | 550 | 91
3 Revenue Sufficiency | 2028 | 60 | Net Demand (MW) | 560 | 86
3 Revenue Sufficiency | 2028 | 60 | Net Demand (MW) | 570 | 80
3 Revenue Sufficiency | 2028 | 60 | Net Demand (MW) | 580 | 66
3 Revenue Sufficiency | 2028 | 60 | Net Demand (MW) | 590 | 91
3 Revenue Sufficiency | 2028 | 60 | Net Demand (MW) | 600 | 61
3 Revenue Sufficiency | 2028 | 60 | Net Demand (MW) | 610 | 58
3 Revenue Sufficiency | 2028 | 60 | Net Demand (MW) | 620 | 76
3 Revenue Sufficiency | 2028 | 60 | Net Demand (MW) | 630 | 48
3 Revenue Sufficiency | 2028 | 60 | Net Demand (MW) | 640 | 66
3 Revenue Sufficiency | 2028 | 60 | Net Demand (MW) | 650 | 55
3 Revenue Sufficiency | 2028 | 60 | Net Demand (MW) | 660 | 59
3 Revenue Sufficiency | 2028 | 60 | Net Demand (MW) | 670 | 50
3 Revenue Sufficiency | 2028 | 60 | Net Demand (MW) | 680 | 64
3 Revenue Sufficiency | 2028 | 60 | Net Demand (MW) | 690 | 52
3 Revenue Sufficiency | 2028 | 60 | Net Demand (MW) | 700 | 51
3 Revenue Sufficiency | 2028 | 60 | Net Demand (MW) | 710 | 61
3 Revenue Sufficiency | 2028 | 60 | Net Demand (MW) | 720 | 46
3 Revenue Sufficiency | 2028 | 60 | Net Demand (MW) | 730 | 30
3 Revenue Sufficiency | 2028 | 60 | Net Demand (MW) | 740 | 38
3 Revenue Sufficiency | 2028 | 60 | Net Demand (MW) | 750 | 24
3 Revenue Sufficiency | 2028 | 60 | Net Demand (MW) | 760 | 29
3 Revenue Sufficiency | 2028 | 60 | Net Demand (MW) | 770 | 33
3 Revenue Sufficiency | 2028 | 60 | Net Demand (MW) | 780 | 33
3 Revenue Sufficiency | 2028 | 60 | Net Demand (MW) | 790 | 36
3 Revenue Sufficiency | 2028 | 60 | Net Demand (MW) | 800 | 25
3 Revenue Sufficiency | 2028 | 60 | Net Demand (MW) | 810 | 20
3 Revenue Sufficiency | 2028 | 60 | Net Demand (MW) | 820 | 28
3 Revenue Sufficiency | 2028 | 60 | Net Demand (MW) | 830 | 21
3 Revenue Sufficiency | 2028 | 60 | Net Demand (MW) | 840 | 17
3 Revenue Sufficiency | 2028 | 60 | Net Demand (MW) | 850 | 18
3 Revenue Sufficiency | 2028 | 60 | Net Demand (MW) | 860 | 16
3 Revenue Sufficiency | 2028 | 60 | Net Demand (MW) | 870 | 11
3 Revenue Sufficiency | 2028 | 60 | Net Demand (MW) | 880 | 10
3 Revenue Sufficiency | 2028 | 60 | Net Demand (MW) | 890 | 12
3 Revenue Sufficiency | 2028 | 60 | Net Demand (MW) | 900 | 16
3 Revenue Sufficiency | 2028 | 60 | Net Demand (MW) | 910 | 10
3 Revenue Sufficiency | 2028 | 60 | Net Demand (MW) | 920 | 7
3 Revenue Sufficiency | 2028 | 60 | Net Demand (MW) | 930 | 7
3 Revenue Sufficiency | 2028 | 60 | Net Demand (MW) | 940 | 12
3 Revenue Sufficiency | 2028 | 60 | Net Demand (MW) | 950 | 2
3 Revenue Sufficiency | 2028 | 60 | Net Demand (MW) | 960 | 5
3 Revenue Sufficiency | 2028 | 60 | Net Demand (MW) | 970 | 2
3 Revenue Sufficiency | 2028 | 60 | Net Demand (MW) | 980 | 7
3 Revenue Sufficiency | 2028 | 60 | Net Demand (MW) | 990 | 4
3 Revenue Sufficiency | 2028 | 60 | Net Demand (MW) | 1000 | 9
3 Revenue Sufficiency | 2028 | 60 | Net Demand (MW) | 1010 | 2
3 Revenue Sufficiency | 2028 | 60 | Net Demand (MW) | 1020 | 6
3 Revenue Sufficiency | 2028 | 60 | Net Demand (MW) | 1030 | 5
3 Revenue Sufficiency | 2028 | 60 | Net Demand (MW) | 1040 | 4
3 Revenue Sufficiency | 2028 | 60 | Net Demand (MW) | 1050 | 4
3 Revenue Sufficiency | 2028 | 60 | Net Demand (MW) | 1060 | 4
3 Revenue Sufficiency | 2028 | 60 | Net Demand (MW) | 1070 | 1
3 Revenue Sufficiency | 2028 | 60 | Net Demand (MW) | 1080 | 1
3 Revenue Sufficiency | 2028 | 60 | Net Demand (MW) | 1090 | 3
3 Revenue Sufficiency | 2028 | 60 | Net Demand (MW) | 1100 | 2
3 Revenue Sufficiency | 2028 | 60 | Net Demand (MW) | 1110 | 2
3 Revenue Sufficiency | 2028 | 60 | Net Demand (MW) | 1120 | 2
3 Revenue Sufficiency | 2028 | 60 | Net Demand (MW) | 1130 | 2
3 Revenue Sufficiency | 2028 | 60 | Net Demand (MW) | 1140 | 1
3 Revenue Sufficiency | 2028 | 60 | Net Demand (MW) | 1150 | 1
3 Revenue Sufficiency | 2028 | 60 | Net Demand (MW) | 1160 | 3
3 Revenue Sufficiency | 2028 | 60 | Net Demand (MW) | 1170 | 1
3 Revenue Sufficiency | 2028 | 60 | Net Demand (MW) | 1180 | 2
3 Revenue Sufficiency | 2028 | 60 | Net Demand (MW) | 1190 | 1
3 Revenue Sufficiency | 2028 | 60 | Net Demand (MW) | 1200 | 1
3 Revenue Sufficiency | 2028 | 60 | Net Demand (MW) | 1210 | 1
3 Revenue Sufficiency | 2028 | 60 | Net Demand (MW) | 1220 | 0
3 Revenue Sufficiency | 2028 | 60 | Net Demand (MW) | 1230 | 1
3 Revenue Sufficiency | 2028 | 60 | Net Demand (MW) | 1240 | 1
3 Revenue Sufficiency | 2028 | 60 | Net Demand (MW) | 1250 | 0
3 Revenue Sufficiency | 2028 | 60 | Net Demand (MW) | 1260 | 0
3 Revenue Sufficiency | 2028 | 60 | Net Demand (MW) | 1270 | 0
3 Revenue Sufficiency | 2028 | 60 | Net Demand (MW) | 1280 | 1
3 Revenue Sufficiency | 2028 | 60 | Net Demand (MW) | 1290 | 1
3 Revenue Sufficiency | 2028 | 60 | Net Demand (MW) | 1300 | 1
3 Revenue Sufficiency | 2028 | 60 | Net Demand (MW) | 1310 | 0
3 Revenue Sufficiency | 2028 | 60 | Net Demand (MW) | 1320 | 2
3 Revenue Sufficiency | 2028 | 60 | Net Demand (MW) | 1330 | 0
3 Revenue Sufficiency | 2028 | 60 | Net Demand (MW) | 1340 | 0
3 Revenue Sufficiency | 2028 | 60 | Net Demand (MW) | 1350 | 2
3 Revenue Sufficiency | 2028 | 60 | Net Demand (MW) | 1360 | 0
3 Revenue Sufficiency | 2028 | 60 | Net Demand (MW) | 1370 | 1
3 Revenue Sufficiency | 2028 | 60 | Net Demand (MW) | 1380 | 1
3 Revenue Sufficiency | 2028 | 60 | Net Demand (MW) | 1390 | 1
3 Revenue Sufficiency | 2029 | 10 | Alberta Internal Load (MW) | -400 | 1
3 Revenue Sufficiency | 2029 | 10 | Alberta Internal Load (MW) | -390 | 0
3 Revenue Sufficiency | 2029 | 10 | Alberta Internal Load (MW) | -380 | 0
3 Revenue Sufficiency | 2029 | 10 | Alberta Internal Load (MW) | -370 | 0
3 Revenue Sufficiency | 2029 | 10 | Alberta Internal Load (MW) | -360 | 0
3 Revenue Sufficiency | 2029 | 10 | Alberta Internal Load (MW) | -350 | 0
3 Revenue Sufficiency | 2029 | 10 | Alberta Internal Load (MW) | -340 | 0
3 Revenue Sufficiency | 2029 | 10 | Alberta Internal Load (MW) | -330 | 0
3 Revenue Sufficiency | 2029 | 10 | Alberta Internal Load (MW) | -320 | 0
3 Revenue Sufficiency | 2029 | 10 | Alberta Internal Load (MW) | -310 | 0
3 Revenue Sufficiency | 2029 | 10 | Alberta Internal Load (MW) | -300 | 0
3 Revenue Sufficiency | 2029 | 10 | Alberta Internal Load (MW) | -290 | 0
3 Revenue Sufficiency | 2029 | 10 | Alberta Internal Load (MW) | -280 | 0
3 Revenue Sufficiency | 2029 | 10 | Alberta Internal Load (MW) | -270 | 0
3 Revenue Sufficiency | 2029 | 10 | Alberta Internal Load (MW) | -260 | 0
3 Revenue Sufficiency | 2029 | 10 | Alberta Internal Load (MW) | -250 | 1
3 Revenue Sufficiency | 2029 | 10 | Alberta Internal Load (MW) | -240 | 2
3 Revenue Sufficiency | 2029 | 10 | Alberta Internal Load (MW) | -230 | 1
3 Revenue Sufficiency | 2029 | 10 | Alberta Internal Load (MW) | -220 | 0
3 Revenue Sufficiency | 2029 | 10 | Alberta Internal Load (MW) | -210 | 0
3 Revenue Sufficiency | 2029 | 10 | Alberta Internal Load (MW) | -200 | 0
3 Revenue Sufficiency | 2029 | 10 | Alberta Internal Load (MW) | -190 | 1
3 Revenue Sufficiency | 2029 | 10 | Alberta Internal Load (MW) | -180 | 1
3 Revenue Sufficiency | 2029 | 10 | Alberta Internal Load (MW) | -170 | 5
3 Revenue Sufficiency | 2029 | 10 | Alberta Internal Load (MW) | -160 | 11
3 Revenue Sufficiency | 2029 | 10 | Alberta Internal Load (MW) | -150 | 13
3 Revenue Sufficiency | 2029 | 10 | Alberta Internal Load (MW) | -140 | 32
3 Revenue Sufficiency | 2029 | 10 | Alberta Internal Load (MW) | -130 | 50
3 Revenue Sufficiency | 2029 | 10 | Alberta Internal Load (MW) | -120 | 91
3 Revenue Sufficiency | 2029 | 10 | Alberta Internal Load (MW) | -110 | 139
3 Revenue Sufficiency | 2029 | 10 | Alberta Internal Load (MW) | -100 | 241
3 Revenue Sufficiency | 2029 | 10 | Alberta Internal Load (MW) | -90 | 369
3 Revenue Sufficiency | 2029 | 10 | Alberta Internal Load (MW) | -80 | 496
3 Revenue Sufficiency | 2029 | 10 | Alberta Internal Load (MW) | -70 | 693
3 Revenue Sufficiency | 2029 | 10 | Alberta Internal Load (MW) | -60 | 1114
3 Revenue Sufficiency | 2029 | 10 | Alberta Internal Load (MW) | -50 | 1919
3 Revenue Sufficiency | 2029 | 10 | Alberta Internal Load (MW) | -40 | 2728
3 Revenue Sufficiency | 2029 | 10 | Alberta Internal Load (MW) | -30 | 3990
3 Revenue Sufficiency | 2029 | 10 | Alberta Internal Load (MW) | -20 | 5229
3 Revenue Sufficiency | 2029 | 10 | Alberta Internal Load (MW) | -10 | 6653
3 Revenue Sufficiency | 2029 | 10 | Alberta Internal Load (MW) | 0 | 7197
3 Revenue Sufficiency | 2029 | 10 | Alberta Internal Load (MW) | 10 | 6150
3 Revenue Sufficiency | 2029 | 10 | Alberta Internal Load (MW) | 20 | 4623
3 Revenue Sufficiency | 2029 | 10 | Alberta Internal Load (MW) | 30 | 3242
3 Revenue Sufficiency | 2029 | 10 | Alberta Internal Load (MW) | 40 | 2171
3 Revenue Sufficiency | 2029 | 10 | Alberta Internal Load (MW) | 50 | 1504
3 Revenue Sufficiency | 2029 | 10 | Alberta Internal Load (MW) | 60 | 1099
3 Revenue Sufficiency | 2029 | 10 | Alberta Internal Load (MW) | 70 | 733
3 Revenue Sufficiency | 2029 | 10 | Alberta Internal Load (MW) | 80 | 504
3 Revenue Sufficiency | 2029 | 10 | Alberta Internal Load (MW) | 90 | 344
3 Revenue Sufficiency | 2029 | 10 | Alberta Internal Load (MW) | 100 | 314
3 Revenue Sufficiency | 2029 | 10 | Alberta Internal Load (MW) | 110 | 211
3 Revenue Sufficiency | 2029 | 10 | Alberta Internal Load (MW) | 120 | 191
3 Revenue Sufficiency | 2029 | 10 | Alberta Internal Load (MW) | 130 | 180
3 Revenue Sufficiency | 2029 | 10 | Alberta Internal Load (MW) | 140 | 118
3 Revenue Sufficiency | 2029 | 10 | Alberta Internal Load (MW) | 150 | 84
3 Revenue Sufficiency | 2029 | 10 | Alberta Internal Load (MW) | 160 | 57
3 Revenue Sufficiency | 2029 | 10 | Alberta Internal Load (MW) | 170 | 30
3 Revenue Sufficiency | 2029 | 10 | Alberta Internal Load (MW) | 180 | 8
3 Revenue Sufficiency | 2029 | 10 | Alberta Internal Load (MW) | 190 | 8
3 Revenue Sufficiency | 2029 | 10 | Alberta Internal Load (MW) | 200 | 2
3 Revenue Sufficiency | 2029 | 10 | Alberta Internal Load (MW) | 210 | 3
3 Revenue Sufficiency | 2029 | 10 | Alberta Internal Load (MW) | 220 | 2
3 Revenue Sufficiency | 2029 | 10 | Alberta Internal Load (MW) | 230 | 0
3 Revenue Sufficiency | 2029 | 10 | Alberta Internal Load (MW) | 240 | 0
3 Revenue Sufficiency | 2029 | 10 | Alberta Internal Load (MW) | 250 | 1
3 Revenue Sufficiency | 2029 | 10 | Alberta Internal Load (MW) | 260 | 1
3 Revenue Sufficiency | 2029 | 10 | Alberta Internal Load (MW) | 270 | 0
3 Revenue Sufficiency | 2029 | 10 | Alberta Internal Load (MW) | 280 | 0
3 Revenue Sufficiency | 2029 | 10 | Alberta Internal Load (MW) | 290 | 0
3 Revenue Sufficiency | 2029 | 10 | Alberta Internal Load (MW) | 300 | 1
3 Revenue Sufficiency | 2029 | 10 | Alberta Internal Load (MW) | 310 | 1
3 Revenue Sufficiency | 2029 | 60 | Alberta Internal Load (MW) | -680 | 2
3 Revenue Sufficiency | 2029 | 60 | Alberta Internal Load (MW) | -670 | 1
3 Revenue Sufficiency | 2029 | 60 | Alberta Internal Load (MW) | -660 | 0
3 Revenue Sufficiency | 2029 | 60 | Alberta Internal Load (MW) | -650 | 2
3 Revenue Sufficiency | 2029 | 60 | Alberta Internal Load (MW) | -640 | 4
3 Revenue Sufficiency | 2029 | 60 | Alberta Internal Load (MW) | -630 | 6
3 Revenue Sufficiency | 2029 | 60 | Alberta Internal Load (MW) | -620 | 4
3 Revenue Sufficiency | 2029 | 60 | Alberta Internal Load (MW) | -610 | 7
3 Revenue Sufficiency | 2029 | 60 | Alberta Internal Load (MW) | -600 | 6
3 Revenue Sufficiency | 2029 | 60 | Alberta Internal Load (MW) | -590 | 22
3 Revenue Sufficiency | 2029 | 60 | Alberta Internal Load (MW) | -580 | 15
3 Revenue Sufficiency | 2029 | 60 | Alberta Internal Load (MW) | -570 | 25
3 Revenue Sufficiency | 2029 | 60 | Alberta Internal Load (MW) | -560 | 31
3 Revenue Sufficiency | 2029 | 60 | Alberta Internal Load (MW) | -550 | 45
3 Revenue Sufficiency | 2029 | 60 | Alberta Internal Load (MW) | -540 | 41
3 Revenue Sufficiency | 2029 | 60 | Alberta Internal Load (MW) | -530 | 52
3 Revenue Sufficiency | 2029 | 60 | Alberta Internal Load (MW) | -520 | 69
3 Revenue Sufficiency | 2029 | 60 | Alberta Internal Load (MW) | -510 | 83
3 Revenue Sufficiency | 2029 | 60 | Alberta Internal Load (MW) | -500 | 71
3 Revenue Sufficiency | 2029 | 60 | Alberta Internal Load (MW) | -490 | 64
3 Revenue Sufficiency | 2029 | 60 | Alberta Internal Load (MW) | -480 | 79
3 Revenue Sufficiency | 2029 | 60 | Alberta Internal Load (MW) | -470 | 72
3 Revenue Sufficiency | 2029 | 60 | Alberta Internal Load (MW) | -460 | 92
3 Revenue Sufficiency | 2029 | 60 | Alberta Internal Load (MW) | -450 | 97
3 Revenue Sufficiency | 2029 | 60 | Alberta Internal Load (MW) | -440 | 86
3 Revenue Sufficiency | 2029 | 60 | Alberta Internal Load (MW) | -430 | 80
3 Revenue Sufficiency | 2029 | 60 | Alberta Internal Load (MW) | -420 | 98
3 Revenue Sufficiency | 2029 | 60 | Alberta Internal Load (MW) | -410 | 103
3 Revenue Sufficiency | 2029 | 60 | Alberta Internal Load (MW) | -400 | 108
3 Revenue Sufficiency | 2029 | 60 | Alberta Internal Load (MW) | -390 | 104
3 Revenue Sufficiency | 2029 | 60 | Alberta Internal Load (MW) | -380 | 91
3 Revenue Sufficiency | 2029 | 60 | Alberta Internal Load (MW) | -370 | 139
3 Revenue Sufficiency | 2029 | 60 | Alberta Internal Load (MW) | -360 | 107
3 Revenue Sufficiency | 2029 | 60 | Alberta Internal Load (MW) | -350 | 136
3 Revenue Sufficiency | 2029 | 60 | Alberta Internal Load (MW) | -340 | 144
3 Revenue Sufficiency | 2029 | 60 | Alberta Internal Load (MW) | -330 | 162
3 Revenue Sufficiency | 2029 | 60 | Alberta Internal Load (MW) | -320 | 176
3 Revenue Sufficiency | 2029 | 60 | Alberta Internal Load (MW) | -310 | 221
3 Revenue Sufficiency | 2029 | 60 | Alberta Internal Load (MW) | -300 | 237
3 Revenue Sufficiency | 2029 | 60 | Alberta Internal Load (MW) | -290 | 280
3 Revenue Sufficiency | 2029 | 60 | Alberta Internal Load (MW) | -280 | 335
3 Revenue Sufficiency | 2029 | 60 | Alberta Internal Load (MW) | -270 | 328
3 Revenue Sufficiency | 2029 | 60 | Alberta Internal Load (MW) | -260 | 346
3 Revenue Sufficiency | 2029 | 60 | Alberta Internal Load (MW) | -250 | 358
3 Revenue Sufficiency | 2029 | 60 | Alberta Internal Load (MW) | -240 | 401
3 Revenue Sufficiency | 2029 | 60 | Alberta Internal Load (MW) | -230 | 433
3 Revenue Sufficiency | 2029 | 60 | Alberta Internal Load (MW) | -220 | 457
3 Revenue Sufficiency | 2029 | 60 | Alberta Internal Load (MW) | -210 | 481
3 Revenue Sufficiency | 2029 | 60 | Alberta Internal Load (MW) | -200 | 507
3 Revenue Sufficiency | 2029 | 60 | Alberta Internal Load (MW) | -190 | 576
3 Revenue Sufficiency | 2029 | 60 | Alberta Internal Load (MW) | -180 | 569
3 Revenue Sufficiency | 2029 | 60 | Alberta Internal Load (MW) | -170 | 645
3 Revenue Sufficiency | 2029 | 60 | Alberta Internal Load (MW) | -160 | 673
3 Revenue Sufficiency | 2029 | 60 | Alberta Internal Load (MW) | -150 | 680
3 Revenue Sufficiency | 2029 | 60 | Alberta Internal Load (MW) | -140 | 737
3 Revenue Sufficiency | 2029 | 60 | Alberta Internal Load (MW) | -130 | 753
3 Revenue Sufficiency | 2029 | 60 | Alberta Internal Load (MW) | -120 | 831
3 Revenue Sufficiency | 2029 | 60 | Alberta Internal Load (MW) | -110 | 857
3 Revenue Sufficiency | 2029 | 60 | Alberta Internal Load (MW) | -100 | 982
3 Revenue Sufficiency | 2029 | 60 | Alberta Internal Load (MW) | -90 | 1024
3 Revenue Sufficiency | 2029 | 60 | Alberta Internal Load (MW) | -80 | 1155
3 Revenue Sufficiency | 2029 | 60 | Alberta Internal Load (MW) | -70 | 1242
3 Revenue Sufficiency | 2029 | 60 | Alberta Internal Load (MW) | -60 | 1384
3 Revenue Sufficiency | 2029 | 60 | Alberta Internal Load (MW) | -50 | 1486
3 Revenue Sufficiency | 2029 | 60 | Alberta Internal Load (MW) | -40 | 1523
3 Revenue Sufficiency | 2029 | 60 | Alberta Internal Load (MW) | -30 | 1654
3 Revenue Sufficiency | 2029 | 60 | Alberta Internal Load (MW) | -20 | 1737
3 Revenue Sufficiency | 2029 | 60 | Alberta Internal Load (MW) | -10 | 1753
3 Revenue Sufficiency | 2029 | 60 | Alberta Internal Load (MW) | 0 | 1653
3 Revenue Sufficiency | 2029 | 60 | Alberta Internal Load (MW) | 10 | 1689
3 Revenue Sufficiency | 2029 | 60 | Alberta Internal Load (MW) | 20 | 1538
3 Revenue Sufficiency | 2029 | 60 | Alberta Internal Load (MW) | 30 | 1502
3 Revenue Sufficiency | 2029 | 60 | Alberta Internal Load (MW) | 40 | 1395
3 Revenue Sufficiency | 2029 | 60 | Alberta Internal Load (MW) | 50 | 1213
3 Revenue Sufficiency | 2029 | 60 | Alberta Internal Load (MW) | 60 | 1109
3 Revenue Sufficiency | 2029 | 60 | Alberta Internal Load (MW) | 70 | 993
3 Revenue Sufficiency | 2029 | 60 | Alberta Internal Load (MW) | 80 | 963
3 Revenue Sufficiency | 2029 | 60 | Alberta Internal Load (MW) | 90 | 818
3 Revenue Sufficiency | 2029 | 60 | Alberta Internal Load (MW) | 100 | 795
3 Revenue Sufficiency | 2029 | 60 | Alberta Internal Load (MW) | 110 | 727
3 Revenue Sufficiency | 2029 | 60 | Alberta Internal Load (MW) | 120 | 654
3 Revenue Sufficiency | 2029 | 60 | Alberta Internal Load (MW) | 130 | 637
3 Revenue Sufficiency | 2029 | 60 | Alberta Internal Load (MW) | 140 | 537
3 Revenue Sufficiency | 2029 | 60 | Alberta Internal Load (MW) | 150 | 549
3 Revenue Sufficiency | 2029 | 60 | Alberta Internal Load (MW) | 160 | 508
3 Revenue Sufficiency | 2029 | 60 | Alberta Internal Load (MW) | 170 | 533
3 Revenue Sufficiency | 2029 | 60 | Alberta Internal Load (MW) | 180 | 467
3 Revenue Sufficiency | 2029 | 60 | Alberta Internal Load (MW) | 190 | 406
3 Revenue Sufficiency | 2029 | 60 | Alberta Internal Load (MW) | 200 | 398
3 Revenue Sufficiency | 2029 | 60 | Alberta Internal Load (MW) | 210 | 368
3 Revenue Sufficiency | 2029 | 60 | Alberta Internal Load (MW) | 220 | 364
3 Revenue Sufficiency | 2029 | 60 | Alberta Internal Load (MW) | 230 | 324
3 Revenue Sufficiency | 2029 | 60 | Alberta Internal Load (MW) | 240 | 290
3 Revenue Sufficiency | 2029 | 60 | Alberta Internal Load (MW) | 250 | 297
3 Revenue Sufficiency | 2029 | 60 | Alberta Internal Load (MW) | 260 | 281
3 Revenue Sufficiency | 2029 | 60 | Alberta Internal Load (MW) | 270 | 279
3 Revenue Sufficiency | 2029 | 60 | Alberta Internal Load (MW) | 280 | 262
3 Revenue Sufficiency | 2029 | 60 | Alberta Internal Load (MW) | 290 | 233
3 Revenue Sufficiency | 2029 | 60 | Alberta Internal Load (MW) | 300 | 237
3 Revenue Sufficiency | 2029 | 60 | Alberta Internal Load (MW) | 310 | 213
3 Revenue Sufficiency | 2029 | 60 | Alberta Internal Load (MW) | 320 | 182
3 Revenue Sufficiency | 2029 | 60 | Alberta Internal Load (MW) | 330 | 180
3 Revenue Sufficiency | 2029 | 60 | Alberta Internal Load (MW) | 340 | 177
3 Revenue Sufficiency | 2029 | 60 | Alberta Internal Load (MW) | 350 | 157
3 Revenue Sufficiency | 2029 | 60 | Alberta Internal Load (MW) | 360 | 153
3 Revenue Sufficiency | 2029 | 60 | Alberta Internal Load (MW) | 370 | 157
3 Revenue Sufficiency | 2029 | 60 | Alberta Internal Load (MW) | 380 | 142
3 Revenue Sufficiency | 2029 | 60 | Alberta Internal Load (MW) | 390 | 127
3 Revenue Sufficiency | 2029 | 60 | Alberta Internal Load (MW) | 400 | 126
3 Revenue Sufficiency | 2029 | 60 | Alberta Internal Load (MW) | 410 | 111
3 Revenue Sufficiency | 2029 | 60 | Alberta Internal Load (MW) | 420 | 108
3 Revenue Sufficiency | 2029 | 60 | Alberta Internal Load (MW) | 430 | 97
3 Revenue Sufficiency | 2029 | 60 | Alberta Internal Load (MW) | 440 | 81
3 Revenue Sufficiency | 2029 | 60 | Alberta Internal Load (MW) | 450 | 75
3 Revenue Sufficiency | 2029 | 60 | Alberta Internal Load (MW) | 460 | 90
3 Revenue Sufficiency | 2029 | 60 | Alberta Internal Load (MW) | 470 | 82
3 Revenue Sufficiency | 2029 | 60 | Alberta Internal Load (MW) | 480 | 51
3 Revenue Sufficiency | 2029 | 60 | Alberta Internal Load (MW) | 490 | 44
3 Revenue Sufficiency | 2029 | 60 | Alberta Internal Load (MW) | 500 | 51
3 Revenue Sufficiency | 2029 | 60 | Alberta Internal Load (MW) | 510 | 45
3 Revenue Sufficiency | 2029 | 60 | Alberta Internal Load (MW) | 520 | 49
3 Revenue Sufficiency | 2029 | 60 | Alberta Internal Load (MW) | 530 | 40
3 Revenue Sufficiency | 2029 | 60 | Alberta Internal Load (MW) | 540 | 48
3 Revenue Sufficiency | 2029 | 60 | Alberta Internal Load (MW) | 550 | 47
3 Revenue Sufficiency | 2029 | 60 | Alberta Internal Load (MW) | 560 | 33
3 Revenue Sufficiency | 2029 | 60 | Alberta Internal Load (MW) | 570 | 45
3 Revenue Sufficiency | 2029 | 60 | Alberta Internal Load (MW) | 580 | 31
3 Revenue Sufficiency | 2029 | 60 | Alberta Internal Load (MW) | 590 | 48
3 Revenue Sufficiency | 2029 | 60 | Alberta Internal Load (MW) | 600 | 44
3 Revenue Sufficiency | 2029 | 60 | Alberta Internal Load (MW) | 610 | 33
3 Revenue Sufficiency | 2029 | 60 | Alberta Internal Load (MW) | 620 | 31
3 Revenue Sufficiency | 2029 | 60 | Alberta Internal Load (MW) | 630 | 38
3 Revenue Sufficiency | 2029 | 60 | Alberta Internal Load (MW) | 640 | 49
3 Revenue Sufficiency | 2029 | 60 | Alberta Internal Load (MW) | 650 | 46
3 Revenue Sufficiency | 2029 | 60 | Alberta Internal Load (MW) | 660 | 38
3 Revenue Sufficiency | 2029 | 60 | Alberta Internal Load (MW) | 670 | 37
3 Revenue Sufficiency | 2029 | 60 | Alberta Internal Load (MW) | 680 | 33
3 Revenue Sufficiency | 2029 | 60 | Alberta Internal Load (MW) | 690 | 34
3 Revenue Sufficiency | 2029 | 60 | Alberta Internal Load (MW) | 700 | 23
3 Revenue Sufficiency | 2029 | 60 | Alberta Internal Load (MW) | 710 | 48
3 Revenue Sufficiency | 2029 | 60 | Alberta Internal Load (MW) | 720 | 31
3 Revenue Sufficiency | 2029 | 60 | Alberta Internal Load (MW) | 730 | 31
3 Revenue Sufficiency | 2029 | 60 | Alberta Internal Load (MW) | 740 | 33
3 Revenue Sufficiency | 2029 | 60 | Alberta Internal Load (MW) | 750 | 21
3 Revenue Sufficiency | 2029 | 60 | Alberta Internal Load (MW) | 760 | 22
3 Revenue Sufficiency | 2029 | 60 | Alberta Internal Load (MW) | 770 | 19
3 Revenue Sufficiency | 2029 | 60 | Alberta Internal Load (MW) | 780 | 15
3 Revenue Sufficiency | 2029 | 60 | Alberta Internal Load (MW) | 790 | 11
3 Revenue Sufficiency | 2029 | 60 | Alberta Internal Load (MW) | 800 | 14
3 Revenue Sufficiency | 2029 | 60 | Alberta Internal Load (MW) | 810 | 7
3 Revenue Sufficiency | 2029 | 60 | Alberta Internal Load (MW) | 820 | 9
3 Revenue Sufficiency | 2029 | 60 | Alberta Internal Load (MW) | 830 | 4
3 Revenue Sufficiency | 2029 | 60 | Alberta Internal Load (MW) | 840 | 2
3 Revenue Sufficiency | 2029 | 60 | Alberta Internal Load (MW) | 850 | 2
3 Revenue Sufficiency | 2029 | 60 | Alberta Internal Load (MW) | 860 | 1
3 Revenue Sufficiency | 2029 | 10 | Variable Generation (MW) | -300 | 1
3 Revenue Sufficiency | 2029 | 10 | Variable Generation (MW) | -290 | 0
3 Revenue Sufficiency | 2029 | 10 | Variable Generation (MW) | -280 | 0
3 Revenue Sufficiency | 2029 | 10 | Variable Generation (MW) | -270 | 1
3 Revenue Sufficiency | 2029 | 10 | Variable Generation (MW) | -260 | 0
3 Revenue Sufficiency | 2029 | 10 | Variable Generation (MW) | -250 | 0
3 Revenue Sufficiency | 2029 | 10 | Variable Generation (MW) | -240 | 5
3 Revenue Sufficiency | 2029 | 10 | Variable Generation (MW) | -230 | 0
3 Revenue Sufficiency | 2029 | 10 | Variable Generation (MW) | -220 | 4
3 Revenue Sufficiency | 2029 | 10 | Variable Generation (MW) | -210 | 5
3 Revenue Sufficiency | 2029 | 10 | Variable Generation (MW) | -200 | 3
3 Revenue Sufficiency | 2029 | 10 | Variable Generation (MW) | -190 | 6
3 Revenue Sufficiency | 2029 | 10 | Variable Generation (MW) | -180 | 3
3 Revenue Sufficiency | 2029 | 10 | Variable Generation (MW) | -170 | 10
3 Revenue Sufficiency | 2029 | 10 | Variable Generation (MW) | -160 | 20
3 Revenue Sufficiency | 2029 | 10 | Variable Generation (MW) | -150 | 30
3 Revenue Sufficiency | 2029 | 10 | Variable Generation (MW) | -140 | 37
3 Revenue Sufficiency | 2029 | 10 | Variable Generation (MW) | -130 | 57
3 Revenue Sufficiency | 2029 | 10 | Variable Generation (MW) | -120 | 80
3 Revenue Sufficiency | 2029 | 10 | Variable Generation (MW) | -110 | 108
3 Revenue Sufficiency | 2029 | 10 | Variable Generation (MW) | -100 | 208
3 Revenue Sufficiency | 2029 | 10 | Variable Generation (MW) | -90 | 284
3 Revenue Sufficiency | 2029 | 10 | Variable Generation (MW) | -80 | 431
3 Revenue Sufficiency | 2029 | 10 | Variable Generation (MW) | -70 | 641
3 Revenue Sufficiency | 2029 | 10 | Variable Generation (MW) | -60 | 951
3 Revenue Sufficiency | 2029 | 10 | Variable Generation (MW) | -50 | 1417
3 Revenue Sufficiency | 2029 | 10 | Variable Generation (MW) | -40 | 2092
3 Revenue Sufficiency | 2029 | 10 | Variable Generation (MW) | -30 | 3284
3 Revenue Sufficiency | 2029 | 10 | Variable Generation (MW) | -20 | 4847
3 Revenue Sufficiency | 2029 | 10 | Variable Generation (MW) | -10 | 7542
3 Revenue Sufficiency | 2029 | 10 | Variable Generation (MW) | 0 | 9480
3 Revenue Sufficiency | 2029 | 10 | Variable Generation (MW) | 10 | 6759
3 Revenue Sufficiency | 2029 | 10 | Variable Generation (MW) | 20 | 4573
3 Revenue Sufficiency | 2029 | 10 | Variable Generation (MW) | 30 | 3206
3 Revenue Sufficiency | 2029 | 10 | Variable Generation (MW) | 40 | 2075
3 Revenue Sufficiency | 2029 | 10 | Variable Generation (MW) | 50 | 1380
3 Revenue Sufficiency | 2029 | 10 | Variable Generation (MW) | 60 | 929
3 Revenue Sufficiency | 2029 | 10 | Variable Generation (MW) | 70 | 657
3 Revenue Sufficiency | 2029 | 10 | Variable Generation (MW) | 80 | 439
3 Revenue Sufficiency | 2029 | 10 | Variable Generation (MW) | 90 | 285
3 Revenue Sufficiency | 2029 | 10 | Variable Generation (MW) | 100 | 211
3 Revenue Sufficiency | 2029 | 10 | Variable Generation (MW) | 110 | 167
3 Revenue Sufficiency | 2029 | 10 | Variable Generation (MW) | 120 | 96
3 Revenue Sufficiency | 2029 | 10 | Variable Generation (MW) | 130 | 64
3 Revenue Sufficiency | 2029 | 10 | Variable Generation (MW) | 140 | 41
3 Revenue Sufficiency | 2029 | 10 | Variable Generation (MW) | 150 | 45
3 Revenue Sufficiency | 2029 | 10 | Variable Generation (MW) | 160 | 24
3 Revenue Sufficiency | 2029 | 10 | Variable Generation (MW) | 170 | 12
3 Revenue Sufficiency | 2029 | 10 | Variable Generation (MW) | 180 | 16
3 Revenue Sufficiency | 2029 | 10 | Variable Generation (MW) | 190 | 6
3 Revenue Sufficiency | 2029 | 10 | Variable Generation (MW) | 200 | 8
3 Revenue Sufficiency | 2029 | 10 | Variable Generation (MW) | 210 | 5
3 Revenue Sufficiency | 2029 | 10 | Variable Generation (MW) | 220 | 3
3 Revenue Sufficiency | 2029 | 10 | Variable Generation (MW) | 230 | 2
3 Revenue Sufficiency | 2029 | 10 | Variable Generation (MW) | 240 | 2
3 Revenue Sufficiency | 2029 | 10 | Variable Generation (MW) | 250 | 5
3 Revenue Sufficiency | 2029 | 10 | Variable Generation (MW) | 260 | 0
3 Revenue Sufficiency | 2029 | 10 | Variable Generation (MW) | 270 | 0
3 Revenue Sufficiency | 2029 | 10 | Variable Generation (MW) | 280 | 0
3 Revenue Sufficiency | 2029 | 10 | Variable Generation (MW) | 290 | 0
3 Revenue Sufficiency | 2029 | 10 | Variable Generation (MW) | 300 | 0
3 Revenue Sufficiency | 2029 | 10 | Variable Generation (MW) | 310 | 0
3 Revenue Sufficiency | 2029 | 10 | Variable Generation (MW) | 320 | 0
3 Revenue Sufficiency | 2029 | 10 | Variable Generation (MW) | 330 | 1
3 Revenue Sufficiency | 2029 | 10 | Variable Generation (MW) | 340 | 1
3 Revenue Sufficiency | 2029 | 60 | Variable Generation (MW) | -1180 | 2
3 Revenue Sufficiency | 2029 | 60 | Variable Generation (MW) | -1170 | 0
3 Revenue Sufficiency | 2029 | 60 | Variable Generation (MW) | -1160 | 0
3 Revenue Sufficiency | 2029 | 60 | Variable Generation (MW) | -1150 | 0
3 Revenue Sufficiency | 2029 | 60 | Variable Generation (MW) | -1140 | 1
3 Revenue Sufficiency | 2029 | 60 | Variable Generation (MW) | -1130 | 0
3 Revenue Sufficiency | 2029 | 60 | Variable Generation (MW) | -1120 | 1
3 Revenue Sufficiency | 2029 | 60 | Variable Generation (MW) | -1110 | 0
3 Revenue Sufficiency | 2029 | 60 | Variable Generation (MW) | -1100 | 1
3 Revenue Sufficiency | 2029 | 60 | Variable Generation (MW) | -1090 | 0
3 Revenue Sufficiency | 2029 | 60 | Variable Generation (MW) | -1080 | 0
3 Revenue Sufficiency | 2029 | 60 | Variable Generation (MW) | -1070 | 1
3 Revenue Sufficiency | 2029 | 60 | Variable Generation (MW) | -1060 | 0
3 Revenue Sufficiency | 2029 | 60 | Variable Generation (MW) | -1050 | 0
3 Revenue Sufficiency | 2029 | 60 | Variable Generation (MW) | -1040 | 0
3 Revenue Sufficiency | 2029 | 60 | Variable Generation (MW) | -1030 | 0
3 Revenue Sufficiency | 2029 | 60 | Variable Generation (MW) | -1020 | 0
3 Revenue Sufficiency | 2029 | 60 | Variable Generation (MW) | -1010 | 0
3 Revenue Sufficiency | 2029 | 60 | Variable Generation (MW) | -1000 | 0
3 Revenue Sufficiency | 2029 | 60 | Variable Generation (MW) | -990 | 1
3 Revenue Sufficiency | 2029 | 60 | Variable Generation (MW) | -980 | 2
3 Revenue Sufficiency | 2029 | 60 | Variable Generation (MW) | -970 | 1
3 Revenue Sufficiency | 2029 | 60 | Variable Generation (MW) | -960 | 1
3 Revenue Sufficiency | 2029 | 60 | Variable Generation (MW) | -950 | 0
3 Revenue Sufficiency | 2029 | 60 | Variable Generation (MW) | -940 | 0
3 Revenue Sufficiency | 2029 | 60 | Variable Generation (MW) | -930 | 0
3 Revenue Sufficiency | 2029 | 60 | Variable Generation (MW) | -920 | 0
3 Revenue Sufficiency | 2029 | 60 | Variable Generation (MW) | -910 | 1
3 Revenue Sufficiency | 2029 | 60 | Variable Generation (MW) | -900 | 1
3 Revenue Sufficiency | 2029 | 60 | Variable Generation (MW) | -890 | 1
3 Revenue Sufficiency | 2029 | 60 | Variable Generation (MW) | -880 | 2
3 Revenue Sufficiency | 2029 | 60 | Variable Generation (MW) | -870 | 0
3 Revenue Sufficiency | 2029 | 60 | Variable Generation (MW) | -860 | 0
3 Revenue Sufficiency | 2029 | 60 | Variable Generation (MW) | -850 | 2
3 Revenue Sufficiency | 2029 | 60 | Variable Generation (MW) | -840 | 3
3 Revenue Sufficiency | 2029 | 60 | Variable Generation (MW) | -830 | 3
3 Revenue Sufficiency | 2029 | 60 | Variable Generation (MW) | -820 | 3
3 Revenue Sufficiency | 2029 | 60 | Variable Generation (MW) | -810 | 2
3 Revenue Sufficiency | 2029 | 60 | Variable Generation (MW) | -800 | 5
3 Revenue Sufficiency | 2029 | 60 | Variable Generation (MW) | -790 | 2
3 Revenue Sufficiency | 2029 | 60 | Variable Generation (MW) | -780 | 3
3 Revenue Sufficiency | 2029 | 60 | Variable Generation (MW) | -770 | 6
3 Revenue Sufficiency | 2029 | 60 | Variable Generation (MW) | -760 | 4
3 Revenue Sufficiency | 2029 | 60 | Variable Generation (MW) | -750 | 1
3 Revenue Sufficiency | 2029 | 60 | Variable Generation (MW) | -740 | 4
3 Revenue Sufficiency | 2029 | 60 | Variable Generation (MW) | -730 | 4
3 Revenue Sufficiency | 2029 | 60 | Variable Generation (MW) | -720 | 3
3 Revenue Sufficiency | 2029 | 60 | Variable Generation (MW) | -710 | 5
3 Revenue Sufficiency | 2029 | 60 | Variable Generation (MW) | -700 | 4
3 Revenue Sufficiency | 2029 | 60 | Variable Generation (MW) | -690 | 2
3 Revenue Sufficiency | 2029 | 60 | Variable Generation (MW) | -680 | 6
3 Revenue Sufficiency | 2029 | 60 | Variable Generation (MW) | -670 | 7
3 Revenue Sufficiency | 2029 | 60 | Variable Generation (MW) | -660 | 8
3 Revenue Sufficiency | 2029 | 60 | Variable Generation (MW) | -650 | 9
3 Revenue Sufficiency | 2029 | 60 | Variable Generation (MW) | -640 | 11
3 Revenue Sufficiency | 2029 | 60 | Variable Generation (MW) | -630 | 11
3 Revenue Sufficiency | 2029 | 60 | Variable Generation (MW) | -620 | 15
3 Revenue Sufficiency | 2029 | 60 | Variable Generation (MW) | -610 | 8
3 Revenue Sufficiency | 2029 | 60 | Variable Generation (MW) | -600 | 13
3 Revenue Sufficiency | 2029 | 60 | Variable Generation (MW) | -590 | 20
3 Revenue Sufficiency | 2029 | 60 | Variable Generation (MW) | -580 | 19
3 Revenue Sufficiency | 2029 | 60 | Variable Generation (MW) | -570 | 22
3 Revenue Sufficiency | 2029 | 60 | Variable Generation (MW) | -560 | 27
3 Revenue Sufficiency | 2029 | 60 | Variable Generation (MW) | -550 | 20
3 Revenue Sufficiency | 2029 | 60 | Variable Generation (MW) | -540 | 27
3 Revenue Sufficiency | 2029 | 60 | Variable Generation (MW) | -530 | 30
3 Revenue Sufficiency | 2029 | 60 | Variable Generation (MW) | -520 | 36
3 Revenue Sufficiency | 2029 | 60 | Variable Generation (MW) | -510 | 32
3 Revenue Sufficiency | 2029 | 60 | Variable Generation (MW) | -500 | 31
3 Revenue Sufficiency | 2029 | 60 | Variable Generation (MW) | -490 | 35
3 Revenue Sufficiency | 2029 | 60 | Variable Generation (MW) | -480 | 45
3 Revenue Sufficiency | 2029 | 60 | Variable Generation (MW) | -470 | 52
3 Revenue Sufficiency | 2029 | 60 | Variable Generation (MW) | -460 | 54
3 Revenue Sufficiency | 2029 | 60 | Variable Generation (MW) | -450 | 54
3 Revenue Sufficiency | 2029 | 60 | Variable Generation (MW) | -440 | 67
3 Revenue Sufficiency | 2029 | 60 | Variable Generation (MW) | -430 | 67
3 Revenue Sufficiency | 2029 | 60 | Variable Generation (MW) | -420 | 73
3 Revenue Sufficiency | 2029 | 60 | Variable Generation (MW) | -410 | 82
3 Revenue Sufficiency | 2029 | 60 | Variable Generation (MW) | -400 | 97
3 Revenue Sufficiency | 2029 | 60 | Variable Generation (MW) | -390 | 89
3 Revenue Sufficiency | 2029 | 60 | Variable Generation (MW) | -380 | 93
3 Revenue Sufficiency | 2029 | 60 | Variable Generation (MW) | -370 | 95
3 Revenue Sufficiency | 2029 | 60 | Variable Generation (MW) | -360 | 109
3 Revenue Sufficiency | 2029 | 60 | Variable Generation (MW) | -350 | 116
3 Revenue Sufficiency | 2029 | 60 | Variable Generation (MW) | -340 | 144
3 Revenue Sufficiency | 2029 | 60 | Variable Generation (MW) | -330 | 153
3 Revenue Sufficiency | 2029 | 60 | Variable Generation (MW) | -320 | 160
3 Revenue Sufficiency | 2029 | 60 | Variable Generation (MW) | -310 | 201
3 Revenue Sufficiency | 2029 | 60 | Variable Generation (MW) | -300 | 209
3 Revenue Sufficiency | 2029 | 60 | Variable Generation (MW) | -290 | 238
3 Revenue Sufficiency | 2029 | 60 | Variable Generation (MW) | -280 | 258
3 Revenue Sufficiency | 2029 | 60 | Variable Generation (MW) | -270 | 244
3 Revenue Sufficiency | 2029 | 60 | Variable Generation (MW) | -260 | 269
3 Revenue Sufficiency | 2029 | 60 | Variable Generation (MW) | -250 | 264
3 Revenue Sufficiency | 2029 | 60 | Variable Generation (MW) | -240 | 333
3 Revenue Sufficiency | 2029 | 60 | Variable Generation (MW) | -230 | 335
3 Revenue Sufficiency | 2029 | 60 | Variable Generation (MW) | -220 | 336
3 Revenue Sufficiency | 2029 | 60 | Variable Generation (MW) | -210 | 394
3 Revenue Sufficiency | 2029 | 60 | Variable Generation (MW) | -200 | 444
3 Revenue Sufficiency | 2029 | 60 | Variable Generation (MW) | -190 | 459
3 Revenue Sufficiency | 2029 | 60 | Variable Generation (MW) | -180 | 514
3 Revenue Sufficiency | 2029 | 60 | Variable Generation (MW) | -170 | 556
3 Revenue Sufficiency | 2029 | 60 | Variable Generation (MW) | -160 | 598
3 Revenue Sufficiency | 2029 | 60 | Variable Generation (MW) | -150 | 668
3 Revenue Sufficiency | 2029 | 60 | Variable Generation (MW) | -140 | 653
3 Revenue Sufficiency | 2029 | 60 | Variable Generation (MW) | -130 | 761
3 Revenue Sufficiency | 2029 | 60 | Variable Generation (MW) | -120 | 758
3 Revenue Sufficiency | 2029 | 60 | Variable Generation (MW) | -110 | 825
3 Revenue Sufficiency | 2029 | 60 | Variable Generation (MW) | -100 | 936
3 Revenue Sufficiency | 2029 | 60 | Variable Generation (MW) | -90 | 1060
3 Revenue Sufficiency | 2029 | 60 | Variable Generation (MW) | -80 | 1203
3 Revenue Sufficiency | 2029 | 60 | Variable Generation (MW) | -70 | 1309
3 Revenue Sufficiency | 2029 | 60 | Variable Generation (MW) | -60 | 1399
3 Revenue Sufficiency | 2029 | 60 | Variable Generation (MW) | -50 | 1497
3 Revenue Sufficiency | 2029 | 60 | Variable Generation (MW) | -40 | 1618
3 Revenue Sufficiency | 2029 | 60 | Variable Generation (MW) | -30 | 1738
3 Revenue Sufficiency | 2029 | 60 | Variable Generation (MW) | -20 | 1808
3 Revenue Sufficiency | 2029 | 60 | Variable Generation (MW) | -10 | 1931
3 Revenue Sufficiency | 2029 | 60 | Variable Generation (MW) | 0 | 2004
3 Revenue Sufficiency | 2029 | 60 | Variable Generation (MW) | 10 | 1864
3 Revenue Sufficiency | 2029 | 60 | Variable Generation (MW) | 20 | 1730
3 Revenue Sufficiency | 2029 | 60 | Variable Generation (MW) | 30 | 1608
3 Revenue Sufficiency | 2029 | 60 | Variable Generation (MW) | 40 | 1494
3 Revenue Sufficiency | 2029 | 60 | Variable Generation (MW) | 50 | 1395
3 Revenue Sufficiency | 2029 | 60 | Variable Generation (MW) | 60 | 1269
3 Revenue Sufficiency | 2029 | 60 | Variable Generation (MW) | 70 | 1131
3 Revenue Sufficiency | 2029 | 60 | Variable Generation (MW) | 80 | 1040
3 Revenue Sufficiency | 2029 | 60 | Variable Generation (MW) | 90 | 965
3 Revenue Sufficiency | 2029 | 60 | Variable Generation (MW) | 100 | 901
3 Revenue Sufficiency | 2029 | 60 | Variable Generation (MW) | 110 | 843
3 Revenue Sufficiency | 2029 | 60 | Variable Generation (MW) | 120 | 764
3 Revenue Sufficiency | 2029 | 60 | Variable Generation (MW) | 130 | 707
3 Revenue Sufficiency | 2029 | 60 | Variable Generation (MW) | 140 | 700
3 Revenue Sufficiency | 2029 | 60 | Variable Generation (MW) | 150 | 647
3 Revenue Sufficiency | 2029 | 60 | Variable Generation (MW) | 160 | 617
3 Revenue Sufficiency | 2029 | 60 | Variable Generation (MW) | 170 | 535
3 Revenue Sufficiency | 2029 | 60 | Variable Generation (MW) | 180 | 492
3 Revenue Sufficiency | 2029 | 60 | Variable Generation (MW) | 190 | 445
3 Revenue Sufficiency | 2029 | 60 | Variable Generation (MW) | 200 | 429
3 Revenue Sufficiency | 2029 | 60 | Variable Generation (MW) | 210 | 440
3 Revenue Sufficiency | 2029 | 60 | Variable Generation (MW) | 220 | 352
3 Revenue Sufficiency | 2029 | 60 | Variable Generation (MW) | 230 | 332
3 Revenue Sufficiency | 2029 | 60 | Variable Generation (MW) | 240 | 296
3 Revenue Sufficiency | 2029 | 60 | Variable Generation (MW) | 250 | 259
3 Revenue Sufficiency | 2029 | 60 | Variable Generation (MW) | 260 | 265
3 Revenue Sufficiency | 2029 | 60 | Variable Generation (MW) | 270 | 238
3 Revenue Sufficiency | 2029 | 60 | Variable Generation (MW) | 280 | 218
3 Revenue Sufficiency | 2029 | 60 | Variable Generation (MW) | 290 | 231
3 Revenue Sufficiency | 2029 | 60 | Variable Generation (MW) | 300 | 186
3 Revenue Sufficiency | 2029 | 60 | Variable Generation (MW) | 310 | 172
3 Revenue Sufficiency | 2029 | 60 | Variable Generation (MW) | 320 | 148
3 Revenue Sufficiency | 2029 | 60 | Variable Generation (MW) | 330 | 135
3 Revenue Sufficiency | 2029 | 60 | Variable Generation (MW) | 340 | 121
3 Revenue Sufficiency | 2029 | 60 | Variable Generation (MW) | 350 | 134
3 Revenue Sufficiency | 2029 | 60 | Variable Generation (MW) | 360 | 121
3 Revenue Sufficiency | 2029 | 60 | Variable Generation (MW) | 370 | 111
3 Revenue Sufficiency | 2029 | 60 | Variable Generation (MW) | 380 | 106
3 Revenue Sufficiency | 2029 | 60 | Variable Generation (MW) | 390 | 96
3 Revenue Sufficiency | 2029 | 60 | Variable Generation (MW) | 400 | 86
3 Revenue Sufficiency | 2029 | 60 | Variable Generation (MW) | 410 | 83
3 Revenue Sufficiency | 2029 | 60 | Variable Generation (MW) | 420 | 68
3 Revenue Sufficiency | 2029 | 60 | Variable Generation (MW) | 430 | 57
3 Revenue Sufficiency | 2029 | 60 | Variable Generation (MW) | 440 | 67
3 Revenue Sufficiency | 2029 | 60 | Variable Generation (MW) | 450 | 61
3 Revenue Sufficiency | 2029 | 60 | Variable Generation (MW) | 460 | 43
3 Revenue Sufficiency | 2029 | 60 | Variable Generation (MW) | 470 | 49
3 Revenue Sufficiency | 2029 | 60 | Variable Generation (MW) | 480 | 61
3 Revenue Sufficiency | 2029 | 60 | Variable Generation (MW) | 490 | 43
3 Revenue Sufficiency | 2029 | 60 | Variable Generation (MW) | 500 | 26
3 Revenue Sufficiency | 2029 | 60 | Variable Generation (MW) | 510 | 33
3 Revenue Sufficiency | 2029 | 60 | Variable Generation (MW) | 520 | 36
3 Revenue Sufficiency | 2029 | 60 | Variable Generation (MW) | 530 | 31
3 Revenue Sufficiency | 2029 | 60 | Variable Generation (MW) | 540 | 36
3 Revenue Sufficiency | 2029 | 60 | Variable Generation (MW) | 550 | 30
3 Revenue Sufficiency | 2029 | 60 | Variable Generation (MW) | 560 | 34
3 Revenue Sufficiency | 2029 | 60 | Variable Generation (MW) | 570 | 30
3 Revenue Sufficiency | 2029 | 60 | Variable Generation (MW) | 580 | 29
3 Revenue Sufficiency | 2029 | 60 | Variable Generation (MW) | 590 | 24
3 Revenue Sufficiency | 2029 | 60 | Variable Generation (MW) | 600 | 18
3 Revenue Sufficiency | 2029 | 60 | Variable Generation (MW) | 610 | 17
3 Revenue Sufficiency | 2029 | 60 | Variable Generation (MW) | 620 | 20
3 Revenue Sufficiency | 2029 | 60 | Variable Generation (MW) | 630 | 9
3 Revenue Sufficiency | 2029 | 60 | Variable Generation (MW) | 640 | 19
3 Revenue Sufficiency | 2029 | 60 | Variable Generation (MW) | 650 | 16
3 Revenue Sufficiency | 2029 | 60 | Variable Generation (MW) | 660 | 12
3 Revenue Sufficiency | 2029 | 60 | Variable Generation (MW) | 670 | 12
3 Revenue Sufficiency | 2029 | 60 | Variable Generation (MW) | 680 | 10
3 Revenue Sufficiency | 2029 | 60 | Variable Generation (MW) | 690 | 7
3 Revenue Sufficiency | 2029 | 60 | Variable Generation (MW) | 700 | 10
3 Revenue Sufficiency | 2029 | 60 | Variable Generation (MW) | 710 | 11
3 Revenue Sufficiency | 2029 | 60 | Variable Generation (MW) | 720 | 6
3 Revenue Sufficiency | 2029 | 60 | Variable Generation (MW) | 730 | 3
3 Revenue Sufficiency | 2029 | 60 | Variable Generation (MW) | 740 | 5
3 Revenue Sufficiency | 2029 | 60 | Variable Generation (MW) | 750 | 5
3 Revenue Sufficiency | 2029 | 60 | Variable Generation (MW) | 760 | 9
3 Revenue Sufficiency | 2029 | 60 | Variable Generation (MW) | 770 | 6
3 Revenue Sufficiency | 2029 | 60 | Variable Generation (MW) | 780 | 5
3 Revenue Sufficiency | 2029 | 60 | Variable Generation (MW) | 790 | 2
3 Revenue Sufficiency | 2029 | 60 | Variable Generation (MW) | 800 | 2
3 Revenue Sufficiency | 2029 | 60 | Variable Generation (MW) | 810 | 1
3 Revenue Sufficiency | 2029 | 60 | Variable Generation (MW) | 820 | 3
3 Revenue Sufficiency | 2029 | 60 | Variable Generation (MW) | 830 | 3
3 Revenue Sufficiency | 2029 | 60 | Variable Generation (MW) | 840 | 3
3 Revenue Sufficiency | 2029 | 60 | Variable Generation (MW) | 850 | 6
3 Revenue Sufficiency | 2029 | 60 | Variable Generation (MW) | 860 | 5
3 Revenue Sufficiency | 2029 | 60 | Variable Generation (MW) | 870 | 1
3 Revenue Sufficiency | 2029 | 60 | Variable Generation (MW) | 880 | 1
3 Revenue Sufficiency | 2029 | 60 | Variable Generation (MW) | 890 | 3
3 Revenue Sufficiency | 2029 | 60 | Variable Generation (MW) | 900 | 1
3 Revenue Sufficiency | 2029 | 60 | Variable Generation (MW) | 910 | 2
3 Revenue Sufficiency | 2029 | 60 | Variable Generation (MW) | 920 | 4
3 Revenue Sufficiency | 2029 | 60 | Variable Generation (MW) | 930 | 1
3 Revenue Sufficiency | 2029 | 60 | Variable Generation (MW) | 940 | 1
3 Revenue Sufficiency | 2029 | 60 | Variable Generation (MW) | 950 | 5
3 Revenue Sufficiency | 2029 | 60 | Variable Generation (MW) | 960 | 1
3 Revenue Sufficiency | 2029 | 60 | Variable Generation (MW) | 970 | 1
3 Revenue Sufficiency | 2029 | 60 | Variable Generation (MW) | 980 | 1
3 Revenue Sufficiency | 2029 | 60 | Variable Generation (MW) | 990 | 2
3 Revenue Sufficiency | 2029 | 60 | Variable Generation (MW) | 1000 | 0
3 Revenue Sufficiency | 2029 | 60 | Variable Generation (MW) | 1010 | 0
3 Revenue Sufficiency | 2029 | 60 | Variable Generation (MW) | 1020 | 2
3 Revenue Sufficiency | 2029 | 60 | Variable Generation (MW) | 1030 | 2
3 Revenue Sufficiency | 2029 | 60 | Variable Generation (MW) | 1040 | 0
3 Revenue Sufficiency | 2029 | 60 | Variable Generation (MW) | 1050 | 1
3 Revenue Sufficiency | 2029 | 60 | Variable Generation (MW) | 1060 | 1
3 Revenue Sufficiency | 2029 | 60 | Variable Generation (MW) | 1070 | 1
3 Revenue Sufficiency | 2029 | 60 | Variable Generation (MW) | 1080 | 1
3 Revenue Sufficiency | 2029 | 60 | Variable Generation (MW) | 1090 | 0
3 Revenue Sufficiency | 2029 | 60 | Variable Generation (MW) | 1100 | 0
3 Revenue Sufficiency | 2029 | 60 | Variable Generation (MW) | 1110 | 0
3 Revenue Sufficiency | 2029 | 60 | Variable Generation (MW) | 1120 | 0
3 Revenue Sufficiency | 2029 | 60 | Variable Generation (MW) | 1130 | 1
3 Revenue Sufficiency | 2029 | 60 | Variable Generation (MW) | 1140 | 1
3 Revenue Sufficiency | 2029 | 60 | Variable Generation (MW) | 1150 | 1
3 Revenue Sufficiency | 2029 | 60 | Variable Generation (MW) | 1160 | 0
3 Revenue Sufficiency | 2029 | 60 | Variable Generation (MW) | 1170 | 1
3 Revenue Sufficiency | 2029 | 10 | Net Demand (MW) | -450 | 1
3 Revenue Sufficiency | 2029 | 10 | Net Demand (MW) | -440 | 0
3 Revenue Sufficiency | 2029 | 10 | Net Demand (MW) | -430 | 0
3 Revenue Sufficiency | 2029 | 10 | Net Demand (MW) | -420 | 0
3 Revenue Sufficiency | 2029 | 10 | Net Demand (MW) | -410 | 0
3 Revenue Sufficiency | 2029 | 10 | Net Demand (MW) | -400 | 0
3 Revenue Sufficiency | 2029 | 10 | Net Demand (MW) | -390 | 0
3 Revenue Sufficiency | 2029 | 10 | Net Demand (MW) | -380 | 0
3 Revenue Sufficiency | 2029 | 10 | Net Demand (MW) | -370 | 0
3 Revenue Sufficiency | 2029 | 10 | Net Demand (MW) | -360 | 1
3 Revenue Sufficiency | 2029 | 10 | Net Demand (MW) | -350 | 0
3 Revenue Sufficiency | 2029 | 10 | Net Demand (MW) | -340 | 0
3 Revenue Sufficiency | 2029 | 10 | Net Demand (MW) | -330 | 0
3 Revenue Sufficiency | 2029 | 10 | Net Demand (MW) | -320 | 1
3 Revenue Sufficiency | 2029 | 10 | Net Demand (MW) | -310 | 0
3 Revenue Sufficiency | 2029 | 10 | Net Demand (MW) | -300 | 0
3 Revenue Sufficiency | 2029 | 10 | Net Demand (MW) | -290 | 0
3 Revenue Sufficiency | 2029 | 10 | Net Demand (MW) | -280 | 5
3 Revenue Sufficiency | 2029 | 10 | Net Demand (MW) | -270 | 3
3 Revenue Sufficiency | 2029 | 10 | Net Demand (MW) | -260 | 4
3 Revenue Sufficiency | 2029 | 10 | Net Demand (MW) | -250 | 3
3 Revenue Sufficiency | 2029 | 10 | Net Demand (MW) | -240 | 5
3 Revenue Sufficiency | 2029 | 10 | Net Demand (MW) | -230 | 13
3 Revenue Sufficiency | 2029 | 10 | Net Demand (MW) | -220 | 7
3 Revenue Sufficiency | 2029 | 10 | Net Demand (MW) | -210 | 5
3 Revenue Sufficiency | 2029 | 10 | Net Demand (MW) | -200 | 18
3 Revenue Sufficiency | 2029 | 10 | Net Demand (MW) | -190 | 28
3 Revenue Sufficiency | 2029 | 10 | Net Demand (MW) | -180 | 28
3 Revenue Sufficiency | 2029 | 10 | Net Demand (MW) | -170 | 53
3 Revenue Sufficiency | 2029 | 10 | Net Demand (MW) | -160 | 73
3 Revenue Sufficiency | 2029 | 10 | Net Demand (MW) | -150 | 101
3 Revenue Sufficiency | 2029 | 10 | Net Demand (MW) | -140 | 150
3 Revenue Sufficiency | 2029 | 10 | Net Demand (MW) | -130 | 212
3 Revenue Sufficiency | 2029 | 10 | Net Demand (MW) | -120 | 300
3 Revenue Sufficiency | 2029 | 10 | Net Demand (MW) | -110 | 420
3 Revenue Sufficiency | 2029 | 10 | Net Demand (MW) | -100 | 552
3 Revenue Sufficiency | 2029 | 10 | Net Demand (MW) | -90 | 801
3 Revenue Sufficiency | 2029 | 10 | Net Demand (MW) | -80 | 1040
3 Revenue Sufficiency | 2029 | 10 | Net Demand (MW) | -70 | 1420
3 Revenue Sufficiency | 2029 | 10 | Net Demand (MW) | -60 | 1771
3 Revenue Sufficiency | 2029 | 10 | Net Demand (MW) | -50 | 2309
3 Revenue Sufficiency | 2029 | 10 | Net Demand (MW) | -40 | 2787
3 Revenue Sufficiency | 2029 | 10 | Net Demand (MW) | -30 | 3387
3 Revenue Sufficiency | 2029 | 10 | Net Demand (MW) | -20 | 4075
3 Revenue Sufficiency | 2029 | 10 | Net Demand (MW) | -10 | 4570
3 Revenue Sufficiency | 2029 | 10 | Net Demand (MW) | 0 | 4741
3 Revenue Sufficiency | 2029 | 10 | Net Demand (MW) | 10 | 4599
3 Revenue Sufficiency | 2029 | 10 | Net Demand (MW) | 20 | 4021
3 Revenue Sufficiency | 2029 | 10 | Net Demand (MW) | 30 | 3338
3 Revenue Sufficiency | 2029 | 10 | Net Demand (MW) | 40 | 2725
3 Revenue Sufficiency | 2029 | 10 | Net Demand (MW) | 50 | 2158
3 Revenue Sufficiency | 2029 | 10 | Net Demand (MW) | 60 | 1623
3 Revenue Sufficiency | 2029 | 10 | Net Demand (MW) | 70 | 1229
3 Revenue Sufficiency | 2029 | 10 | Net Demand (MW) | 80 | 960
3 Revenue Sufficiency | 2029 | 10 | Net Demand (MW) | 90 | 694
3 Revenue Sufficiency | 2029 | 10 | Net Demand (MW) | 100 | 602
3 Revenue Sufficiency | 2029 | 10 | Net Demand (MW) | 110 | 398
3 Revenue Sufficiency | 2029 | 10 | Net Demand (MW) | 120 | 354
3 Revenue Sufficiency | 2029 | 10 | Net Demand (MW) | 130 | 275
3 Revenue Sufficiency | 2029 | 10 | Net Demand (MW) | 140 | 182
3 Revenue Sufficiency | 2029 | 10 | Net Demand (MW) | 150 | 153
3 Revenue Sufficiency | 2029 | 10 | Net Demand (MW) | 160 | 98
3 Revenue Sufficiency | 2029 | 10 | Net Demand (MW) | 170 | 76
3 Revenue Sufficiency | 2029 | 10 | Net Demand (MW) | 180 | 59
3 Revenue Sufficiency | 2029 | 10 | Net Demand (MW) | 190 | 41
3 Revenue Sufficiency | 2029 | 10 | Net Demand (MW) | 200 | 28
3 Revenue Sufficiency | 2029 | 10 | Net Demand (MW) | 210 | 16
3 Revenue Sufficiency | 2029 | 10 | Net Demand (MW) | 220 | 7
3 Revenue Sufficiency | 2029 | 10 | Net Demand (MW) | 230 | 9
3 Revenue Sufficiency | 2029 | 10 | Net Demand (MW) | 240 | 13
3 Revenue Sufficiency | 2029 | 10 | Net Demand (MW) | 250 | 5
3 Revenue Sufficiency | 2029 | 10 | Net Demand (MW) | 260 | 4
3 Revenue Sufficiency | 2029 | 10 | Net Demand (MW) | 270 | 1
3 Revenue Sufficiency | 2029 | 10 | Net Demand (MW) | 280 | 2
3 Revenue Sufficiency | 2029 | 10 | Net Demand (MW) | 290 | 2
3 Revenue Sufficiency | 2029 | 10 | Net Demand (MW) | 300 | 1
3 Revenue Sufficiency | 2029 | 10 | Net Demand (MW) | 310 | 1
3 Revenue Sufficiency | 2029 | 10 | Net Demand (MW) | 320 | 0
3 Revenue Sufficiency | 2029 | 10 | Net Demand (MW) | 330 | 0
3 Revenue Sufficiency | 2029 | 10 | Net Demand (MW) | 340 | 0
3 Revenue Sufficiency | 2029 | 10 | Net Demand (MW) | 350 | 0
3 Revenue Sufficiency | 2029 | 10 | Net Demand (MW) | 360 | 1
3 Revenue Sufficiency | 2029 | 60 | Net Demand (MW) | -1300 | 2
3 Revenue Sufficiency | 2029 | 60 | Net Demand (MW) | -1290 | 0
3 Revenue Sufficiency | 2029 | 60 | Net Demand (MW) | -1280 | 0
3 Revenue Sufficiency | 2029 | 60 | Net Demand (MW) | -1270 | 1
3 Revenue Sufficiency | 2029 | 60 | Net Demand (MW) | -1260 | 3
3 Revenue Sufficiency | 2029 | 60 | Net Demand (MW) | -1250 | 1
3 Revenue Sufficiency | 2029 | 60 | Net Demand (MW) | -1240 | 0
3 Revenue Sufficiency | 2029 | 60 | Net Demand (MW) | -1230 | 0
3 Revenue Sufficiency | 2029 | 60 | Net Demand (MW) | -1220 | 0
3 Revenue Sufficiency | 2029 | 60 | Net Demand (MW) | -1210 | 0
3 Revenue Sufficiency | 2029 | 60 | Net Demand (MW) | -1200 | 2
3 Revenue Sufficiency | 2029 | 60 | Net Demand (MW) | -1190 | 0
3 Revenue Sufficiency | 2029 | 60 | Net Demand (MW) | -1180 | 0
3 Revenue Sufficiency | 2029 | 60 | Net Demand (MW) | -1170 | 1
3 Revenue Sufficiency | 2029 | 60 | Net Demand (MW) | -1160 | 1
3 Revenue Sufficiency | 2029 | 60 | Net Demand (MW) | -1150 | 1
3 Revenue Sufficiency | 2029 | 60 | Net Demand (MW) | -1140 | 0
3 Revenue Sufficiency | 2029 | 60 | Net Demand (MW) | -1130 | 2
3 Revenue Sufficiency | 2029 | 60 | Net Demand (MW) | -1120 | 0
3 Revenue Sufficiency | 2029 | 60 | Net Demand (MW) | -1110 | 1
3 Revenue Sufficiency | 2029 | 60 | Net Demand (MW) | -1100 | 3
3 Revenue Sufficiency | 2029 | 60 | Net Demand (MW) | -1090 | 1
3 Revenue Sufficiency | 2029 | 60 | Net Demand (MW) | -1080 | 2
3 Revenue Sufficiency | 2029 | 60 | Net Demand (MW) | -1070 | 3
3 Revenue Sufficiency | 2029 | 60 | Net Demand (MW) | -1060 | 1
3 Revenue Sufficiency | 2029 | 60 | Net Demand (MW) | -1050 | 0
3 Revenue Sufficiency | 2029 | 60 | Net Demand (MW) | -1040 | 1
3 Revenue Sufficiency | 2029 | 60 | Net Demand (MW) | -1030 | 1
3 Revenue Sufficiency | 2029 | 60 | Net Demand (MW) | -1020 | 2
3 Revenue Sufficiency | 2029 | 60 | Net Demand (MW) | -1010 | 3
3 Revenue Sufficiency | 2029 | 60 | Net Demand (MW) | -1000 | 4
3 Revenue Sufficiency | 2029 | 60 | Net Demand (MW) | -990 | 1
3 Revenue Sufficiency | 2029 | 60 | Net Demand (MW) | -980 | 4
3 Revenue Sufficiency | 2029 | 60 | Net Demand (MW) | -970 | 1
3 Revenue Sufficiency | 2029 | 60 | Net Demand (MW) | -960 | 2
3 Revenue Sufficiency | 2029 | 60 | Net Demand (MW) | -950 | 2
3 Revenue Sufficiency | 2029 | 60 | Net Demand (MW) | -940 | 4
3 Revenue Sufficiency | 2029 | 60 | Net Demand (MW) | -930 | 5
3 Revenue Sufficiency | 2029 | 60 | Net Demand (MW) | -920 | 7
3 Revenue Sufficiency | 2029 | 60 | Net Demand (MW) | -910 | 7
3 Revenue Sufficiency | 2029 | 60 | Net Demand (MW) | -900 | 5
3 Revenue Sufficiency | 2029 | 60 | Net Demand (MW) | -890 | 4
3 Revenue Sufficiency | 2029 | 60 | Net Demand (MW) | -880 | 3
3 Revenue Sufficiency | 2029 | 60 | Net Demand (MW) | -870 | 10
3 Revenue Sufficiency | 2029 | 60 | Net Demand (MW) | -860 | 10
3 Revenue Sufficiency | 2029 | 60 | Net Demand (MW) | -850 | 6
3 Revenue Sufficiency | 2029 | 60 | Net Demand (MW) | -840 | 15
3 Revenue Sufficiency | 2029 | 60 | Net Demand (MW) | -830 | 3
3 Revenue Sufficiency | 2029 | 60 | Net Demand (MW) | -820 | 10
3 Revenue Sufficiency | 2029 | 60 | Net Demand (MW) | -810 | 6
3 Revenue Sufficiency | 2029 | 60 | Net Demand (MW) | -800 | 10
3 Revenue Sufficiency | 2029 | 60 | Net Demand (MW) | -790 | 12
3 Revenue Sufficiency | 2029 | 60 | Net Demand (MW) | -780 | 15
3 Revenue Sufficiency | 2029 | 60 | Net Demand (MW) | -770 | 15
3 Revenue Sufficiency | 2029 | 60 | Net Demand (MW) | -760 | 10
3 Revenue Sufficiency | 2029 | 60 | Net Demand (MW) | -750 | 18
3 Revenue Sufficiency | 2029 | 60 | Net Demand (MW) | -740 | 18
3 Revenue Sufficiency | 2029 | 60 | Net Demand (MW) | -730 | 21
3 Revenue Sufficiency | 2029 | 60 | Net Demand (MW) | -720 | 23
3 Revenue Sufficiency | 2029 | 60 | Net Demand (MW) | -710 | 27
3 Revenue Sufficiency | 2029 | 60 | Net Demand (MW) | -700 | 33
3 Revenue Sufficiency | 2029 | 60 | Net Demand (MW) | -690 | 40
3 Revenue Sufficiency | 2029 | 60 | Net Demand (MW) | -680 | 24
3 Revenue Sufficiency | 2029 | 60 | Net Demand (MW) | -670 | 51
3 Revenue Sufficiency | 2029 | 60 | Net Demand (MW) | -660 | 50
3 Revenue Sufficiency | 2029 | 60 | Net Demand (MW) | -650 | 54
3 Revenue Sufficiency | 2029 | 60 | Net Demand (MW) | -640 | 52
3 Revenue Sufficiency | 2029 | 60 | Net Demand (MW) | -630 | 53
3 Revenue Sufficiency | 2029 | 60 | Net Demand (MW) | -620 | 38
3 Revenue Sufficiency | 2029 | 60 | Net Demand (MW) | -610 | 50
3 Revenue Sufficiency | 2029 | 60 | Net Demand (MW) | -600 | 61
3 Revenue Sufficiency | 2029 | 60 | Net Demand (MW) | -590 | 72
3 Revenue Sufficiency | 2029 | 60 | Net Demand (MW) | -580 | 69
3 Revenue Sufficiency | 2029 | 60 | Net Demand (MW) | -570 | 90
3 Revenue Sufficiency | 2029 | 60 | Net Demand (MW) | -560 | 70
3 Revenue Sufficiency | 2029 | 60 | Net Demand (MW) | -550 | 88
3 Revenue Sufficiency | 2029 | 60 | Net Demand (MW) | -540 | 90
3 Revenue Sufficiency | 2029 | 60 | Net Demand (MW) | -530 | 92
3 Revenue Sufficiency | 2029 | 60 | Net Demand (MW) | -520 | 103
3 Revenue Sufficiency | 2029 | 60 | Net Demand (MW) | -510 | 92
3 Revenue Sufficiency | 2029 | 60 | Net Demand (MW) | -500 | 129
3 Revenue Sufficiency | 2029 | 60 | Net Demand (MW) | -490 | 134
3 Revenue Sufficiency | 2029 | 60 | Net Demand (MW) | -480 | 147
3 Revenue Sufficiency | 2029 | 60 | Net Demand (MW) | -470 | 153
3 Revenue Sufficiency | 2029 | 60 | Net Demand (MW) | -460 | 176
3 Revenue Sufficiency | 2029 | 60 | Net Demand (MW) | -450 | 168
3 Revenue Sufficiency | 2029 | 60 | Net Demand (MW) | -440 | 182
3 Revenue Sufficiency | 2029 | 60 | Net Demand (MW) | -430 | 185
3 Revenue Sufficiency | 2029 | 60 | Net Demand (MW) | -420 | 204
3 Revenue Sufficiency | 2029 | 60 | Net Demand (MW) | -410 | 194
3 Revenue Sufficiency | 2029 | 60 | Net Demand (MW) | -400 | 229
3 Revenue Sufficiency | 2029 | 60 | Net Demand (MW) | -390 | 234
3 Revenue Sufficiency | 2029 | 60 | Net Demand (MW) | -380 | 227
3 Revenue Sufficiency | 2029 | 60 | Net Demand (MW) | -370 | 261
3 Revenue Sufficiency | 2029 | 60 | Net Demand (MW) | -360 | 264
3 Revenue Sufficiency | 2029 | 60 | Net Demand (MW) | -350 | 311
3 Revenue Sufficiency | 2029 | 60 | Net Demand (MW) | -340 | 308
3 Revenue Sufficiency | 2029 | 60 | Net Demand (MW) | -330 | 318
3 Revenue Sufficiency | 2029 | 60 | Net Demand (MW) | -320 | 368
3 Revenue Sufficiency | 2029 | 60 | Net Demand (MW) | -310 | 363
3 Revenue Sufficiency | 2029 | 60 | Net Demand (MW) | -300 | 361
3 Revenue Sufficiency | 2029 | 60 | Net Demand (MW) | -290 | 354
3 Revenue Sufficiency | 2029 | 60 | Net Demand (MW) | -280 | 376
3 Revenue Sufficiency | 2029 | 60 | Net Demand (MW) | -270 | 398
3 Revenue Sufficiency | 2029 | 60 | Net Demand (MW) | -260 | 434
3 Revenue Sufficiency | 2029 | 60 | Net Demand (MW) | -250 | 466
3 Revenue Sufficiency | 2029 | 60 | Net Demand (MW) | -240 | 431
3 Revenue Sufficiency | 2029 | 60 | Net Demand (MW) | -230 | 442
3 Revenue Sufficiency | 2029 | 60 | Net Demand (MW) | -220 | 487
3 Revenue Sufficiency | 2029 | 60 | Net Demand (MW) | -210 | 531
3 Revenue Sufficiency | 2029 | 60 | Net Demand (MW) | -200 | 532
3 Revenue Sufficiency | 2029 | 60 | Net Demand (MW) | -190 | 554
3 Revenue Sufficiency | 2029 | 60 | Net Demand (MW) | -180 | 626
3 Revenue Sufficiency | 2029 | 60 | Net Demand (MW) | -170 | 666
3 Revenue Sufficiency | 2029 | 60 | Net Demand (MW) | -160 | 676
3 Revenue Sufficiency | 2029 | 60 | Net Demand (MW) | -150 | 616
3 Revenue Sufficiency | 2029 | 60 | Net Demand (MW) | -140 | 668
3 Revenue Sufficiency | 2029 | 60 | Net Demand (MW) | -130 | 697
3 Revenue Sufficiency | 2029 | 60 | Net Demand (MW) | -120 | 790
3 Revenue Sufficiency | 2029 | 60 | Net Demand (MW) | -110 | 774
3 Revenue Sufficiency | 2029 | 60 | Net Demand (MW) | -100 | 800
3 Revenue Sufficiency | 2029 | 60 | Net Demand (MW) | -90 | 809
3 Revenue Sufficiency | 2029 | 60 | Net Demand (MW) | -80 | 836
3 Revenue Sufficiency | 2029 | 60 | Net Demand (MW) | -70 | 857
3 Revenue Sufficiency | 2029 | 60 | Net Demand (MW) | -60 | 892
3 Revenue Sufficiency | 2029 | 60 | Net Demand (MW) | -50 | 877
3 Revenue Sufficiency | 2029 | 60 | Net Demand (MW) | -40 | 960
3 Revenue Sufficiency | 2029 | 60 | Net Demand (MW) | -30 | 947
3 Revenue Sufficiency | 2029 | 60 | Net Demand (MW) | -20 | 959
3 Revenue Sufficiency | 2029 | 60 | Net Demand (MW) | -10 | 1000
3 Revenue Sufficiency | 2029 | 60 | Net Demand (MW) | 0 | 980
3 Revenue Sufficiency | 2029 | 60 | Net Demand (MW) | 10 | 1061
3 Revenue Sufficiency | 2029 | 60 | Net Demand (MW) | 20 | 984
3 Revenue Sufficiency | 2029 | 60 | Net Demand (MW) | 30 | 973
3 Revenue Sufficiency | 2029 | 60 | Net Demand (MW) | 40 | 987
3 Revenue Sufficiency | 2029 | 60 | Net Demand (MW) | 50 | 966
3 Revenue Sufficiency | 2029 | 60 | Net Demand (MW) | 60 | 929
3 Revenue Sufficiency | 2029 | 60 | Net Demand (MW) | 70 | 891
3 Revenue Sufficiency | 2029 | 60 | Net Demand (MW) | 80 | 883
3 Revenue Sufficiency | 2029 | 60 | Net Demand (MW) | 90 | 849
3 Revenue Sufficiency | 2029 | 60 | Net Demand (MW) | 100 | 826
3 Revenue Sufficiency | 2029 | 60 | Net Demand (MW) | 110 | 785
3 Revenue Sufficiency | 2029 | 60 | Net Demand (MW) | 120 | 739
3 Revenue Sufficiency | 2029 | 60 | Net Demand (MW) | 130 | 707
3 Revenue Sufficiency | 2029 | 60 | Net Demand (MW) | 140 | 666
3 Revenue Sufficiency | 2029 | 60 | Net Demand (MW) | 150 | 658
3 Revenue Sufficiency | 2029 | 60 | Net Demand (MW) | 160 | 633
3 Revenue Sufficiency | 2029 | 60 | Net Demand (MW) | 170 | 594
3 Revenue Sufficiency | 2029 | 60 | Net Demand (MW) | 180 | 547
3 Revenue Sufficiency | 2029 | 60 | Net Demand (MW) | 190 | 542
3 Revenue Sufficiency | 2029 | 60 | Net Demand (MW) | 200 | 515
3 Revenue Sufficiency | 2029 | 60 | Net Demand (MW) | 210 | 520
3 Revenue Sufficiency | 2029 | 60 | Net Demand (MW) | 220 | 463
3 Revenue Sufficiency | 2029 | 60 | Net Demand (MW) | 230 | 447
3 Revenue Sufficiency | 2029 | 60 | Net Demand (MW) | 240 | 386
3 Revenue Sufficiency | 2029 | 60 | Net Demand (MW) | 250 | 396
3 Revenue Sufficiency | 2029 | 60 | Net Demand (MW) | 260 | 384
3 Revenue Sufficiency | 2029 | 60 | Net Demand (MW) | 270 | 376
3 Revenue Sufficiency | 2029 | 60 | Net Demand (MW) | 280 | 392
3 Revenue Sufficiency | 2029 | 60 | Net Demand (MW) | 290 | 328
3 Revenue Sufficiency | 2029 | 60 | Net Demand (MW) | 300 | 299
3 Revenue Sufficiency | 2029 | 60 | Net Demand (MW) | 310 | 262
3 Revenue Sufficiency | 2029 | 60 | Net Demand (MW) | 320 | 296
3 Revenue Sufficiency | 2029 | 60 | Net Demand (MW) | 330 | 248
3 Revenue Sufficiency | 2029 | 60 | Net Demand (MW) | 340 | 269
3 Revenue Sufficiency | 2029 | 60 | Net Demand (MW) | 350 | 241
3 Revenue Sufficiency | 2029 | 60 | Net Demand (MW) | 360 | 235
3 Revenue Sufficiency | 2029 | 60 | Net Demand (MW) | 370 | 194
3 Revenue Sufficiency | 2029 | 60 | Net Demand (MW) | 380 | 191
3 Revenue Sufficiency | 2029 | 60 | Net Demand (MW) | 390 | 187
3 Revenue Sufficiency | 2029 | 60 | Net Demand (MW) | 400 | 172
3 Revenue Sufficiency | 2029 | 60 | Net Demand (MW) | 410 | 181
3 Revenue Sufficiency | 2029 | 60 | Net Demand (MW) | 420 | 168
3 Revenue Sufficiency | 2029 | 60 | Net Demand (MW) | 430 | 195
3 Revenue Sufficiency | 2029 | 60 | Net Demand (MW) | 440 | 167
3 Revenue Sufficiency | 2029 | 60 | Net Demand (MW) | 450 | 172
3 Revenue Sufficiency | 2029 | 60 | Net Demand (MW) | 460 | 143
3 Revenue Sufficiency | 2029 | 60 | Net Demand (MW) | 470 | 132
3 Revenue Sufficiency | 2029 | 60 | Net Demand (MW) | 480 | 129
3 Revenue Sufficiency | 2029 | 60 | Net Demand (MW) | 490 | 144
3 Revenue Sufficiency | 2029 | 60 | Net Demand (MW) | 500 | 110
3 Revenue Sufficiency | 2029 | 60 | Net Demand (MW) | 510 | 126
3 Revenue Sufficiency | 2029 | 60 | Net Demand (MW) | 520 | 105
3 Revenue Sufficiency | 2029 | 60 | Net Demand (MW) | 530 | 105
3 Revenue Sufficiency | 2029 | 60 | Net Demand (MW) | 540 | 99
3 Revenue Sufficiency | 2029 | 60 | Net Demand (MW) | 550 | 87
3 Revenue Sufficiency | 2029 | 60 | Net Demand (MW) | 560 | 76
3 Revenue Sufficiency | 2029 | 60 | Net Demand (MW) | 570 | 74
3 Revenue Sufficiency | 2029 | 60 | Net Demand (MW) | 580 | 86
3 Revenue Sufficiency | 2029 | 60 | Net Demand (MW) | 590 | 70
3 Revenue Sufficiency | 2029 | 60 | Net Demand (MW) | 600 | 57
3 Revenue Sufficiency | 2029 | 60 | Net Demand (MW) | 610 | 72
3 Revenue Sufficiency | 2029 | 60 | Net Demand (MW) | 620 | 57
3 Revenue Sufficiency | 2029 | 60 | Net Demand (MW) | 630 | 61
3 Revenue Sufficiency | 2029 | 60 | Net Demand (MW) | 640 | 54
3 Revenue Sufficiency | 2029 | 60 | Net Demand (MW) | 650 | 56
3 Revenue Sufficiency | 2029 | 60 | Net Demand (MW) | 660 | 63
3 Revenue Sufficiency | 2029 | 60 | Net Demand (MW) | 670 | 56
3 Revenue Sufficiency | 2029 | 60 | Net Demand (MW) | 680 | 58
3 Revenue Sufficiency | 2029 | 60 | Net Demand (MW) | 690 | 56
3 Revenue Sufficiency | 2029 | 60 | Net Demand (MW) | 700 | 49
3 Revenue Sufficiency | 2029 | 60 | Net Demand (MW) | 710 | 46
3 Revenue Sufficiency | 2029 | 60 | Net Demand (MW) | 720 | 42
3 Revenue Sufficiency | 2029 | 60 | Net Demand (MW) | 730 | 28
3 Revenue Sufficiency | 2029 | 60 | Net Demand (MW) | 740 | 34
3 Revenue Sufficiency | 2029 | 60 | Net Demand (MW) | 750 | 25
3 Revenue Sufficiency | 2029 | 60 | Net Demand (MW) | 760 | 30
3 Revenue Sufficiency | 2029 | 60 | Net Demand (MW) | 770 | 38
3 Revenue Sufficiency | 2029 | 60 | Net Demand (MW) | 780 | 29
3 Revenue Sufficiency | 2029 | 60 | Net Demand (MW) | 790 | 33
3 Revenue Sufficiency | 2029 | 60 | Net Demand (MW) | 800 | 20
3 Revenue Sufficiency | 2029 | 60 | Net Demand (MW) | 810 | 22
3 Revenue Sufficiency | 2029 | 60 | Net Demand (MW) | 820 | 20
3 Revenue Sufficiency | 2029 | 60 | Net Demand (MW) | 830 | 22
3 Revenue Sufficiency | 2029 | 60 | Net Demand (MW) | 840 | 19
3 Revenue Sufficiency | 2029 | 60 | Net Demand (MW) | 850 | 13
3 Revenue Sufficiency | 2029 | 60 | Net Demand (MW) | 860 | 11
3 Revenue Sufficiency | 2029 | 60 | Net Demand (MW) | 870 | 12
3 Revenue Sufficiency | 2029 | 60 | Net Demand (MW) | 880 | 10
3 Revenue Sufficiency | 2029 | 60 | Net Demand (MW) | 890 | 14
3 Revenue Sufficiency | 2029 | 60 | Net Demand (MW) | 900 | 9
3 Revenue Sufficiency | 2029 | 60 | Net Demand (MW) | 910 | 7
3 Revenue Sufficiency | 2029 | 60 | Net Demand (MW) | 920 | 13
3 Revenue Sufficiency | 2029 | 60 | Net Demand (MW) | 930 | 6
3 Revenue Sufficiency | 2029 | 60 | Net Demand (MW) | 940 | 4
3 Revenue Sufficiency | 2029 | 60 | Net Demand (MW) | 950 | 2
3 Revenue Sufficiency | 2029 | 60 | Net Demand (MW) | 960 | 3
3 Revenue Sufficiency | 2029 | 60 | Net Demand (MW) | 970 | 8
3 Revenue Sufficiency | 2029 | 60 | Net Demand (MW) | 980 | 2
3 Revenue Sufficiency | 2029 | 60 | Net Demand (MW) | 990 | 7
3 Revenue Sufficiency | 2029 | 60 | Net Demand (MW) | 1000 | 7
3 Revenue Sufficiency | 2029 | 60 | Net Demand (MW) | 1010 | 3
3 Revenue Sufficiency | 2029 | 60 | Net Demand (MW) | 1020 | 6
3 Revenue Sufficiency | 2029 | 60 | Net Demand (MW) | 1030 | 6
3 Revenue Sufficiency | 2029 | 60 | Net Demand (MW) | 1040 | 4
3 Revenue Sufficiency | 2029 | 60 | Net Demand (MW) | 1050 | 1
3 Revenue Sufficiency | 2029 | 60 | Net Demand (MW) | 1060 | 2
3 Revenue Sufficiency | 2029 | 60 | Net Demand (MW) | 1070 | 0
3 Revenue Sufficiency | 2029 | 60 | Net Demand (MW) | 1080 | 5
3 Revenue Sufficiency | 2029 | 60 | Net Demand (MW) | 1090 | 1
3 Revenue Sufficiency | 2029 | 60 | Net Demand (MW) | 1100 | 2
3 Revenue Sufficiency | 2029 | 60 | Net Demand (MW) | 1110 | 2
3 Revenue Sufficiency | 2029 | 60 | Net Demand (MW) | 1120 | 1
3 Revenue Sufficiency | 2029 | 60 | Net Demand (MW) | 1130 | 2
3 Revenue Sufficiency | 2029 | 60 | Net Demand (MW) | 1140 | 0
3 Revenue Sufficiency | 2029 | 60 | Net Demand (MW) | 1150 | 2
3 Revenue Sufficiency | 2029 | 60 | Net Demand (MW) | 1160 | 3
3 Revenue Sufficiency | 2029 | 60 | Net Demand (MW) | 1170 | 2
3 Revenue Sufficiency | 2029 | 60 | Net Demand (MW) | 1180 | 1
3 Revenue Sufficiency | 2029 | 60 | Net Demand (MW) | 1190 | 0
3 Revenue Sufficiency | 2029 | 60 | Net Demand (MW) | 1200 | 1
3 Revenue Sufficiency | 2029 | 60 | Net Demand (MW) | 1210 | 1
3 Revenue Sufficiency | 2029 | 60 | Net Demand (MW) | 1220 | 0
3 Revenue Sufficiency | 2029 | 60 | Net Demand (MW) | 1230 | 1
3 Revenue Sufficiency | 2029 | 60 | Net Demand (MW) | 1240 | 0
3 Revenue Sufficiency | 2029 | 60 | Net Demand (MW) | 1250 | 0
3 Revenue Sufficiency | 2029 | 60 | Net Demand (MW) | 1260 | 0
3 Revenue Sufficiency | 2029 | 60 | Net Demand (MW) | 1270 | 0
3 Revenue Sufficiency | 2029 | 60 | Net Demand (MW) | 1280 | 2
3 Revenue Sufficiency | 2029 | 60 | Net Demand (MW) | 1290 | 1
3 Revenue Sufficiency | 2029 | 60 | Net Demand (MW) | 1300 | 2
3 Revenue Sufficiency | 2029 | 60 | Net Demand (MW) | 1310 | 0
3 Revenue Sufficiency | 2029 | 60 | Net Demand (MW) | 1320 | 0
3 Revenue Sufficiency | 2029 | 60 | Net Demand (MW) | 1330 | 1
3 Revenue Sufficiency | 2029 | 60 | Net Demand (MW) | 1340 | 1
3 Revenue Sufficiency | 2029 | 60 | Net Demand (MW) | 1350 | 0
3 Revenue Sufficiency | 2029 | 60 | Net Demand (MW) | 1360 | 1
3 Revenue Sufficiency | 2029 | 60 | Net Demand (MW) | 1370 | 1
3 Revenue Sufficiency | 2029 | 60 | Net Demand (MW) | 1380 | 1
3 Revenue Sufficiency | 2030 | 10 | Alberta Internal Load (MW) | -400 | 1
3 Revenue Sufficiency | 2030 | 10 | Alberta Internal Load (MW) | -390 | 0
3 Revenue Sufficiency | 2030 | 10 | Alberta Internal Load (MW) | -380 | 0
3 Revenue Sufficiency | 2030 | 10 | Alberta Internal Load (MW) | -370 | 0
3 Revenue Sufficiency | 2030 | 10 | Alberta Internal Load (MW) | -360 | 0
3 Revenue Sufficiency | 2030 | 10 | Alberta Internal Load (MW) | -350 | 0
3 Revenue Sufficiency | 2030 | 10 | Alberta Internal Load (MW) | -340 | 0
3 Revenue Sufficiency | 2030 | 10 | Alberta Internal Load (MW) | -330 | 0
3 Revenue Sufficiency | 2030 | 10 | Alberta Internal Load (MW) | -320 | 0
3 Revenue Sufficiency | 2030 | 10 | Alberta Internal Load (MW) | -310 | 0
3 Revenue Sufficiency | 2030 | 10 | Alberta Internal Load (MW) | -300 | 0
3 Revenue Sufficiency | 2030 | 10 | Alberta Internal Load (MW) | -290 | 0
3 Revenue Sufficiency | 2030 | 10 | Alberta Internal Load (MW) | -280 | 0
3 Revenue Sufficiency | 2030 | 10 | Alberta Internal Load (MW) | -270 | 0
3 Revenue Sufficiency | 2030 | 10 | Alberta Internal Load (MW) | -260 | 0
3 Revenue Sufficiency | 2030 | 10 | Alberta Internal Load (MW) | -250 | 1
3 Revenue Sufficiency | 2030 | 10 | Alberta Internal Load (MW) | -240 | 2
3 Revenue Sufficiency | 2030 | 10 | Alberta Internal Load (MW) | -230 | 1
3 Revenue Sufficiency | 2030 | 10 | Alberta Internal Load (MW) | -220 | 0
3 Revenue Sufficiency | 2030 | 10 | Alberta Internal Load (MW) | -210 | 0
3 Revenue Sufficiency | 2030 | 10 | Alberta Internal Load (MW) | -200 | 0
3 Revenue Sufficiency | 2030 | 10 | Alberta Internal Load (MW) | -190 | 1
3 Revenue Sufficiency | 2030 | 10 | Alberta Internal Load (MW) | -180 | 2
3 Revenue Sufficiency | 2030 | 10 | Alberta Internal Load (MW) | -170 | 4
3 Revenue Sufficiency | 2030 | 10 | Alberta Internal Load (MW) | -160 | 13
3 Revenue Sufficiency | 2030 | 10 | Alberta Internal Load (MW) | -150 | 14
3 Revenue Sufficiency | 2030 | 10 | Alberta Internal Load (MW) | -140 | 33
3 Revenue Sufficiency | 2030 | 10 | Alberta Internal Load (MW) | -130 | 54
3 Revenue Sufficiency | 2030 | 10 | Alberta Internal Load (MW) | -120 | 95
3 Revenue Sufficiency | 2030 | 10 | Alberta Internal Load (MW) | -110 | 140
3 Revenue Sufficiency | 2030 | 10 | Alberta Internal Load (MW) | -100 | 259
3 Revenue Sufficiency | 2030 | 10 | Alberta Internal Load (MW) | -90 | 373
3 Revenue Sufficiency | 2030 | 10 | Alberta Internal Load (MW) | -80 | 483
3 Revenue Sufficiency | 2030 | 10 | Alberta Internal Load (MW) | -70 | 692
3 Revenue Sufficiency | 2030 | 10 | Alberta Internal Load (MW) | -60 | 1139
3 Revenue Sufficiency | 2030 | 10 | Alberta Internal Load (MW) | -50 | 1884
3 Revenue Sufficiency | 2030 | 10 | Alberta Internal Load (MW) | -40 | 2740
3 Revenue Sufficiency | 2030 | 10 | Alberta Internal Load (MW) | -30 | 3977
3 Revenue Sufficiency | 2030 | 10 | Alberta Internal Load (MW) | -20 | 5230
3 Revenue Sufficiency | 2030 | 10 | Alberta Internal Load (MW) | -10 | 6647
3 Revenue Sufficiency | 2030 | 10 | Alberta Internal Load (MW) | 0 | 7198
3 Revenue Sufficiency | 2030 | 10 | Alberta Internal Load (MW) | 10 | 6143
3 Revenue Sufficiency | 2030 | 10 | Alberta Internal Load (MW) | 20 | 4610
3 Revenue Sufficiency | 2030 | 10 | Alberta Internal Load (MW) | 30 | 3243
3 Revenue Sufficiency | 2030 | 10 | Alberta Internal Load (MW) | 40 | 2170
3 Revenue Sufficiency | 2030 | 10 | Alberta Internal Load (MW) | 50 | 1498
3 Revenue Sufficiency | 2030 | 10 | Alberta Internal Load (MW) | 60 | 1099
3 Revenue Sufficiency | 2030 | 10 | Alberta Internal Load (MW) | 70 | 729
3 Revenue Sufficiency | 2030 | 10 | Alberta Internal Load (MW) | 80 | 505
3 Revenue Sufficiency | 2030 | 10 | Alberta Internal Load (MW) | 90 | 343
3 Revenue Sufficiency | 2030 | 10 | Alberta Internal Load (MW) | 100 | 316
3 Revenue Sufficiency | 2030 | 10 | Alberta Internal Load (MW) | 110 | 219
3 Revenue Sufficiency | 2030 | 10 | Alberta Internal Load (MW) | 120 | 187
3 Revenue Sufficiency | 2030 | 10 | Alberta Internal Load (MW) | 130 | 181
3 Revenue Sufficiency | 2030 | 10 | Alberta Internal Load (MW) | 140 | 119
3 Revenue Sufficiency | 2030 | 10 | Alberta Internal Load (MW) | 150 | 98
3 Revenue Sufficiency | 2030 | 10 | Alberta Internal Load (MW) | 160 | 54
3 Revenue Sufficiency | 2030 | 10 | Alberta Internal Load (MW) | 170 | 34
3 Revenue Sufficiency | 2030 | 10 | Alberta Internal Load (MW) | 180 | 7
3 Revenue Sufficiency | 2030 | 10 | Alberta Internal Load (MW) | 190 | 9
3 Revenue Sufficiency | 2030 | 10 | Alberta Internal Load (MW) | 200 | 3
3 Revenue Sufficiency | 2030 | 10 | Alberta Internal Load (MW) | 210 | 3
3 Revenue Sufficiency | 2030 | 10 | Alberta Internal Load (MW) | 220 | 1
3 Revenue Sufficiency | 2030 | 10 | Alberta Internal Load (MW) | 230 | 1
3 Revenue Sufficiency | 2030 | 10 | Alberta Internal Load (MW) | 240 | 0
3 Revenue Sufficiency | 2030 | 10 | Alberta Internal Load (MW) | 250 | 1
3 Revenue Sufficiency | 2030 | 10 | Alberta Internal Load (MW) | 260 | 1
3 Revenue Sufficiency | 2030 | 10 | Alberta Internal Load (MW) | 270 | 0
3 Revenue Sufficiency | 2030 | 10 | Alberta Internal Load (MW) | 280 | 0
3 Revenue Sufficiency | 2030 | 10 | Alberta Internal Load (MW) | 290 | 0
3 Revenue Sufficiency | 2030 | 10 | Alberta Internal Load (MW) | 300 | 1
3 Revenue Sufficiency | 2030 | 10 | Alberta Internal Load (MW) | 310 | 1
3 Revenue Sufficiency | 2030 | 60 | Alberta Internal Load (MW) | -680 | 2
3 Revenue Sufficiency | 2030 | 60 | Alberta Internal Load (MW) | -670 | 1
3 Revenue Sufficiency | 2030 | 60 | Alberta Internal Load (MW) | -660 | 1
3 Revenue Sufficiency | 2030 | 60 | Alberta Internal Load (MW) | -650 | 2
3 Revenue Sufficiency | 2030 | 60 | Alberta Internal Load (MW) | -640 | 5
3 Revenue Sufficiency | 2030 | 60 | Alberta Internal Load (MW) | -630 | 5
3 Revenue Sufficiency | 2030 | 60 | Alberta Internal Load (MW) | -620 | 7
3 Revenue Sufficiency | 2030 | 60 | Alberta Internal Load (MW) | -610 | 8
3 Revenue Sufficiency | 2030 | 60 | Alberta Internal Load (MW) | -600 | 12
3 Revenue Sufficiency | 2030 | 60 | Alberta Internal Load (MW) | -590 | 21
3 Revenue Sufficiency | 2030 | 60 | Alberta Internal Load (MW) | -580 | 10
3 Revenue Sufficiency | 2030 | 60 | Alberta Internal Load (MW) | -570 | 35
3 Revenue Sufficiency | 2030 | 60 | Alberta Internal Load (MW) | -560 | 37
3 Revenue Sufficiency | 2030 | 60 | Alberta Internal Load (MW) | -550 | 41
3 Revenue Sufficiency | 2030 | 60 | Alberta Internal Load (MW) | -540 | 45
3 Revenue Sufficiency | 2030 | 60 | Alberta Internal Load (MW) | -530 | 66
3 Revenue Sufficiency | 2030 | 60 | Alberta Internal Load (MW) | -520 | 68
3 Revenue Sufficiency | 2030 | 60 | Alberta Internal Load (MW) | -510 | 74
3 Revenue Sufficiency | 2030 | 60 | Alberta Internal Load (MW) | -500 | 72
3 Revenue Sufficiency | 2030 | 60 | Alberta Internal Load (MW) | -490 | 77
3 Revenue Sufficiency | 2030 | 60 | Alberta Internal Load (MW) | -480 | 68
3 Revenue Sufficiency | 2030 | 60 | Alberta Internal Load (MW) | -470 | 78
3 Revenue Sufficiency | 2030 | 60 | Alberta Internal Load (MW) | -460 | 85
3 Revenue Sufficiency | 2030 | 60 | Alberta Internal Load (MW) | -450 | 96
3 Revenue Sufficiency | 2030 | 60 | Alberta Internal Load (MW) | -440 | 91
3 Revenue Sufficiency | 2030 | 60 | Alberta Internal Load (MW) | -430 | 76
3 Revenue Sufficiency | 2030 | 60 | Alberta Internal Load (MW) | -420 | 106
3 Revenue Sufficiency | 2030 | 60 | Alberta Internal Load (MW) | -410 | 101
3 Revenue Sufficiency | 2030 | 60 | Alberta Internal Load (MW) | -400 | 107
3 Revenue Sufficiency | 2030 | 60 | Alberta Internal Load (MW) | -390 | 95
3 Revenue Sufficiency | 2030 | 60 | Alberta Internal Load (MW) | -380 | 101
3 Revenue Sufficiency | 2030 | 60 | Alberta Internal Load (MW) | -370 | 124
3 Revenue Sufficiency | 2030 | 60 | Alberta Internal Load (MW) | -360 | 119
3 Revenue Sufficiency | 2030 | 60 | Alberta Internal Load (MW) | -350 | 137
3 Revenue Sufficiency | 2030 | 60 | Alberta Internal Load (MW) | -340 | 149
3 Revenue Sufficiency | 2030 | 60 | Alberta Internal Load (MW) | -330 | 152
3 Revenue Sufficiency | 2030 | 60 | Alberta Internal Load (MW) | -320 | 185
3 Revenue Sufficiency | 2030 | 60 | Alberta Internal Load (MW) | -310 | 203
3 Revenue Sufficiency | 2030 | 60 | Alberta Internal Load (MW) | -300 | 240
3 Revenue Sufficiency | 2030 | 60 | Alberta Internal Load (MW) | -290 | 283
3 Revenue Sufficiency | 2030 | 60 | Alberta Internal Load (MW) | -280 | 321
3 Revenue Sufficiency | 2030 | 60 | Alberta Internal Load (MW) | -270 | 334
3 Revenue Sufficiency | 2030 | 60 | Alberta Internal Load (MW) | -260 | 362
3 Revenue Sufficiency | 2030 | 60 | Alberta Internal Load (MW) | -250 | 353
3 Revenue Sufficiency | 2030 | 60 | Alberta Internal Load (MW) | -240 | 396
3 Revenue Sufficiency | 2030 | 60 | Alberta Internal Load (MW) | -230 | 430
3 Revenue Sufficiency | 2030 | 60 | Alberta Internal Load (MW) | -220 | 469
3 Revenue Sufficiency | 2030 | 60 | Alberta Internal Load (MW) | -210 | 469
3 Revenue Sufficiency | 2030 | 60 | Alberta Internal Load (MW) | -200 | 493
3 Revenue Sufficiency | 2030 | 60 | Alberta Internal Load (MW) | -190 | 587
3 Revenue Sufficiency | 2030 | 60 | Alberta Internal Load (MW) | -180 | 578
3 Revenue Sufficiency | 2030 | 60 | Alberta Internal Load (MW) | -170 | 636
3 Revenue Sufficiency | 2030 | 60 | Alberta Internal Load (MW) | -160 | 670
3 Revenue Sufficiency | 2030 | 60 | Alberta Internal Load (MW) | -150 | 679
3 Revenue Sufficiency | 2030 | 60 | Alberta Internal Load (MW) | -140 | 724
3 Revenue Sufficiency | 2030 | 60 | Alberta Internal Load (MW) | -130 | 759
3 Revenue Sufficiency | 2030 | 60 | Alberta Internal Load (MW) | -120 | 851
3 Revenue Sufficiency | 2030 | 60 | Alberta Internal Load (MW) | -110 | 846
3 Revenue Sufficiency | 2030 | 60 | Alberta Internal Load (MW) | -100 | 986
3 Revenue Sufficiency | 2030 | 60 | Alberta Internal Load (MW) | -90 | 1020
3 Revenue Sufficiency | 2030 | 60 | Alberta Internal Load (MW) | -80 | 1169
3 Revenue Sufficiency | 2030 | 60 | Alberta Internal Load (MW) | -70 | 1227
3 Revenue Sufficiency | 2030 | 60 | Alberta Internal Load (MW) | -60 | 1377
3 Revenue Sufficiency | 2030 | 60 | Alberta Internal Load (MW) | -50 | 1474
3 Revenue Sufficiency | 2030 | 60 | Alberta Internal Load (MW) | -40 | 1547
3 Revenue Sufficiency | 2030 | 60 | Alberta Internal Load (MW) | -30 | 1641
3 Revenue Sufficiency | 2030 | 60 | Alberta Internal Load (MW) | -20 | 1733
3 Revenue Sufficiency | 2030 | 60 | Alberta Internal Load (MW) | -10 | 1752
3 Revenue Sufficiency | 2030 | 60 | Alberta Internal Load (MW) | 0 | 1654
3 Revenue Sufficiency | 2030 | 60 | Alberta Internal Load (MW) | 10 | 1686
3 Revenue Sufficiency | 2030 | 60 | Alberta Internal Load (MW) | 20 | 1546
3 Revenue Sufficiency | 2030 | 60 | Alberta Internal Load (MW) | 30 | 1494
3 Revenue Sufficiency | 2030 | 60 | Alberta Internal Load (MW) | 40 | 1395
3 Revenue Sufficiency | 2030 | 60 | Alberta Internal Load (MW) | 50 | 1217
3 Revenue Sufficiency | 2030 | 60 | Alberta Internal Load (MW) | 60 | 1102
3 Revenue Sufficiency | 2030 | 60 | Alberta Internal Load (MW) | 70 | 990
3 Revenue Sufficiency | 2030 | 60 | Alberta Internal Load (MW) | 80 | 960
3 Revenue Sufficiency | 2030 | 60 | Alberta Internal Load (MW) | 90 | 836
3 Revenue Sufficiency | 2030 | 60 | Alberta Internal Load (MW) | 100 | 774
3 Revenue Sufficiency | 2030 | 60 | Alberta Internal Load (MW) | 110 | 722
3 Revenue Sufficiency | 2030 | 60 | Alberta Internal Load (MW) | 120 | 646
3 Revenue Sufficiency | 2030 | 60 | Alberta Internal Load (MW) | 130 | 650
3 Revenue Sufficiency | 2030 | 60 | Alberta Internal Load (MW) | 140 | 539
3 Revenue Sufficiency | 2030 | 60 | Alberta Internal Load (MW) | 150 | 558
3 Revenue Sufficiency | 2030 | 60 | Alberta Internal Load (MW) | 160 | 512
3 Revenue Sufficiency | 2030 | 60 | Alberta Internal Load (MW) | 170 | 521
3 Revenue Sufficiency | 2030 | 60 | Alberta Internal Load (MW) | 180 | 473
3 Revenue Sufficiency | 2030 | 60 | Alberta Internal Load (MW) | 190 | 409
3 Revenue Sufficiency | 2030 | 60 | Alberta Internal Load (MW) | 200 | 386
3 Revenue Sufficiency | 2030 | 60 | Alberta Internal Load (MW) | 210 | 382
3 Revenue Sufficiency | 2030 | 60 | Alberta Internal Load (MW) | 220 | 359
3 Revenue Sufficiency | 2030 | 60 | Alberta Internal Load (MW) | 230 | 319
3 Revenue Sufficiency | 2030 | 60 | Alberta Internal Load (MW) | 240 | 284
3 Revenue Sufficiency | 2030 | 60 | Alberta Internal Load (MW) | 250 | 299
3 Revenue Sufficiency | 2030 | 60 | Alberta Internal Load (MW) | 260 | 286
3 Revenue Sufficiency | 2030 | 60 | Alberta Internal Load (MW) | 270 | 278
3 Revenue Sufficiency | 2030 | 60 | Alberta Internal Load (MW) | 280 | 261
3 Revenue Sufficiency | 2030 | 60 | Alberta Internal Load (MW) | 290 | 234
3 Revenue Sufficiency | 2030 | 60 | Alberta Internal Load (MW) | 300 | 224
3 Revenue Sufficiency | 2030 | 60 | Alberta Internal Load (MW) | 310 | 217
3 Revenue Sufficiency | 2030 | 60 | Alberta Internal Load (MW) | 320 | 182
3 Revenue Sufficiency | 2030 | 60 | Alberta Internal Load (MW) | 330 | 196
3 Revenue Sufficiency | 2030 | 60 | Alberta Internal Load (MW) | 340 | 171
3 Revenue Sufficiency | 2030 | 60 | Alberta Internal Load (MW) | 350 | 157
3 Revenue Sufficiency | 2030 | 60 | Alberta Internal Load (MW) | 360 | 147
3 Revenue Sufficiency | 2030 | 60 | Alberta Internal Load (MW) | 370 | 159
3 Revenue Sufficiency | 2030 | 60 | Alberta Internal Load (MW) | 380 | 138
3 Revenue Sufficiency | 2030 | 60 | Alberta Internal Load (MW) | 390 | 127
3 Revenue Sufficiency | 2030 | 60 | Alberta Internal Load (MW) | 400 | 130
3 Revenue Sufficiency | 2030 | 60 | Alberta Internal Load (MW) | 410 | 110
3 Revenue Sufficiency | 2030 | 60 | Alberta Internal Load (MW) | 420 | 105
3 Revenue Sufficiency | 2030 | 60 | Alberta Internal Load (MW) | 430 | 97
3 Revenue Sufficiency | 2030 | 60 | Alberta Internal Load (MW) | 440 | 87
3 Revenue Sufficiency | 2030 | 60 | Alberta Internal Load (MW) | 450 | 77
3 Revenue Sufficiency | 2030 | 60 | Alberta Internal Load (MW) | 460 | 76
3 Revenue Sufficiency | 2030 | 60 | Alberta Internal Load (MW) | 470 | 85
3 Revenue Sufficiency | 2030 | 60 | Alberta Internal Load (MW) | 480 | 61
3 Revenue Sufficiency | 2030 | 60 | Alberta Internal Load (MW) | 490 | 46
3 Revenue Sufficiency | 2030 | 60 | Alberta Internal Load (MW) | 500 | 47
3 Revenue Sufficiency | 2030 | 60 | Alberta Internal Load (MW) | 510 | 48
3 Revenue Sufficiency | 2030 | 60 | Alberta Internal Load (MW) | 520 | 43
3 Revenue Sufficiency | 2030 | 60 | Alberta Internal Load (MW) | 530 | 38
3 Revenue Sufficiency | 2030 | 60 | Alberta Internal Load (MW) | 540 | 52
3 Revenue Sufficiency | 2030 | 60 | Alberta Internal Load (MW) | 550 | 41
3 Revenue Sufficiency | 2030 | 60 | Alberta Internal Load (MW) | 560 | 46
3 Revenue Sufficiency | 2030 | 60 | Alberta Internal Load (MW) | 570 | 34
3 Revenue Sufficiency | 2030 | 60 | Alberta Internal Load (MW) | 580 | 37
3 Revenue Sufficiency | 2030 | 60 | Alberta Internal Load (MW) | 590 | 39
3 Revenue Sufficiency | 2030 | 60 | Alberta Internal Load (MW) | 600 | 46
3 Revenue Sufficiency | 2030 | 60 | Alberta Internal Load (MW) | 610 | 40
3 Revenue Sufficiency | 2030 | 60 | Alberta Internal Load (MW) | 620 | 29
3 Revenue Sufficiency | 2030 | 60 | Alberta Internal Load (MW) | 630 | 28
3 Revenue Sufficiency | 2030 | 60 | Alberta Internal Load (MW) | 640 | 41
3 Revenue Sufficiency | 2030 | 60 | Alberta Internal Load (MW) | 650 | 52
3 Revenue Sufficiency | 2030 | 60 | Alberta Internal Load (MW) | 660 | 46
3 Revenue Sufficiency | 2030 | 60 | Alberta Internal Load (MW) | 670 | 38
3 Revenue Sufficiency | 2030 | 60 | Alberta Internal Load (MW) | 680 | 33
3 Revenue Sufficiency | 2030 | 60 | Alberta Internal Load (MW) | 690 | 30
3 Revenue Sufficiency | 2030 | 60 | Alberta Internal Load (MW) | 700 | 31
3 Revenue Sufficiency | 2030 | 60 | Alberta Internal Load (MW) | 710 | 37
3 Revenue Sufficiency | 2030 | 60 | Alberta Internal Load (MW) | 720 | 36
3 Revenue Sufficiency | 2030 | 60 | Alberta Internal Load (MW) | 730 | 33
3 Revenue Sufficiency | 2030 | 60 | Alberta Internal Load (MW) | 740 | 34
3 Revenue Sufficiency | 2030 | 60 | Alberta Internal Load (MW) | 750 | 23
3 Revenue Sufficiency | 2030 | 60 | Alberta Internal Load (MW) | 760 | 24
3 Revenue Sufficiency | 2030 | 60 | Alberta Internal Load (MW) | 770 | 19
3 Revenue Sufficiency | 2030 | 60 | Alberta Internal Load (MW) | 780 | 19
3 Revenue Sufficiency | 2030 | 60 | Alberta Internal Load (MW) | 790 | 11
3 Revenue Sufficiency | 2030 | 60 | Alberta Internal Load (MW) | 800 | 15
3 Revenue Sufficiency | 2030 | 60 | Alberta Internal Load (MW) | 810 | 10
3 Revenue Sufficiency | 2030 | 60 | Alberta Internal Load (MW) | 820 | 6
3 Revenue Sufficiency | 2030 | 60 | Alberta Internal Load (MW) | 830 | 7
3 Revenue Sufficiency | 2030 | 60 | Alberta Internal Load (MW) | 840 | 5
3 Revenue Sufficiency | 2030 | 60 | Alberta Internal Load (MW) | 850 | 1
3 Revenue Sufficiency | 2030 | 60 | Alberta Internal Load (MW) | 860 | 3
3 Revenue Sufficiency | 2030 | 10 | Variable Generation (MW) | -300 | 1
3 Revenue Sufficiency | 2030 | 10 | Variable Generation (MW) | -290 | 0
3 Revenue Sufficiency | 2030 | 10 | Variable Generation (MW) | -280 | 0
3 Revenue Sufficiency | 2030 | 10 | Variable Generation (MW) | -270 | 1
3 Revenue Sufficiency | 2030 | 10 | Variable Generation (MW) | -260 | 0
3 Revenue Sufficiency | 2030 | 10 | Variable Generation (MW) | -250 | 0
3 Revenue Sufficiency | 2030 | 10 | Variable Generation (MW) | -240 | 5
3 Revenue Sufficiency | 2030 | 10 | Variable Generation (MW) | -230 | 0
3 Revenue Sufficiency | 2030 | 10 | Variable Generation (MW) | -220 | 4
3 Revenue Sufficiency | 2030 | 10 | Variable Generation (MW) | -210 | 5
3 Revenue Sufficiency | 2030 | 10 | Variable Generation (MW) | -200 | 3
3 Revenue Sufficiency | 2030 | 10 | Variable Generation (MW) | -190 | 6
3 Revenue Sufficiency | 2030 | 10 | Variable Generation (MW) | -180 | 3
3 Revenue Sufficiency | 2030 | 10 | Variable Generation (MW) | -170 | 10
3 Revenue Sufficiency | 2030 | 10 | Variable Generation (MW) | -160 | 20
3 Revenue Sufficiency | 2030 | 10 | Variable Generation (MW) | -150 | 30
3 Revenue Sufficiency | 2030 | 10 | Variable Generation (MW) | -140 | 37
3 Revenue Sufficiency | 2030 | 10 | Variable Generation (MW) | -130 | 57
3 Revenue Sufficiency | 2030 | 10 | Variable Generation (MW) | -120 | 80
3 Revenue Sufficiency | 2030 | 10 | Variable Generation (MW) | -110 | 108
3 Revenue Sufficiency | 2030 | 10 | Variable Generation (MW) | -100 | 208
3 Revenue Sufficiency | 2030 | 10 | Variable Generation (MW) | -90 | 284
3 Revenue Sufficiency | 2030 | 10 | Variable Generation (MW) | -80 | 431
3 Revenue Sufficiency | 2030 | 10 | Variable Generation (MW) | -70 | 641
3 Revenue Sufficiency | 2030 | 10 | Variable Generation (MW) | -60 | 951
3 Revenue Sufficiency | 2030 | 10 | Variable Generation (MW) | -50 | 1417
3 Revenue Sufficiency | 2030 | 10 | Variable Generation (MW) | -40 | 2092
3 Revenue Sufficiency | 2030 | 10 | Variable Generation (MW) | -30 | 3284
3 Revenue Sufficiency | 2030 | 10 | Variable Generation (MW) | -20 | 4847
3 Revenue Sufficiency | 2030 | 10 | Variable Generation (MW) | -10 | 7542
3 Revenue Sufficiency | 2030 | 10 | Variable Generation (MW) | 0 | 9480
3 Revenue Sufficiency | 2030 | 10 | Variable Generation (MW) | 10 | 6759
3 Revenue Sufficiency | 2030 | 10 | Variable Generation (MW) | 20 | 4573
3 Revenue Sufficiency | 2030 | 10 | Variable Generation (MW) | 30 | 3206
3 Revenue Sufficiency | 2030 | 10 | Variable Generation (MW) | 40 | 2075
3 Revenue Sufficiency | 2030 | 10 | Variable Generation (MW) | 50 | 1380
3 Revenue Sufficiency | 2030 | 10 | Variable Generation (MW) | 60 | 929
3 Revenue Sufficiency | 2030 | 10 | Variable Generation (MW) | 70 | 657
3 Revenue Sufficiency | 2030 | 10 | Variable Generation (MW) | 80 | 439
3 Revenue Sufficiency | 2030 | 10 | Variable Generation (MW) | 90 | 285
3 Revenue Sufficiency | 2030 | 10 | Variable Generation (MW) | 100 | 211
3 Revenue Sufficiency | 2030 | 10 | Variable Generation (MW) | 110 | 167
3 Revenue Sufficiency | 2030 | 10 | Variable Generation (MW) | 120 | 96
3 Revenue Sufficiency | 2030 | 10 | Variable Generation (MW) | 130 | 64
3 Revenue Sufficiency | 2030 | 10 | Variable Generation (MW) | 140 | 41
3 Revenue Sufficiency | 2030 | 10 | Variable Generation (MW) | 150 | 45
3 Revenue Sufficiency | 2030 | 10 | Variable Generation (MW) | 160 | 24
3 Revenue Sufficiency | 2030 | 10 | Variable Generation (MW) | 170 | 12
3 Revenue Sufficiency | 2030 | 10 | Variable Generation (MW) | 180 | 16
3 Revenue Sufficiency | 2030 | 10 | Variable Generation (MW) | 190 | 6
3 Revenue Sufficiency | 2030 | 10 | Variable Generation (MW) | 200 | 8
3 Revenue Sufficiency | 2030 | 10 | Variable Generation (MW) | 210 | 5
3 Revenue Sufficiency | 2030 | 10 | Variable Generation (MW) | 220 | 3
3 Revenue Sufficiency | 2030 | 10 | Variable Generation (MW) | 230 | 2
3 Revenue Sufficiency | 2030 | 10 | Variable Generation (MW) | 240 | 2
3 Revenue Sufficiency | 2030 | 10 | Variable Generation (MW) | 250 | 5
3 Revenue Sufficiency | 2030 | 10 | Variable Generation (MW) | 260 | 0
3 Revenue Sufficiency | 2030 | 10 | Variable Generation (MW) | 270 | 0
3 Revenue Sufficiency | 2030 | 10 | Variable Generation (MW) | 280 | 0
3 Revenue Sufficiency | 2030 | 10 | Variable Generation (MW) | 290 | 0
3 Revenue Sufficiency | 2030 | 10 | Variable Generation (MW) | 300 | 0
3 Revenue Sufficiency | 2030 | 10 | Variable Generation (MW) | 310 | 0
3 Revenue Sufficiency | 2030 | 10 | Variable Generation (MW) | 320 | 0
3 Revenue Sufficiency | 2030 | 10 | Variable Generation (MW) | 330 | 1
3 Revenue Sufficiency | 2030 | 10 | Variable Generation (MW) | 340 | 1
3 Revenue Sufficiency | 2030 | 60 | Variable Generation (MW) | -1180 | 2
3 Revenue Sufficiency | 2030 | 60 | Variable Generation (MW) | -1170 | 0
3 Revenue Sufficiency | 2030 | 60 | Variable Generation (MW) | -1160 | 0
3 Revenue Sufficiency | 2030 | 60 | Variable Generation (MW) | -1150 | 0
3 Revenue Sufficiency | 2030 | 60 | Variable Generation (MW) | -1140 | 1
3 Revenue Sufficiency | 2030 | 60 | Variable Generation (MW) | -1130 | 0
3 Revenue Sufficiency | 2030 | 60 | Variable Generation (MW) | -1120 | 1
3 Revenue Sufficiency | 2030 | 60 | Variable Generation (MW) | -1110 | 0
3 Revenue Sufficiency | 2030 | 60 | Variable Generation (MW) | -1100 | 1
3 Revenue Sufficiency | 2030 | 60 | Variable Generation (MW) | -1090 | 0
3 Revenue Sufficiency | 2030 | 60 | Variable Generation (MW) | -1080 | 0
3 Revenue Sufficiency | 2030 | 60 | Variable Generation (MW) | -1070 | 1
3 Revenue Sufficiency | 2030 | 60 | Variable Generation (MW) | -1060 | 0
3 Revenue Sufficiency | 2030 | 60 | Variable Generation (MW) | -1050 | 0
3 Revenue Sufficiency | 2030 | 60 | Variable Generation (MW) | -1040 | 0
3 Revenue Sufficiency | 2030 | 60 | Variable Generation (MW) | -1030 | 0
3 Revenue Sufficiency | 2030 | 60 | Variable Generation (MW) | -1020 | 0
3 Revenue Sufficiency | 2030 | 60 | Variable Generation (MW) | -1010 | 0
3 Revenue Sufficiency | 2030 | 60 | Variable Generation (MW) | -1000 | 0
3 Revenue Sufficiency | 2030 | 60 | Variable Generation (MW) | -990 | 1
3 Revenue Sufficiency | 2030 | 60 | Variable Generation (MW) | -980 | 2
3 Revenue Sufficiency | 2030 | 60 | Variable Generation (MW) | -970 | 1
3 Revenue Sufficiency | 2030 | 60 | Variable Generation (MW) | -960 | 1
3 Revenue Sufficiency | 2030 | 60 | Variable Generation (MW) | -950 | 0
3 Revenue Sufficiency | 2030 | 60 | Variable Generation (MW) | -940 | 0
3 Revenue Sufficiency | 2030 | 60 | Variable Generation (MW) | -930 | 0
3 Revenue Sufficiency | 2030 | 60 | Variable Generation (MW) | -920 | 0
3 Revenue Sufficiency | 2030 | 60 | Variable Generation (MW) | -910 | 1
3 Revenue Sufficiency | 2030 | 60 | Variable Generation (MW) | -900 | 1
3 Revenue Sufficiency | 2030 | 60 | Variable Generation (MW) | -890 | 1
3 Revenue Sufficiency | 2030 | 60 | Variable Generation (MW) | -880 | 2
3 Revenue Sufficiency | 2030 | 60 | Variable Generation (MW) | -870 | 0
3 Revenue Sufficiency | 2030 | 60 | Variable Generation (MW) | -860 | 0
3 Revenue Sufficiency | 2030 | 60 | Variable Generation (MW) | -850 | 2
3 Revenue Sufficiency | 2030 | 60 | Variable Generation (MW) | -840 | 3
3 Revenue Sufficiency | 2030 | 60 | Variable Generation (MW) | -830 | 3
3 Revenue Sufficiency | 2030 | 60 | Variable Generation (MW) | -820 | 3
3 Revenue Sufficiency | 2030 | 60 | Variable Generation (MW) | -810 | 2
3 Revenue Sufficiency | 2030 | 60 | Variable Generation (MW) | -800 | 5
3 Revenue Sufficiency | 2030 | 60 | Variable Generation (MW) | -790 | 2
3 Revenue Sufficiency | 2030 | 60 | Variable Generation (MW) | -780 | 3
3 Revenue Sufficiency | 2030 | 60 | Variable Generation (MW) | -770 | 6
3 Revenue Sufficiency | 2030 | 60 | Variable Generation (MW) | -760 | 4
3 Revenue Sufficiency | 2030 | 60 | Variable Generation (MW) | -750 | 1
3 Revenue Sufficiency | 2030 | 60 | Variable Generation (MW) | -740 | 4
3 Revenue Sufficiency | 2030 | 60 | Variable Generation (MW) | -730 | 4
3 Revenue Sufficiency | 2030 | 60 | Variable Generation (MW) | -720 | 3
3 Revenue Sufficiency | 2030 | 60 | Variable Generation (MW) | -710 | 5
3 Revenue Sufficiency | 2030 | 60 | Variable Generation (MW) | -700 | 4
3 Revenue Sufficiency | 2030 | 60 | Variable Generation (MW) | -690 | 2
3 Revenue Sufficiency | 2030 | 60 | Variable Generation (MW) | -680 | 6
3 Revenue Sufficiency | 2030 | 60 | Variable Generation (MW) | -670 | 7
3 Revenue Sufficiency | 2030 | 60 | Variable Generation (MW) | -660 | 8
3 Revenue Sufficiency | 2030 | 60 | Variable Generation (MW) | -650 | 9
3 Revenue Sufficiency | 2030 | 60 | Variable Generation (MW) | -640 | 11
3 Revenue Sufficiency | 2030 | 60 | Variable Generation (MW) | -630 | 11
3 Revenue Sufficiency | 2030 | 60 | Variable Generation (MW) | -620 | 15
3 Revenue Sufficiency | 2030 | 60 | Variable Generation (MW) | -610 | 8
3 Revenue Sufficiency | 2030 | 60 | Variable Generation (MW) | -600 | 13
3 Revenue Sufficiency | 2030 | 60 | Variable Generation (MW) | -590 | 20
3 Revenue Sufficiency | 2030 | 60 | Variable Generation (MW) | -580 | 19
3 Revenue Sufficiency | 2030 | 60 | Variable Generation (MW) | -570 | 22
3 Revenue Sufficiency | 2030 | 60 | Variable Generation (MW) | -560 | 27
3 Revenue Sufficiency | 2030 | 60 | Variable Generation (MW) | -550 | 20
3 Revenue Sufficiency | 2030 | 60 | Variable Generation (MW) | -540 | 27
3 Revenue Sufficiency | 2030 | 60 | Variable Generation (MW) | -530 | 30
3 Revenue Sufficiency | 2030 | 60 | Variable Generation (MW) | -520 | 36
3 Revenue Sufficiency | 2030 | 60 | Variable Generation (MW) | -510 | 32
3 Revenue Sufficiency | 2030 | 60 | Variable Generation (MW) | -500 | 31
3 Revenue Sufficiency | 2030 | 60 | Variable Generation (MW) | -490 | 35
3 Revenue Sufficiency | 2030 | 60 | Variable Generation (MW) | -480 | 45
3 Revenue Sufficiency | 2030 | 60 | Variable Generation (MW) | -470 | 52
3 Revenue Sufficiency | 2030 | 60 | Variable Generation (MW) | -460 | 54
3 Revenue Sufficiency | 2030 | 60 | Variable Generation (MW) | -450 | 54
3 Revenue Sufficiency | 2030 | 60 | Variable Generation (MW) | -440 | 67
3 Revenue Sufficiency | 2030 | 60 | Variable Generation (MW) | -430 | 67
3 Revenue Sufficiency | 2030 | 60 | Variable Generation (MW) | -420 | 73
3 Revenue Sufficiency | 2030 | 60 | Variable Generation (MW) | -410 | 82
3 Revenue Sufficiency | 2030 | 60 | Variable Generation (MW) | -400 | 97
3 Revenue Sufficiency | 2030 | 60 | Variable Generation (MW) | -390 | 89
3 Revenue Sufficiency | 2030 | 60 | Variable Generation (MW) | -380 | 93
3 Revenue Sufficiency | 2030 | 60 | Variable Generation (MW) | -370 | 95
3 Revenue Sufficiency | 2030 | 60 | Variable Generation (MW) | -360 | 109
3 Revenue Sufficiency | 2030 | 60 | Variable Generation (MW) | -350 | 116
3 Revenue Sufficiency | 2030 | 60 | Variable Generation (MW) | -340 | 144
3 Revenue Sufficiency | 2030 | 60 | Variable Generation (MW) | -330 | 153
3 Revenue Sufficiency | 2030 | 60 | Variable Generation (MW) | -320 | 160
3 Revenue Sufficiency | 2030 | 60 | Variable Generation (MW) | -310 | 201
3 Revenue Sufficiency | 2030 | 60 | Variable Generation (MW) | -300 | 209
3 Revenue Sufficiency | 2030 | 60 | Variable Generation (MW) | -290 | 238
3 Revenue Sufficiency | 2030 | 60 | Variable Generation (MW) | -280 | 258
3 Revenue Sufficiency | 2030 | 60 | Variable Generation (MW) | -270 | 244
3 Revenue Sufficiency | 2030 | 60 | Variable Generation (MW) | -260 | 269
3 Revenue Sufficiency | 2030 | 60 | Variable Generation (MW) | -250 | 264
3 Revenue Sufficiency | 2030 | 60 | Variable Generation (MW) | -240 | 333
3 Revenue Sufficiency | 2030 | 60 | Variable Generation (MW) | -230 | 335
3 Revenue Sufficiency | 2030 | 60 | Variable Generation (MW) | -220 | 336
3 Revenue Sufficiency | 2030 | 60 | Variable Generation (MW) | -210 | 394
3 Revenue Sufficiency | 2030 | 60 | Variable Generation (MW) | -200 | 444
3 Revenue Sufficiency | 2030 | 60 | Variable Generation (MW) | -190 | 459
3 Revenue Sufficiency | 2030 | 60 | Variable Generation (MW) | -180 | 514
3 Revenue Sufficiency | 2030 | 60 | Variable Generation (MW) | -170 | 556
3 Revenue Sufficiency | 2030 | 60 | Variable Generation (MW) | -160 | 598
3 Revenue Sufficiency | 2030 | 60 | Variable Generation (MW) | -150 | 668
3 Revenue Sufficiency | 2030 | 60 | Variable Generation (MW) | -140 | 653
3 Revenue Sufficiency | 2030 | 60 | Variable Generation (MW) | -130 | 761
3 Revenue Sufficiency | 2030 | 60 | Variable Generation (MW) | -120 | 758
3 Revenue Sufficiency | 2030 | 60 | Variable Generation (MW) | -110 | 825
3 Revenue Sufficiency | 2030 | 60 | Variable Generation (MW) | -100 | 936
3 Revenue Sufficiency | 2030 | 60 | Variable Generation (MW) | -90 | 1060
3 Revenue Sufficiency | 2030 | 60 | Variable Generation (MW) | -80 | 1203
3 Revenue Sufficiency | 2030 | 60 | Variable Generation (MW) | -70 | 1309
3 Revenue Sufficiency | 2030 | 60 | Variable Generation (MW) | -60 | 1399
3 Revenue Sufficiency | 2030 | 60 | Variable Generation (MW) | -50 | 1497
3 Revenue Sufficiency | 2030 | 60 | Variable Generation (MW) | -40 | 1618
3 Revenue Sufficiency | 2030 | 60 | Variable Generation (MW) | -30 | 1738
3 Revenue Sufficiency | 2030 | 60 | Variable Generation (MW) | -20 | 1808
3 Revenue Sufficiency | 2030 | 60 | Variable Generation (MW) | -10 | 1931
3 Revenue Sufficiency | 2030 | 60 | Variable Generation (MW) | 0 | 2004
3 Revenue Sufficiency | 2030 | 60 | Variable Generation (MW) | 10 | 1864
3 Revenue Sufficiency | 2030 | 60 | Variable Generation (MW) | 20 | 1730
3 Revenue Sufficiency | 2030 | 60 | Variable Generation (MW) | 30 | 1608
3 Revenue Sufficiency | 2030 | 60 | Variable Generation (MW) | 40 | 1494
3 Revenue Sufficiency | 2030 | 60 | Variable Generation (MW) | 50 | 1395
3 Revenue Sufficiency | 2030 | 60 | Variable Generation (MW) | 60 | 1269
3 Revenue Sufficiency | 2030 | 60 | Variable Generation (MW) | 70 | 1131
3 Revenue Sufficiency | 2030 | 60 | Variable Generation (MW) | 80 | 1040
3 Revenue Sufficiency | 2030 | 60 | Variable Generation (MW) | 90 | 965
3 Revenue Sufficiency | 2030 | 60 | Variable Generation (MW) | 100 | 901
3 Revenue Sufficiency | 2030 | 60 | Variable Generation (MW) | 110 | 843
3 Revenue Sufficiency | 2030 | 60 | Variable Generation (MW) | 120 | 764
3 Revenue Sufficiency | 2030 | 60 | Variable Generation (MW) | 130 | 707
3 Revenue Sufficiency | 2030 | 60 | Variable Generation (MW) | 140 | 700
3 Revenue Sufficiency | 2030 | 60 | Variable Generation (MW) | 150 | 647
3 Revenue Sufficiency | 2030 | 60 | Variable Generation (MW) | 160 | 617
3 Revenue Sufficiency | 2030 | 60 | Variable Generation (MW) | 170 | 535
3 Revenue Sufficiency | 2030 | 60 | Variable Generation (MW) | 180 | 492
3 Revenue Sufficiency | 2030 | 60 | Variable Generation (MW) | 190 | 445
3 Revenue Sufficiency | 2030 | 60 | Variable Generation (MW) | 200 | 429
3 Revenue Sufficiency | 2030 | 60 | Variable Generation (MW) | 210 | 440
3 Revenue Sufficiency | 2030 | 60 | Variable Generation (MW) | 220 | 352
3 Revenue Sufficiency | 2030 | 60 | Variable Generation (MW) | 230 | 332
3 Revenue Sufficiency | 2030 | 60 | Variable Generation (MW) | 240 | 296
3 Revenue Sufficiency | 2030 | 60 | Variable Generation (MW) | 250 | 259
3 Revenue Sufficiency | 2030 | 60 | Variable Generation (MW) | 260 | 265
3 Revenue Sufficiency | 2030 | 60 | Variable Generation (MW) | 270 | 238
3 Revenue Sufficiency | 2030 | 60 | Variable Generation (MW) | 280 | 218
3 Revenue Sufficiency | 2030 | 60 | Variable Generation (MW) | 290 | 231
3 Revenue Sufficiency | 2030 | 60 | Variable Generation (MW) | 300 | 186
3 Revenue Sufficiency | 2030 | 60 | Variable Generation (MW) | 310 | 172
3 Revenue Sufficiency | 2030 | 60 | Variable Generation (MW) | 320 | 148
3 Revenue Sufficiency | 2030 | 60 | Variable Generation (MW) | 330 | 135
3 Revenue Sufficiency | 2030 | 60 | Variable Generation (MW) | 340 | 121
3 Revenue Sufficiency | 2030 | 60 | Variable Generation (MW) | 350 | 134
3 Revenue Sufficiency | 2030 | 60 | Variable Generation (MW) | 360 | 121
3 Revenue Sufficiency | 2030 | 60 | Variable Generation (MW) | 370 | 111
3 Revenue Sufficiency | 2030 | 60 | Variable Generation (MW) | 380 | 106
3 Revenue Sufficiency | 2030 | 60 | Variable Generation (MW) | 390 | 96
3 Revenue Sufficiency | 2030 | 60 | Variable Generation (MW) | 400 | 86
3 Revenue Sufficiency | 2030 | 60 | Variable Generation (MW) | 410 | 83
3 Revenue Sufficiency | 2030 | 60 | Variable Generation (MW) | 420 | 68
3 Revenue Sufficiency | 2030 | 60 | Variable Generation (MW) | 430 | 57
3 Revenue Sufficiency | 2030 | 60 | Variable Generation (MW) | 440 | 67
3 Revenue Sufficiency | 2030 | 60 | Variable Generation (MW) | 450 | 61
3 Revenue Sufficiency | 2030 | 60 | Variable Generation (MW) | 460 | 43
3 Revenue Sufficiency | 2030 | 60 | Variable Generation (MW) | 470 | 49
3 Revenue Sufficiency | 2030 | 60 | Variable Generation (MW) | 480 | 61
3 Revenue Sufficiency | 2030 | 60 | Variable Generation (MW) | 490 | 43
3 Revenue Sufficiency | 2030 | 60 | Variable Generation (MW) | 500 | 26
3 Revenue Sufficiency | 2030 | 60 | Variable Generation (MW) | 510 | 33
3 Revenue Sufficiency | 2030 | 60 | Variable Generation (MW) | 520 | 36
3 Revenue Sufficiency | 2030 | 60 | Variable Generation (MW) | 530 | 31
3 Revenue Sufficiency | 2030 | 60 | Variable Generation (MW) | 540 | 36
3 Revenue Sufficiency | 2030 | 60 | Variable Generation (MW) | 550 | 30
3 Revenue Sufficiency | 2030 | 60 | Variable Generation (MW) | 560 | 34
3 Revenue Sufficiency | 2030 | 60 | Variable Generation (MW) | 570 | 30
3 Revenue Sufficiency | 2030 | 60 | Variable Generation (MW) | 580 | 29
3 Revenue Sufficiency | 2030 | 60 | Variable Generation (MW) | 590 | 24
3 Revenue Sufficiency | 2030 | 60 | Variable Generation (MW) | 600 | 18
3 Revenue Sufficiency | 2030 | 60 | Variable Generation (MW) | 610 | 17
3 Revenue Sufficiency | 2030 | 60 | Variable Generation (MW) | 620 | 20
3 Revenue Sufficiency | 2030 | 60 | Variable Generation (MW) | 630 | 9
3 Revenue Sufficiency | 2030 | 60 | Variable Generation (MW) | 640 | 19
3 Revenue Sufficiency | 2030 | 60 | Variable Generation (MW) | 650 | 16
3 Revenue Sufficiency | 2030 | 60 | Variable Generation (MW) | 660 | 12
3 Revenue Sufficiency | 2030 | 60 | Variable Generation (MW) | 670 | 12
3 Revenue Sufficiency | 2030 | 60 | Variable Generation (MW) | 680 | 10
3 Revenue Sufficiency | 2030 | 60 | Variable Generation (MW) | 690 | 7
3 Revenue Sufficiency | 2030 | 60 | Variable Generation (MW) | 700 | 10
3 Revenue Sufficiency | 2030 | 60 | Variable Generation (MW) | 710 | 11
3 Revenue Sufficiency | 2030 | 60 | Variable Generation (MW) | 720 | 6
3 Revenue Sufficiency | 2030 | 60 | Variable Generation (MW) | 730 | 3
3 Revenue Sufficiency | 2030 | 60 | Variable Generation (MW) | 740 | 5
3 Revenue Sufficiency | 2030 | 60 | Variable Generation (MW) | 750 | 5
3 Revenue Sufficiency | 2030 | 60 | Variable Generation (MW) | 760 | 9
3 Revenue Sufficiency | 2030 | 60 | Variable Generation (MW) | 770 | 6
3 Revenue Sufficiency | 2030 | 60 | Variable Generation (MW) | 780 | 5
3 Revenue Sufficiency | 2030 | 60 | Variable Generation (MW) | 790 | 2
3 Revenue Sufficiency | 2030 | 60 | Variable Generation (MW) | 800 | 2
3 Revenue Sufficiency | 2030 | 60 | Variable Generation (MW) | 810 | 1
3 Revenue Sufficiency | 2030 | 60 | Variable Generation (MW) | 820 | 3
3 Revenue Sufficiency | 2030 | 60 | Variable Generation (MW) | 830 | 3
3 Revenue Sufficiency | 2030 | 60 | Variable Generation (MW) | 840 | 3
3 Revenue Sufficiency | 2030 | 60 | Variable Generation (MW) | 850 | 6
3 Revenue Sufficiency | 2030 | 60 | Variable Generation (MW) | 860 | 5
3 Revenue Sufficiency | 2030 | 60 | Variable Generation (MW) | 870 | 1
3 Revenue Sufficiency | 2030 | 60 | Variable Generation (MW) | 880 | 1
3 Revenue Sufficiency | 2030 | 60 | Variable Generation (MW) | 890 | 3
3 Revenue Sufficiency | 2030 | 60 | Variable Generation (MW) | 900 | 1
3 Revenue Sufficiency | 2030 | 60 | Variable Generation (MW) | 910 | 2
3 Revenue Sufficiency | 2030 | 60 | Variable Generation (MW) | 920 | 4
3 Revenue Sufficiency | 2030 | 60 | Variable Generation (MW) | 930 | 1
3 Revenue Sufficiency | 2030 | 60 | Variable Generation (MW) | 940 | 1
3 Revenue Sufficiency | 2030 | 60 | Variable Generation (MW) | 950 | 5
3 Revenue Sufficiency | 2030 | 60 | Variable Generation (MW) | 960 | 1
3 Revenue Sufficiency | 2030 | 60 | Variable Generation (MW) | 970 | 1
3 Revenue Sufficiency | 2030 | 60 | Variable Generation (MW) | 980 | 1
3 Revenue Sufficiency | 2030 | 60 | Variable Generation (MW) | 990 | 2
3 Revenue Sufficiency | 2030 | 60 | Variable Generation (MW) | 1000 | 0
3 Revenue Sufficiency | 2030 | 60 | Variable Generation (MW) | 1010 | 0
3 Revenue Sufficiency | 2030 | 60 | Variable Generation (MW) | 1020 | 2
3 Revenue Sufficiency | 2030 | 60 | Variable Generation (MW) | 1030 | 2
3 Revenue Sufficiency | 2030 | 60 | Variable Generation (MW) | 1040 | 0
3 Revenue Sufficiency | 2030 | 60 | Variable Generation (MW) | 1050 | 1
3 Revenue Sufficiency | 2030 | 60 | Variable Generation (MW) | 1060 | 1
3 Revenue Sufficiency | 2030 | 60 | Variable Generation (MW) | 1070 | 1
3 Revenue Sufficiency | 2030 | 60 | Variable Generation (MW) | 1080 | 1
3 Revenue Sufficiency | 2030 | 60 | Variable Generation (MW) | 1090 | 0
3 Revenue Sufficiency | 2030 | 60 | Variable Generation (MW) | 1100 | 0
3 Revenue Sufficiency | 2030 | 60 | Variable Generation (MW) | 1110 | 0
3 Revenue Sufficiency | 2030 | 60 | Variable Generation (MW) | 1120 | 0
3 Revenue Sufficiency | 2030 | 60 | Variable Generation (MW) | 1130 | 1
3 Revenue Sufficiency | 2030 | 60 | Variable Generation (MW) | 1140 | 1
3 Revenue Sufficiency | 2030 | 60 | Variable Generation (MW) | 1150 | 1
3 Revenue Sufficiency | 2030 | 60 | Variable Generation (MW) | 1160 | 0
3 Revenue Sufficiency | 2030 | 60 | Variable Generation (MW) | 1170 | 1
3 Revenue Sufficiency | 2030 | 10 | Net Demand (MW) | -450 | 1
3 Revenue Sufficiency | 2030 | 10 | Net Demand (MW) | -440 | 0
3 Revenue Sufficiency | 2030 | 10 | Net Demand (MW) | -430 | 0
3 Revenue Sufficiency | 2030 | 10 | Net Demand (MW) | -420 | 0
3 Revenue Sufficiency | 2030 | 10 | Net Demand (MW) | -410 | 0
3 Revenue Sufficiency | 2030 | 10 | Net Demand (MW) | -400 | 0
3 Revenue Sufficiency | 2030 | 10 | Net Demand (MW) | -390 | 0
3 Revenue Sufficiency | 2030 | 10 | Net Demand (MW) | -380 | 0
3 Revenue Sufficiency | 2030 | 10 | Net Demand (MW) | -370 | 0
3 Revenue Sufficiency | 2030 | 10 | Net Demand (MW) | -360 | 1
3 Revenue Sufficiency | 2030 | 10 | Net Demand (MW) | -350 | 0
3 Revenue Sufficiency | 2030 | 10 | Net Demand (MW) | -340 | 0
3 Revenue Sufficiency | 2030 | 10 | Net Demand (MW) | -330 | 0
3 Revenue Sufficiency | 2030 | 10 | Net Demand (MW) | -320 | 1
3 Revenue Sufficiency | 2030 | 10 | Net Demand (MW) | -310 | 0
3 Revenue Sufficiency | 2030 | 10 | Net Demand (MW) | -300 | 0
3 Revenue Sufficiency | 2030 | 10 | Net Demand (MW) | -290 | 0
3 Revenue Sufficiency | 2030 | 10 | Net Demand (MW) | -280 | 6
3 Revenue Sufficiency | 2030 | 10 | Net Demand (MW) | -270 | 2
3 Revenue Sufficiency | 2030 | 10 | Net Demand (MW) | -260 | 4
3 Revenue Sufficiency | 2030 | 10 | Net Demand (MW) | -250 | 3
3 Revenue Sufficiency | 2030 | 10 | Net Demand (MW) | -240 | 6
3 Revenue Sufficiency | 2030 | 10 | Net Demand (MW) | -230 | 12
3 Revenue Sufficiency | 2030 | 10 | Net Demand (MW) | -220 | 7
3 Revenue Sufficiency | 2030 | 10 | Net Demand (MW) | -210 | 6
3 Revenue Sufficiency | 2030 | 10 | Net Demand (MW) | -200 | 19
3 Revenue Sufficiency | 2030 | 10 | Net Demand (MW) | -190 | 27
3 Revenue Sufficiency | 2030 | 10 | Net Demand (MW) | -180 | 30
3 Revenue Sufficiency | 2030 | 10 | Net Demand (MW) | -170 | 51
3 Revenue Sufficiency | 2030 | 10 | Net Demand (MW) | -160 | 76
3 Revenue Sufficiency | 2030 | 10 | Net Demand (MW) | -150 | 102
3 Revenue Sufficiency | 2030 | 10 | Net Demand (MW) | -140 | 147
3 Revenue Sufficiency | 2030 | 10 | Net Demand (MW) | -130 | 220
3 Revenue Sufficiency | 2030 | 10 | Net Demand (MW) | -120 | 300
3 Revenue Sufficiency | 2030 | 10 | Net Demand (MW) | -110 | 436
3 Revenue Sufficiency | 2030 | 10 | Net Demand (MW) | -100 | 549
3 Revenue Sufficiency | 2030 | 10 | Net Demand (MW) | -90 | 798
3 Revenue Sufficiency | 2030 | 10 | Net Demand (MW) | -80 | 1038
3 Revenue Sufficiency | 2030 | 10 | Net Demand (MW) | -70 | 1430
3 Revenue Sufficiency | 2030 | 10 | Net Demand (MW) | -60 | 1765
3 Revenue Sufficiency | 2030 | 10 | Net Demand (MW) | -50 | 2325
3 Revenue Sufficiency | 2030 | 10 | Net Demand (MW) | -40 | 2764
3 Revenue Sufficiency | 2030 | 10 | Net Demand (MW) | -30 | 3392
3 Revenue Sufficiency | 2030 | 10 | Net Demand (MW) | -20 | 4059
3 Revenue Sufficiency | 2030 | 10 | Net Demand (MW) | -10 | 4564
3 Revenue Sufficiency | 2030 | 10 | Net Demand (MW) | 0 | 4740
3 Revenue Sufficiency | 2030 | 10 | Net Demand (MW) | 10 | 4597
3 Revenue Sufficiency | 2030 | 10 | Net Demand (MW) | 20 | 4018
3 Revenue Sufficiency | 2030 | 10 | Net Demand (MW) | 30 | 3327
3 Revenue Sufficiency | 2030 | 10 | Net Demand (MW) | 40 | 2729
3 Revenue Sufficiency | 2030 | 10 | Net Demand (MW) | 50 | 2161
3 Revenue Sufficiency | 2030 | 10 | Net Demand (MW) | 60 | 1622
3 Revenue Sufficiency | 2030 | 10 | Net Demand (MW) | 70 | 1234
3 Revenue Sufficiency | 2030 | 10 | Net Demand (MW) | 80 | 957
3 Revenue Sufficiency | 2030 | 10 | Net Demand (MW) | 90 | 697
3 Revenue Sufficiency | 2030 | 10 | Net Demand (MW) | 100 | 591
3 Revenue Sufficiency | 2030 | 10 | Net Demand (MW) | 110 | 411
3 Revenue Sufficiency | 2030 | 10 | Net Demand (MW) | 120 | 346
3 Revenue Sufficiency | 2030 | 10 | Net Demand (MW) | 130 | 278
3 Revenue Sufficiency | 2030 | 10 | Net Demand (MW) | 140 | 182
3 Revenue Sufficiency | 2030 | 10 | Net Demand (MW) | 150 | 151
3 Revenue Sufficiency | 2030 | 10 | Net Demand (MW) | 160 | 104
3 Revenue Sufficiency | 2030 | 10 | Net Demand (MW) | 170 | 77
3 Revenue Sufficiency | 2030 | 10 | Net Demand (MW) | 180 | 63
3 Revenue Sufficiency | 2030 | 10 | Net Demand (MW) | 190 | 39
3 Revenue Sufficiency | 2030 | 10 | Net Demand (MW) | 200 | 31
3 Revenue Sufficiency | 2030 | 10 | Net Demand (MW) | 210 | 16
3 Revenue Sufficiency | 2030 | 10 | Net Demand (MW) | 220 | 8
3 Revenue Sufficiency | 2030 | 10 | Net Demand (MW) | 230 | 8
3 Revenue Sufficiency | 2030 | 10 | Net Demand (MW) | 240 | 13
3 Revenue Sufficiency | 2030 | 10 | Net Demand (MW) | 250 | 6
3 Revenue Sufficiency | 2030 | 10 | Net Demand (MW) | 260 | 4
3 Revenue Sufficiency | 2030 | 10 | Net Demand (MW) | 270 | 0
3 Revenue Sufficiency | 2030 | 10 | Net Demand (MW) | 280 | 3
3 Revenue Sufficiency | 2030 | 10 | Net Demand (MW) | 290 | 2
3 Revenue Sufficiency | 2030 | 10 | Net Demand (MW) | 300 | 1
3 Revenue Sufficiency | 2030 | 10 | Net Demand (MW) | 310 | 1
3 Revenue Sufficiency | 2030 | 10 | Net Demand (MW) | 320 | 0
3 Revenue Sufficiency | 2030 | 10 | Net Demand (MW) | 330 | 0
3 Revenue Sufficiency | 2030 | 10 | Net Demand (MW) | 340 | 0
3 Revenue Sufficiency | 2030 | 10 | Net Demand (MW) | 350 | 0
3 Revenue Sufficiency | 2030 | 10 | Net Demand (MW) | 360 | 1
3 Revenue Sufficiency | 2030 | 60 | Net Demand (MW) | -1300 | 1
3 Revenue Sufficiency | 2030 | 60 | Net Demand (MW) | -1290 | 1
3 Revenue Sufficiency | 2030 | 60 | Net Demand (MW) | -1280 | 0
3 Revenue Sufficiency | 2030 | 60 | Net Demand (MW) | -1270 | 1
3 Revenue Sufficiency | 2030 | 60 | Net Demand (MW) | -1260 | 4
3 Revenue Sufficiency | 2030 | 60 | Net Demand (MW) | -1250 | 0
3 Revenue Sufficiency | 2030 | 60 | Net Demand (MW) | -1240 | 0
3 Revenue Sufficiency | 2030 | 60 | Net Demand (MW) | -1230 | 0
3 Revenue Sufficiency | 2030 | 60 | Net Demand (MW) | -1220 | 0
3 Revenue Sufficiency | 2030 | 60 | Net Demand (MW) | -1210 | 1
3 Revenue Sufficiency | 2030 | 60 | Net Demand (MW) | -1200 | 1
3 Revenue Sufficiency | 2030 | 60 | Net Demand (MW) | -1190 | 0
3 Revenue Sufficiency | 2030 | 60 | Net Demand (MW) | -1180 | 0
3 Revenue Sufficiency | 2030 | 60 | Net Demand (MW) | -1170 | 1
3 Revenue Sufficiency | 2030 | 60 | Net Demand (MW) | -1160 | 1
3 Revenue Sufficiency | 2030 | 60 | Net Demand (MW) | -1150 | 1
3 Revenue Sufficiency | 2030 | 60 | Net Demand (MW) | -1140 | 0
3 Revenue Sufficiency | 2030 | 60 | Net Demand (MW) | -1130 | 2
3 Revenue Sufficiency | 2030 | 60 | Net Demand (MW) | -1120 | 0
3 Revenue Sufficiency | 2030 | 60 | Net Demand (MW) | -1110 | 1
3 Revenue Sufficiency | 2030 | 60 | Net Demand (MW) | -1100 | 3
3 Revenue Sufficiency | 2030 | 60 | Net Demand (MW) | -1090 | 1
3 Revenue Sufficiency | 2030 | 60 | Net Demand (MW) | -1080 | 2
3 Revenue Sufficiency | 2030 | 60 | Net Demand (MW) | -1070 | 3
3 Revenue Sufficiency | 2030 | 60 | Net Demand (MW) | -1060 | 1
3 Revenue Sufficiency | 2030 | 60 | Net Demand (MW) | -1050 | 0
3 Revenue Sufficiency | 2030 | 60 | Net Demand (MW) | -1040 | 1
3 Revenue Sufficiency | 2030 | 60 | Net Demand (MW) | -1030 | 1
3 Revenue Sufficiency | 2030 | 60 | Net Demand (MW) | -1020 | 2
3 Revenue Sufficiency | 2030 | 60 | Net Demand (MW) | -1010 | 3
3 Revenue Sufficiency | 2030 | 60 | Net Demand (MW) | -1000 | 4
3 Revenue Sufficiency | 2030 | 60 | Net Demand (MW) | -990 | 1
3 Revenue Sufficiency | 2030 | 60 | Net Demand (MW) | -980 | 3
3 Revenue Sufficiency | 2030 | 60 | Net Demand (MW) | -970 | 2
3 Revenue Sufficiency | 2030 | 60 | Net Demand (MW) | -960 | 2
3 Revenue Sufficiency | 2030 | 60 | Net Demand (MW) | -950 | 2
3 Revenue Sufficiency | 2030 | 60 | Net Demand (MW) | -940 | 3
3 Revenue Sufficiency | 2030 | 60 | Net Demand (MW) | -930 | 7
3 Revenue Sufficiency | 2030 | 60 | Net Demand (MW) | -920 | 7
3 Revenue Sufficiency | 2030 | 60 | Net Demand (MW) | -910 | 7
3 Revenue Sufficiency | 2030 | 60 | Net Demand (MW) | -900 | 5
3 Revenue Sufficiency | 2030 | 60 | Net Demand (MW) | -890 | 3
3 Revenue Sufficiency | 2030 | 60 | Net Demand (MW) | -880 | 8
3 Revenue Sufficiency | 2030 | 60 | Net Demand (MW) | -870 | 5
3 Revenue Sufficiency | 2030 | 60 | Net Demand (MW) | -860 | 10
3 Revenue Sufficiency | 2030 | 60 | Net Demand (MW) | -850 | 9
3 Revenue Sufficiency | 2030 | 60 | Net Demand (MW) | -840 | 13
3 Revenue Sufficiency | 2030 | 60 | Net Demand (MW) | -830 | 4
3 Revenue Sufficiency | 2030 | 60 | Net Demand (MW) | -820 | 9
3 Revenue Sufficiency | 2030 | 60 | Net Demand (MW) | -810 | 8
3 Revenue Sufficiency | 2030 | 60 | Net Demand (MW) | -800 | 10
3 Revenue Sufficiency | 2030 | 60 | Net Demand (MW) | -790 | 10
3 Revenue Sufficiency | 2030 | 60 | Net Demand (MW) | -780 | 16
3 Revenue Sufficiency | 2030 | 60 | Net Demand (MW) | -770 | 15
3 Revenue Sufficiency | 2030 | 60 | Net Demand (MW) | -760 | 10
3 Revenue Sufficiency | 2030 | 60 | Net Demand (MW) | -750 | 22
3 Revenue Sufficiency | 2030 | 60 | Net Demand (MW) | -740 | 15
3 Revenue Sufficiency | 2030 | 60 | Net Demand (MW) | -730 | 27
3 Revenue Sufficiency | 2030 | 60 | Net Demand (MW) | -720 | 22
3 Revenue Sufficiency | 2030 | 60 | Net Demand (MW) | -710 | 26
3 Revenue Sufficiency | 2030 | 60 | Net Demand (MW) | -700 | 32
3 Revenue Sufficiency | 2030 | 60 | Net Demand (MW) | -690 | 37
3 Revenue Sufficiency | 2030 | 60 | Net Demand (MW) | -680 | 25
3 Revenue Sufficiency | 2030 | 60 | Net Demand (MW) | -670 | 53
3 Revenue Sufficiency | 2030 | 60 | Net Demand (MW) | -660 | 53
3 Revenue Sufficiency | 2030 | 60 | Net Demand (MW) | -650 | 55
3 Revenue Sufficiency | 2030 | 60 | Net Demand (MW) | -640 | 49
3 Revenue Sufficiency | 2030 | 60 | Net Demand (MW) | -630 | 53
3 Revenue Sufficiency | 2030 | 60 | Net Demand (MW) | -620 | 45
3 Revenue Sufficiency | 2030 | 60 | Net Demand (MW) | -610 | 46
3 Revenue Sufficiency | 2030 | 60 | Net Demand (MW) | -600 | 68
3 Revenue Sufficiency | 2030 | 60 | Net Demand (MW) | -590 | 69
3 Revenue Sufficiency | 2030 | 60 | Net Demand (MW) | -580 | 70
3 Revenue Sufficiency | 2030 | 60 | Net Demand (MW) | -570 | 88
3 Revenue Sufficiency | 2030 | 60 | Net Demand (MW) | -560 | 68
3 Revenue Sufficiency | 2030 | 60 | Net Demand (MW) | -550 | 93
3 Revenue Sufficiency | 2030 | 60 | Net Demand (MW) | -540 | 95
3 Revenue Sufficiency | 2030 | 60 | Net Demand (MW) | -530 | 84
3 Revenue Sufficiency | 2030 | 60 | Net Demand (MW) | -520 | 99
3 Revenue Sufficiency | 2030 | 60 | Net Demand (MW) | -510 | 105
3 Revenue Sufficiency | 2030 | 60 | Net Demand (MW) | -500 | 118
3 Revenue Sufficiency | 2030 | 60 | Net Demand (MW) | -490 | 148
3 Revenue Sufficiency | 2030 | 60 | Net Demand (MW) | -480 | 141
3 Revenue Sufficiency | 2030 | 60 | Net Demand (MW) | -470 | 162
3 Revenue Sufficiency | 2030 | 60 | Net Demand (MW) | -460 | 172
3 Revenue Sufficiency | 2030 | 60 | Net Demand (MW) | -450 | 165
3 Revenue Sufficiency | 2030 | 60 | Net Demand (MW) | -440 | 179
3 Revenue Sufficiency | 2030 | 60 | Net Demand (MW) | -430 | 193
3 Revenue Sufficiency | 2030 | 60 | Net Demand (MW) | -420 | 203
3 Revenue Sufficiency | 2030 | 60 | Net Demand (MW) | -410 | 186
3 Revenue Sufficiency | 2030 | 60 | Net Demand (MW) | -400 | 237
3 Revenue Sufficiency | 2030 | 60 | Net Demand (MW) | -390 | 221
3 Revenue Sufficiency | 2030 | 60 | Net Demand (MW) | -380 | 241
3 Revenue Sufficiency | 2030 | 60 | Net Demand (MW) | -370 | 255
3 Revenue Sufficiency | 2030 | 60 | Net Demand (MW) | -360 | 262
3 Revenue Sufficiency | 2030 | 60 | Net Demand (MW) | -350 | 318
3 Revenue Sufficiency | 2030 | 60 | Net Demand (MW) | -340 | 297
3 Revenue Sufficiency | 2030 | 60 | Net Demand (MW) | -330 | 324
3 Revenue Sufficiency | 2030 | 60 | Net Demand (MW) | -320 | 365
3 Revenue Sufficiency | 2030 | 60 | Net Demand (MW) | -310 | 368
3 Revenue Sufficiency | 2030 | 60 | Net Demand (MW) | -300 | 356
3 Revenue Sufficiency | 2030 | 60 | Net Demand (MW) | -290 | 349
3 Revenue Sufficiency | 2030 | 60 | Net Demand (MW) | -280 | 381
3 Revenue Sufficiency | 2030 | 60 | Net Demand (MW) | -270 | 395
3 Revenue Sufficiency | 2030 | 60 | Net Demand (MW) | -260 | 438
3 Revenue Sufficiency | 2030 | 60 | Net Demand (MW) | -250 | 470
3 Revenue Sufficiency | 2030 | 60 | Net Demand (MW) | -240 | 414
3 Revenue Sufficiency | 2030 | 60 | Net Demand (MW) | -230 | 455
3 Revenue Sufficiency | 2030 | 60 | Net Demand (MW) | -220 | 479
3 Revenue Sufficiency | 2030 | 60 | Net Demand (MW) | -210 | 529
3 Revenue Sufficiency | 2030 | 60 | Net Demand (MW) | -200 | 546
3 Revenue Sufficiency | 2030 | 60 | Net Demand (MW) | -190 | 561
3 Revenue Sufficiency | 2030 | 60 | Net Demand (MW) | -180 | 605
3 Revenue Sufficiency | 2030 | 60 | Net Demand (MW) | -170 | 675
3 Revenue Sufficiency | 2030 | 60 | Net Demand (MW) | -160 | 673
3 Revenue Sufficiency | 2030 | 60 | Net Demand (MW) | -150 | 608
3 Revenue Sufficiency | 2030 | 60 | Net Demand (MW) | -140 | 674
3 Revenue Sufficiency | 2030 | 60 | Net Demand (MW) | -130 | 692
3 Revenue Sufficiency | 2030 | 60 | Net Demand (MW) | -120 | 787
3 Revenue Sufficiency | 2030 | 60 | Net Demand (MW) | -110 | 788
3 Revenue Sufficiency | 2030 | 60 | Net Demand (MW) | -100 | 801
3 Revenue Sufficiency | 2030 | 60 | Net Demand (MW) | -90 | 794
3 Revenue Sufficiency | 2030 | 60 | Net Demand (MW) | -80 | 836
3 Revenue Sufficiency | 2030 | 60 | Net Demand (MW) | -70 | 853
3 Revenue Sufficiency | 2030 | 60 | Net Demand (MW) | -60 | 895
3 Revenue Sufficiency | 2030 | 60 | Net Demand (MW) | -50 | 878
3 Revenue Sufficiency | 2030 | 60 | Net Demand (MW) | -40 | 958
3 Revenue Sufficiency | 2030 | 60 | Net Demand (MW) | -30 | 951
3 Revenue Sufficiency | 2030 | 60 | Net Demand (MW) | -20 | 953
3 Revenue Sufficiency | 2030 | 60 | Net Demand (MW) | -10 | 1007
3 Revenue Sufficiency | 2030 | 60 | Net Demand (MW) | 0 | 966
3 Revenue Sufficiency | 2030 | 60 | Net Demand (MW) | 10 | 1051
3 Revenue Sufficiency | 2030 | 60 | Net Demand (MW) | 20 | 995
3 Revenue Sufficiency | 2030 | 60 | Net Demand (MW) | 30 | 973
3 Revenue Sufficiency | 2030 | 60 | Net Demand (MW) | 40 | 977
3 Revenue Sufficiency | 2030 | 60 | Net Demand (MW) | 50 | 979
3 Revenue Sufficiency | 2030 | 60 | Net Demand (MW) | 60 | 917
3 Revenue Sufficiency | 2030 | 60 | Net Demand (MW) | 70 | 909
3 Revenue Sufficiency | 2030 | 60 | Net Demand (MW) | 80 | 875
3 Revenue Sufficiency | 2030 | 60 | Net Demand (MW) | 90 | 849
3 Revenue Sufficiency | 2030 | 60 | Net Demand (MW) | 100 | 825
3 Revenue Sufficiency | 2030 | 60 | Net Demand (MW) | 110 | 779
3 Revenue Sufficiency | 2030 | 60 | Net Demand (MW) | 120 | 738
3 Revenue Sufficiency | 2030 | 60 | Net Demand (MW) | 130 | 697
3 Revenue Sufficiency | 2030 | 60 | Net Demand (MW) | 140 | 684
3 Revenue Sufficiency | 2030 | 60 | Net Demand (MW) | 150 | 649
3 Revenue Sufficiency | 2030 | 60 | Net Demand (MW) | 160 | 628
3 Revenue Sufficiency | 2030 | 60 | Net Demand (MW) | 170 | 605
3 Revenue Sufficiency | 2030 | 60 | Net Demand (MW) | 180 | 538
3 Revenue Sufficiency | 2030 | 60 | Net Demand (MW) | 190 | 538
3 Revenue Sufficiency | 2030 | 60 | Net Demand (MW) | 200 | 533
3 Revenue Sufficiency | 2030 | 60 | Net Demand (MW) | 210 | 508
3 Revenue Sufficiency | 2030 | 60 | Net Demand (MW) | 220 | 471
3 Revenue Sufficiency | 2030 | 60 | Net Demand (MW) | 230 | 447
3 Revenue Sufficiency | 2030 | 60 | Net Demand (MW) | 240 | 383
3 Revenue Sufficiency | 2030 | 60 | Net Demand (MW) | 250 | 399
3 Revenue Sufficiency | 2030 | 60 | Net Demand (MW) | 260 | 383
3 Revenue Sufficiency | 2030 | 60 | Net Demand (MW) | 270 | 376
3 Revenue Sufficiency | 2030 | 60 | Net Demand (MW) | 280 | 387
3 Revenue Sufficiency | 2030 | 60 | Net Demand (MW) | 290 | 343
3 Revenue Sufficiency | 2030 | 60 | Net Demand (MW) | 300 | 290
3 Revenue Sufficiency | 2030 | 60 | Net Demand (MW) | 310 | 262
3 Revenue Sufficiency | 2030 | 60 | Net Demand (MW) | 320 | 291
3 Revenue Sufficiency | 2030 | 60 | Net Demand (MW) | 330 | 255
3 Revenue Sufficiency | 2030 | 60 | Net Demand (MW) | 340 | 264
3 Revenue Sufficiency | 2030 | 60 | Net Demand (MW) | 350 | 230
3 Revenue Sufficiency | 2030 | 60 | Net Demand (MW) | 360 | 235
3 Revenue Sufficiency | 2030 | 60 | Net Demand (MW) | 370 | 203
3 Revenue Sufficiency | 2030 | 60 | Net Demand (MW) | 380 | 192
3 Revenue Sufficiency | 2030 | 60 | Net Demand (MW) | 390 | 191
3 Revenue Sufficiency | 2030 | 60 | Net Demand (MW) | 400 | 169
3 Revenue Sufficiency | 2030 | 60 | Net Demand (MW) | 410 | 167
3 Revenue Sufficiency | 2030 | 60 | Net Demand (MW) | 420 | 180
3 Revenue Sufficiency | 2030 | 60 | Net Demand (MW) | 430 | 187
3 Revenue Sufficiency | 2030 | 60 | Net Demand (MW) | 440 | 175
3 Revenue Sufficiency | 2030 | 60 | Net Demand (MW) | 450 | 162
3 Revenue Sufficiency | 2030 | 60 | Net Demand (MW) | 460 | 153
3 Revenue Sufficiency | 2030 | 60 | Net Demand (MW) | 470 | 121
3 Revenue Sufficiency | 2030 | 60 | Net Demand (MW) | 480 | 144
3 Revenue Sufficiency | 2030 | 60 | Net Demand (MW) | 490 | 140
3 Revenue Sufficiency | 2030 | 60 | Net Demand (MW) | 500 | 110
3 Revenue Sufficiency | 2030 | 60 | Net Demand (MW) | 510 | 122
3 Revenue Sufficiency | 2030 | 60 | Net Demand (MW) | 520 | 104
3 Revenue Sufficiency | 2030 | 60 | Net Demand (MW) | 530 | 100
3 Revenue Sufficiency | 2030 | 60 | Net Demand (MW) | 540 | 96
3 Revenue Sufficiency | 2030 | 60 | Net Demand (MW) | 550 | 95
3 Revenue Sufficiency | 2030 | 60 | Net Demand (MW) | 560 | 83
3 Revenue Sufficiency | 2030 | 60 | Net Demand (MW) | 570 | 68
3 Revenue Sufficiency | 2030 | 60 | Net Demand (MW) | 580 | 85
3 Revenue Sufficiency | 2030 | 60 | Net Demand (MW) | 590 | 75
3 Revenue Sufficiency | 2030 | 60 | Net Demand (MW) | 600 | 58
3 Revenue Sufficiency | 2030 | 60 | Net Demand (MW) | 610 | 68
3 Revenue Sufficiency | 2030 | 60 | Net Demand (MW) | 620 | 53
3 Revenue Sufficiency | 2030 | 60 | Net Demand (MW) | 630 | 57
3 Revenue Sufficiency | 2030 | 60 | Net Demand (MW) | 640 | 68
3 Revenue Sufficiency | 2030 | 60 | Net Demand (MW) | 650 | 59
3 Revenue Sufficiency | 2030 | 60 | Net Demand (MW) | 660 | 50
3 Revenue Sufficiency | 2030 | 60 | Net Demand (MW) | 670 | 71
3 Revenue Sufficiency | 2030 | 60 | Net Demand (MW) | 680 | 49
3 Revenue Sufficiency | 2030 | 60 | Net Demand (MW) | 690 | 58
3 Revenue Sufficiency | 2030 | 60 | Net Demand (MW) | 700 | 47
3 Revenue Sufficiency | 2030 | 60 | Net Demand (MW) | 710 | 48
3 Revenue Sufficiency | 2030 | 60 | Net Demand (MW) | 720 | 35
3 Revenue Sufficiency | 2030 | 60 | Net Demand (MW) | 730 | 36
3 Revenue Sufficiency | 2030 | 60 | Net Demand (MW) | 740 | 30
3 Revenue Sufficiency | 2030 | 60 | Net Demand (MW) | 750 | 32
3 Revenue Sufficiency | 2030 | 60 | Net Demand (MW) | 760 | 29
3 Revenue Sufficiency | 2030 | 60 | Net Demand (MW) | 770 | 30
3 Revenue Sufficiency | 2030 | 60 | Net Demand (MW) | 780 | 36
3 Revenue Sufficiency | 2030 | 60 | Net Demand (MW) | 790 | 30
3 Revenue Sufficiency | 2030 | 60 | Net Demand (MW) | 800 | 25
3 Revenue Sufficiency | 2030 | 60 | Net Demand (MW) | 810 | 19
3 Revenue Sufficiency | 2030 | 60 | Net Demand (MW) | 820 | 18
3 Revenue Sufficiency | 2030 | 60 | Net Demand (MW) | 830 | 25
3 Revenue Sufficiency | 2030 | 60 | Net Demand (MW) | 840 | 21
3 Revenue Sufficiency | 2030 | 60 | Net Demand (MW) | 850 | 14
3 Revenue Sufficiency | 2030 | 60 | Net Demand (MW) | 860 | 11
3 Revenue Sufficiency | 2030 | 60 | Net Demand (MW) | 870 | 12
3 Revenue Sufficiency | 2030 | 60 | Net Demand (MW) | 880 | 11
3 Revenue Sufficiency | 2030 | 60 | Net Demand (MW) | 890 | 15
3 Revenue Sufficiency | 2030 | 60 | Net Demand (MW) | 900 | 7
3 Revenue Sufficiency | 2030 | 60 | Net Demand (MW) | 910 | 13
3 Revenue Sufficiency | 2030 | 60 | Net Demand (MW) | 920 | 3
3 Revenue Sufficiency | 2030 | 60 | Net Demand (MW) | 930 | 15
3 Revenue Sufficiency | 2030 | 60 | Net Demand (MW) | 940 | 2
3 Revenue Sufficiency | 2030 | 60 | Net Demand (MW) | 950 | 5
3 Revenue Sufficiency | 2030 | 60 | Net Demand (MW) | 960 | 2
3 Revenue Sufficiency | 2030 | 60 | Net Demand (MW) | 970 | 5
3 Revenue Sufficiency | 2030 | 60 | Net Demand (MW) | 980 | 5
3 Revenue Sufficiency | 2030 | 60 | Net Demand (MW) | 990 | 5
3 Revenue Sufficiency | 2030 | 60 | Net Demand (MW) | 1000 | 7
3 Revenue Sufficiency | 2030 | 60 | Net Demand (MW) | 1010 | 4
3 Revenue Sufficiency | 2030 | 60 | Net Demand (MW) | 1020 | 8
3 Revenue Sufficiency | 2030 | 60 | Net Demand (MW) | 1030 | 2
3 Revenue Sufficiency | 2030 | 60 | Net Demand (MW) | 1040 | 5
3 Revenue Sufficiency | 2030 | 60 | Net Demand (MW) | 1050 | 3
3 Revenue Sufficiency | 2030 | 60 | Net Demand (MW) | 1060 | 2
3 Revenue Sufficiency | 2030 | 60 | Net Demand (MW) | 1070 | 1
3 Revenue Sufficiency | 2030 | 60 | Net Demand (MW) | 1080 | 2
3 Revenue Sufficiency | 2030 | 60 | Net Demand (MW) | 1090 | 3
3 Revenue Sufficiency | 2030 | 60 | Net Demand (MW) | 1100 | 3
3 Revenue Sufficiency | 2030 | 60 | Net Demand (MW) | 1110 | 1
3 Revenue Sufficiency | 2030 | 60 | Net Demand (MW) | 1120 | 2
3 Revenue Sufficiency | 2030 | 60 | Net Demand (MW) | 1130 | 1
3 Revenue Sufficiency | 2030 | 60 | Net Demand (MW) | 1140 | 1
3 Revenue Sufficiency | 2030 | 60 | Net Demand (MW) | 1150 | 1
3 Revenue Sufficiency | 2030 | 60 | Net Demand (MW) | 1160 | 3
3 Revenue Sufficiency | 2030 | 60 | Net Demand (MW) | 1170 | 2
3 Revenue Sufficiency | 2030 | 60 | Net Demand (MW) | 1180 | 1
3 Revenue Sufficiency | 2030 | 60 | Net Demand (MW) | 1190 | 1
3 Revenue Sufficiency | 2030 | 60 | Net Demand (MW) | 1200 | 1
3 Revenue Sufficiency | 2030 | 60 | Net Demand (MW) | 1210 | 0
3 Revenue Sufficiency | 2030 | 60 | Net Demand (MW) | 1220 | 1
3 Revenue Sufficiency | 2030 | 60 | Net Demand (MW) | 1230 | 1
3 Revenue Sufficiency | 2030 | 60 | Net Demand (MW) | 1240 | 0
3 Revenue Sufficiency | 2030 | 60 | Net Demand (MW) | 1250 | 0
3 Revenue Sufficiency | 2030 | 60 | Net Demand (MW) | 1260 | 0
3 Revenue Sufficiency | 2030 | 60 | Net Demand (MW) | 1270 | 0
3 Revenue Sufficiency | 2030 | 60 | Net Demand (MW) | 1280 | 1
3 Revenue Sufficiency | 2030 | 60 | Net Demand (MW) | 1290 | 2
3 Revenue Sufficiency | 2030 | 60 | Net Demand (MW) | 1300 | 0
3 Revenue Sufficiency | 2030 | 60 | Net Demand (MW) | 1310 | 2
3 Revenue Sufficiency | 2030 | 60 | Net Demand (MW) | 1320 | 0
3 Revenue Sufficiency | 2030 | 60 | Net Demand (MW) | 1330 | 0
3 Revenue Sufficiency | 2030 | 60 | Net Demand (MW) | 1340 | 1
3 Revenue Sufficiency | 2030 | 60 | Net Demand (MW) | 1350 | 1
3 Revenue Sufficiency | 2030 | 60 | Net Demand (MW) | 1360 | 1
3 Revenue Sufficiency | 2030 | 60 | Net Demand (MW) | 1370 | 0
3 Revenue Sufficiency | 2030 | 60 | Net Demand (MW) | 1380 | 2

## 4-3 Ramp Rates
Back to Contents
Data for Figure 4-3 – Ramp rates of dispatchable generation
Description: Average ramp rates of dispatchable generation capacity measured as the average increase in output a
generating asset can achieve in a 10-minute interval, expressed as a percentage of the generating asset’s maximum
capability per minute.
Scenario | Year | Asset Type | Capacity (MW) | Ramp Rate (%MC ±0.5%MC/minute) | Range
1 Reference Case | 2021 | Coal | 466 | 0.5% | ≤2%
1 Reference Case | 2021 | Coal | 3772 | 1.5% | ≤2%
1 Reference Case | 2021 | Coal to Gas | 1192 | 1.5% | ≤2%
1 Reference Case | 2021 | CoGen | 740 | 1.5% | ≤2%
1 Reference Case | 2021 | CoGen | 3128 | 2.5% | >2% to ≤4%
1 Reference Case | 2021 | CoGen | 132 | 3.5% | >2% to ≤4%
1 Reference Case | 2021 | CoGen | 198 | 4.5% | >4%
1 Reference Case | 2021 | CoGen | 45 | 6.5% | >4%
1 Reference Case | 2021 | CoGen | 923 | 7.5% | >4%
1 Reference Case | 2021 | Combined Cycle | 1440 | 1.5% | ≤2%
1 Reference Case | 2021 | Combined Cycle | 193 | 2.5% | >2% to ≤4%
1 Reference Case | 2021 | Combined Cycle | 120 | 4.5% | >4%
1 Reference Case | 2021 | Simple Cycle | 348 | 5.5% | >4%
1 Reference Case | 2021 | Simple Cycle | 83 | 6.5% | >4%
1 Reference Case | 2021 | Simple Cycle | 48 | 7.5% | >4%
1 Reference Case | 2021 | Simple Cycle | 48 | 9.5% | >4%
1 Reference Case | 2021 | Simple Cycle | 223 | 11.5% | >4%
1 Reference Case | 2021 | Simple Cycle | 50 | 12.5% | >4%
1 Reference Case | 2021 | Simple Cycle | 98 | 13.5% | >4%
1 Reference Case | 2021 | Simple Cycle | 48 | 15.5% | >4%
1 Reference Case | 2021 | Simple Cycle | 101 | 16.5% | >4%
1 Reference Case | 2021 | Simple Cycle | 101 | 18.5% | >4%
1 Reference Case | 2021 | Hydro | 320 | 1.5% | ≤2%
1 Reference Case | 2021 | Hydro | 104 | 4.5% | >4%
1 Reference Case | 2021 | Hydro | 350 | 5.5% | >4%
1 Reference Case | 2021 | Hydro | 120 | 8.5% | >4%
1 Reference Case | 2021 | Other | 48 | 0.5% | ≤2%
1 Reference Case | 2021 | Other | 350 | 2.5% | >2% to ≤4%
1 Reference Case | 2021 | Other | 25 | 3.5% | >2% to ≤4%
1 Reference Case | 2022 | Coal | 466 | 0.5% | ≤2%
1 Reference Case | 2022 | Coal | 2998 | 1.5% | ≤2%
1 Reference Case | 2022 | Coal to Gas | 1966 | 1.5% | ≤2%
1 Reference Case | 2022 | CoGen | 740 | 1.5% | ≤2%
1 Reference Case | 2022 | CoGen | 3263 | 2.5% | >2% to ≤4%
1 Reference Case | 2022 | CoGen | 132 | 3.5% | >2% to ≤4%
1 Reference Case | 2022 | CoGen | 198 | 4.5% | >4%
1 Reference Case | 2022 | CoGen | 45 | 6.5% | >4%
1 Reference Case | 2022 | CoGen | 923 | 7.5% | >4%
1 Reference Case | 2022 | Combined Cycle | 1440 | 1.5% | ≤2%
1 Reference Case | 2022 | Combined Cycle | 193 | 2.5% | >2% to ≤4%
1 Reference Case | 2022 | Combined Cycle | 120 | 4.5% | >4%
1 Reference Case | 2022 | Simple Cycle | 348 | 5.5% | >4%
1 Reference Case | 2022 | Simple Cycle | 83 | 6.5% | >4%
1 Reference Case | 2022 | Simple Cycle | 48 | 7.5% | >4%
1 Reference Case | 2022 | Simple Cycle | 48 | 9.5% | >4%
1 Reference Case | 2022 | Simple Cycle | 455.5 | 11.5% | >4%
1 Reference Case | 2022 | Simple Cycle | 50 | 12.5% | >4%
1 Reference Case | 2022 | Simple Cycle | 98 | 13.5% | >4%
1 Reference Case | 2022 | Simple Cycle | 48 | 15.5% | >4%
1 Reference Case | 2022 | Simple Cycle | 101 | 16.5% | >4%
1 Reference Case | 2022 | Simple Cycle | 101 | 18.5% | >4%
1 Reference Case | 2022 | Hydro | 320 | 1.5% | ≤2%
1 Reference Case | 2022 | Hydro | 104 | 4.5% | >4%
1 Reference Case | 2022 | Hydro | 350 | 5.5% | >4%
1 Reference Case | 2022 | Hydro | 120 | 8.5% | >4%
1 Reference Case | 2022 | Other | 48 | 0.5% | ≤2%
1 Reference Case | 2022 | Other | 350 | 2.5% | >2% to ≤4%
1 Reference Case | 2022 | Other | 25 | 3.5% | >2% to ≤4%
1 Reference Case | 2023 | Coal | 466 | 0.5% | ≤2%
1 Reference Case | 2023 | Coal | 1418 | 1.5% | ≤2%
1 Reference Case | 2023 | Coal to Gas | 3546 | 1.5% | ≤2%
1 Reference Case | 2023 | CoGen | 740 | 1.5% | ≤2%
1 Reference Case | 2023 | CoGen | 3263 | 2.5% | >2% to ≤4%
1 Reference Case | 2023 | CoGen | 132 | 3.5% | >2% to ≤4%
1 Reference Case | 2023 | CoGen | 198 | 4.5% | >4%
1 Reference Case | 2023 | CoGen | 45 | 6.5% | >4%
1 Reference Case | 2023 | CoGen | 923 | 7.5% | >4%
1 Reference Case | 2023 | Combined Cycle | 1440 | 1.5% | ≤2%
1 Reference Case | 2023 | Combined Cycle | 193 | 2.5% | >2% to ≤4%
1 Reference Case | 2023 | Combined Cycle | 120 | 4.5% | >4%
1 Reference Case | 2023 | Simple Cycle | 348 | 5.5% | >4%
1 Reference Case | 2023 | Simple Cycle | 83 | 6.5% | >4%
1 Reference Case | 2023 | Simple Cycle | 48 | 7.5% | >4%
1 Reference Case | 2023 | Simple Cycle | 48 | 9.5% | >4%
1 Reference Case | 2023 | Simple Cycle | 455.5 | 11.5% | >4%
1 Reference Case | 2023 | Simple Cycle | 50 | 12.5% | >4%
1 Reference Case | 2023 | Simple Cycle | 98 | 13.5% | >4%
1 Reference Case | 2023 | Simple Cycle | 48 | 15.5% | >4%
1 Reference Case | 2023 | Simple Cycle | 101 | 16.5% | >4%
1 Reference Case | 2023 | Simple Cycle | 101 | 18.5% | >4%
1 Reference Case | 2023 | Hydro | 320 | 1.5% | ≤2%
1 Reference Case | 2023 | Hydro | 104 | 4.5% | >4%
1 Reference Case | 2023 | Hydro | 350 | 5.5% | >4%
1 Reference Case | 2023 | Hydro | 120 | 8.5% | >4%
1 Reference Case | 2023 | Other | 48 | 0.5% | ≤2%
1 Reference Case | 2023 | Other | 350 | 2.5% | >2% to ≤4%
1 Reference Case | 2023 | Other | 25 | 3.5% | >2% to ≤4%
1 Reference Case | 2024 | Coal | 466 | 0.5% | ≤2%
1 Reference Case | 2024 | Coal | 955 | 1.5% | ≤2%
1 Reference Case | 2024 | Coal to Gas | 4009 | 1.5% | ≤2%
1 Reference Case | 2024 | CoGen | 740 | 1.5% | ≤2%
1 Reference Case | 2024 | CoGen | 3353 | 2.5% | >2% to ≤4%
1 Reference Case | 2024 | CoGen | 132 | 3.5% | >2% to ≤4%
1 Reference Case | 2024 | CoGen | 198 | 4.5% | >4%
1 Reference Case | 2024 | CoGen | 45 | 6.5% | >4%
1 Reference Case | 2024 | CoGen | 923 | 7.5% | >4%
1 Reference Case | 2024 | Combined Cycle | 1440 | 1.5% | ≤2%
1 Reference Case | 2024 | Combined Cycle | 193 | 2.5% | >2% to ≤4%
1 Reference Case | 2024 | Combined Cycle | 120 | 4.5% | >4%
1 Reference Case | 2024 | Simple Cycle | 348 | 5.5% | >4%
1 Reference Case | 2024 | Simple Cycle | 83 | 6.5% | >4%
1 Reference Case | 2024 | Simple Cycle | 48 | 7.5% | >4%
1 Reference Case | 2024 | Simple Cycle | 48 | 9.5% | >4%
1 Reference Case | 2024 | Simple Cycle | 455.5 | 11.5% | >4%
1 Reference Case | 2024 | Simple Cycle | 50 | 12.5% | >4%
1 Reference Case | 2024 | Simple Cycle | 98 | 13.5% | >4%
1 Reference Case | 2024 | Simple Cycle | 48 | 15.5% | >4%
1 Reference Case | 2024 | Simple Cycle | 101 | 16.5% | >4%
1 Reference Case | 2024 | Simple Cycle | 101 | 18.5% | >4%
1 Reference Case | 2024 | Hydro | 320 | 1.5% | ≤2%
1 Reference Case | 2024 | Hydro | 104 | 4.5% | >4%
1 Reference Case | 2024 | Hydro | 350 | 5.5% | >4%
1 Reference Case | 2024 | Hydro | 120 | 8.5% | >4%
1 Reference Case | 2024 | Other | 48 | 0.5% | ≤2%
1 Reference Case | 2024 | Other | 350 | 2.5% | >2% to ≤4%
1 Reference Case | 2024 | Other | 25 | 3.5% | >2% to ≤4%
1 Reference Case | 2025 | Coal | 466 | 0.5% | ≤2%
1 Reference Case | 2025 | Coal | 955 | 1.5% | ≤2%
1 Reference Case | 2025 | Coal to Gas | 4009 | 1.5% | ≤2%
1 Reference Case | 2025 | CoGen | 740 | 1.5% | ≤2%
1 Reference Case | 2025 | CoGen | 3398 | 2.5% | >2% to ≤4%
1 Reference Case | 2025 | CoGen | 132 | 3.5% | >2% to ≤4%
1 Reference Case | 2025 | CoGen | 198 | 4.5% | >4%
1 Reference Case | 2025 | CoGen | 45 | 6.5% | >4%
1 Reference Case | 2025 | CoGen | 923 | 7.5% | >4%
1 Reference Case | 2025 | Combined Cycle | 1440 | 1.5% | ≤2%
1 Reference Case | 2025 | Combined Cycle | 193 | 2.5% | >2% to ≤4%
1 Reference Case | 2025 | Combined Cycle | 120 | 4.5% | >4%
1 Reference Case | 2025 | Simple Cycle | 348 | 5.5% | >4%
1 Reference Case | 2025 | Simple Cycle | 83 | 6.5% | >4%
1 Reference Case | 2025 | Simple Cycle | 48 | 7.5% | >4%
1 Reference Case | 2025 | Simple Cycle | 48 | 9.5% | >4%
1 Reference Case | 2025 | Simple Cycle | 688 | 11.5% | >4%
1 Reference Case | 2025 | Simple Cycle | 50 | 12.5% | >4%
1 Reference Case | 2025 | Simple Cycle | 98 | 13.5% | >4%
1 Reference Case | 2025 | Simple Cycle | 48 | 15.5% | >4%
1 Reference Case | 2025 | Simple Cycle | 101 | 16.5% | >4%
1 Reference Case | 2025 | Simple Cycle | 101 | 18.5% | >4%
1 Reference Case | 2025 | Hydro | 320 | 1.5% | ≤2%
1 Reference Case | 2025 | Hydro | 104 | 4.5% | >4%
1 Reference Case | 2025 | Hydro | 350 | 5.5% | >4%
1 Reference Case | 2025 | Hydro | 120 | 8.5% | >4%
1 Reference Case | 2025 | Other | 48 | 0.5% | ≤2%
1 Reference Case | 2025 | Other | 350 | 2.5% | >2% to ≤4%
1 Reference Case | 2025 | Other | 25 | 3.5% | >2% to ≤4%
1 Reference Case | 2026 | Coal | 466 | 0.5% | ≤2%
1 Reference Case | 2026 | Coal | 800 | 1.5% | ≤2%
1 Reference Case | 2026 | Coal to Gas | 4009 | 1.5% | ≤2%
1 Reference Case | 2026 | CoGen | 740 | 1.5% | ≤2%
1 Reference Case | 2026 | CoGen | 3398 | 2.5% | >2% to ≤4%
1 Reference Case | 2026 | CoGen | 132 | 3.5% | >2% to ≤4%
1 Reference Case | 2026 | CoGen | 198 | 4.5% | >4%
1 Reference Case | 2026 | CoGen | 45 | 6.5% | >4%
1 Reference Case | 2026 | CoGen | 923 | 7.5% | >4%
1 Reference Case | 2026 | Combined Cycle | 1440 | 1.5% | ≤2%
1 Reference Case | 2026 | Combined Cycle | 193 | 2.5% | >2% to ≤4%
1 Reference Case | 2026 | Combined Cycle | 120 | 4.5% | >4%
1 Reference Case | 2026 | Simple Cycle | 348 | 5.5% | >4%
1 Reference Case | 2026 | Simple Cycle | 83 | 6.5% | >4%
1 Reference Case | 2026 | Simple Cycle | 48 | 7.5% | >4%
1 Reference Case | 2026 | Simple Cycle | 48 | 9.5% | >4%
1 Reference Case | 2026 | Simple Cycle | 920.5 | 11.5% | >4%
1 Reference Case | 2026 | Simple Cycle | 50 | 12.5% | >4%
1 Reference Case | 2026 | Simple Cycle | 98 | 13.5% | >4%
1 Reference Case | 2026 | Simple Cycle | 48 | 15.5% | >4%
1 Reference Case | 2026 | Simple Cycle | 101 | 16.5% | >4%
1 Reference Case | 2026 | Simple Cycle | 101 | 18.5% | >4%
1 Reference Case | 2026 | Hydro | 320 | 1.5% | ≤2%
1 Reference Case | 2026 | Hydro | 104 | 4.5% | >4%
1 Reference Case | 2026 | Hydro | 350 | 5.5% | >4%
1 Reference Case | 2026 | Hydro | 120 | 8.5% | >4%
1 Reference Case | 2026 | Other | 48 | 0.5% | ≤2%
1 Reference Case | 2026 | Other | 350 | 2.5% | >2% to ≤4%
1 Reference Case | 2026 | Other | 25 | 3.5% | >2% to ≤4%
1 Reference Case | 2027 | Coal | 466 | 0.5% | ≤2%
1 Reference Case | 2027 | Coal | 800 | 1.5% | ≤2%
1 Reference Case | 2027 | Coal to Gas | 4009 | 1.5% | ≤2%
1 Reference Case | 2027 | CoGen | 740 | 1.5% | ≤2%
1 Reference Case | 2027 | CoGen | 3443 | 2.5% | >2% to ≤4%
1 Reference Case | 2027 | CoGen | 132 | 3.5% | >2% to ≤4%
1 Reference Case | 2027 | CoGen | 198 | 4.5% | >4%
1 Reference Case | 2027 | CoGen | 45 | 6.5% | >4%
1 Reference Case | 2027 | CoGen | 923 | 7.5% | >4%
1 Reference Case | 2027 | Combined Cycle | 1440 | 1.5% | ≤2%
1 Reference Case | 2027 | Combined Cycle | 193 | 2.5% | >2% to ≤4%
1 Reference Case | 2027 | Combined Cycle | 120 | 4.5% | >4%
1 Reference Case | 2027 | Simple Cycle | 348 | 5.5% | >4%
1 Reference Case | 2027 | Simple Cycle | 83 | 6.5% | >4%
1 Reference Case | 2027 | Simple Cycle | 48 | 7.5% | >4%
1 Reference Case | 2027 | Simple Cycle | 48 | 9.5% | >4%
1 Reference Case | 2027 | Simple Cycle | 920.5 | 11.5% | >4%
1 Reference Case | 2027 | Simple Cycle | 50 | 12.5% | >4%
1 Reference Case | 2027 | Simple Cycle | 98 | 13.5% | >4%
1 Reference Case | 2027 | Simple Cycle | 48 | 15.5% | >4%
1 Reference Case | 2027 | Simple Cycle | 101 | 16.5% | >4%
1 Reference Case | 2027 | Simple Cycle | 101 | 18.5% | >4%
1 Reference Case | 2027 | Hydro | 320 | 1.5% | ≤2%
1 Reference Case | 2027 | Hydro | 104 | 4.5% | >4%
1 Reference Case | 2027 | Hydro | 350 | 5.5% | >4%
1 Reference Case | 2027 | Hydro | 120 | 8.5% | >4%
1 Reference Case | 2027 | Other | 48 | 0.5% | ≤2%
1 Reference Case | 2027 | Other | 350 | 2.5% | >2% to ≤4%
1 Reference Case | 2027 | Other | 25 | 3.5% | >2% to ≤4%
1 Reference Case | 2028 | Coal | 466 | 0.5% | ≤2%
1 Reference Case | 2028 | Coal | 0 | 1.5% | ≤2%
1 Reference Case | 2028 | Coal to Gas | 4809 | 1.5% | ≤2%
1 Reference Case | 2028 | CoGen | 740 | 1.5% | ≤2%
1 Reference Case | 2028 | CoGen | 3443 | 2.5% | >2% to ≤4%
1 Reference Case | 2028 | CoGen | 132 | 3.5% | >2% to ≤4%
1 Reference Case | 2028 | CoGen | 198 | 4.5% | >4%
1 Reference Case | 2028 | CoGen | 45 | 6.5% | >4%
1 Reference Case | 2028 | CoGen | 923 | 7.5% | >4%
1 Reference Case | 2028 | Combined Cycle | 1440 | 1.5% | ≤2%
1 Reference Case | 2028 | Combined Cycle | 193 | 2.5% | >2% to ≤4%
1 Reference Case | 2028 | Combined Cycle | 120 | 4.5% | >4%
1 Reference Case | 2028 | Simple Cycle | 348 | 5.5% | >4%
1 Reference Case | 2028 | Simple Cycle | 83 | 6.5% | >4%
1 Reference Case | 2028 | Simple Cycle | 48 | 7.5% | >4%
1 Reference Case | 2028 | Simple Cycle | 48 | 9.5% | >4%
1 Reference Case | 2028 | Simple Cycle | 920.5 | 11.5% | >4%
1 Reference Case | 2028 | Simple Cycle | 50 | 12.5% | >4%
1 Reference Case | 2028 | Simple Cycle | 98 | 13.5% | >4%
1 Reference Case | 2028 | Simple Cycle | 48 | 15.5% | >4%
1 Reference Case | 2028 | Simple Cycle | 101 | 16.5% | >4%
1 Reference Case | 2028 | Simple Cycle | 101 | 18.5% | >4%
1 Reference Case | 2028 | Hydro | 320 | 1.5% | ≤2%
1 Reference Case | 2028 | Hydro | 104 | 4.5% | >4%
1 Reference Case | 2028 | Hydro | 350 | 5.5% | >4%
1 Reference Case | 2028 | Hydro | 120 | 8.5% | >4%
1 Reference Case | 2028 | Other | 48 | 0.5% | ≤2%
1 Reference Case | 2028 | Other | 350 | 2.5% | >2% to ≤4%
1 Reference Case | 2028 | Other | 25 | 3.5% | >2% to ≤4%
1 Reference Case | 2029 | Coal | 0 | 0.5% | ≤2%
1 Reference Case | 2029 | Coal to Gas | 5275 | 1.5% | ≤2%
1 Reference Case | 2029 | CoGen | 740 | 1.5% | ≤2%
1 Reference Case | 2029 | CoGen | 3443 | 2.5% | >2% to ≤4%
1 Reference Case | 2029 | CoGen | 132 | 3.5% | >2% to ≤4%
1 Reference Case | 2029 | CoGen | 198 | 4.5% | >4%
1 Reference Case | 2029 | CoGen | 45 | 6.5% | >4%
1 Reference Case | 2029 | CoGen | 923 | 7.5% | >4%
1 Reference Case | 2029 | Combined Cycle | 1440 | 1.5% | ≤2%
1 Reference Case | 2029 | Combined Cycle | 193 | 2.5% | >2% to ≤4%
1 Reference Case | 2029 | Combined Cycle | 120 | 4.5% | >4%
1 Reference Case | 2029 | Simple Cycle | 348 | 5.5% | >4%
1 Reference Case | 2029 | Simple Cycle | 83 | 6.5% | >4%
1 Reference Case | 2029 | Simple Cycle | 48 | 7.5% | >4%
1 Reference Case | 2029 | Simple Cycle | 48 | 9.5% | >4%
1 Reference Case | 2029 | Simple Cycle | 1153 | 11.5% | >4%
1 Reference Case | 2029 | Simple Cycle | 50 | 12.5% | >4%
1 Reference Case | 2029 | Simple Cycle | 98 | 13.5% | >4%
1 Reference Case | 2029 | Simple Cycle | 48 | 15.5% | >4%
1 Reference Case | 2029 | Simple Cycle | 101 | 16.5% | >4%
1 Reference Case | 2029 | Simple Cycle | 101 | 18.5% | >4%
1 Reference Case | 2029 | Hydro | 320 | 1.5% | ≤2%
1 Reference Case | 2029 | Hydro | 104 | 4.5% | >4%
1 Reference Case | 2029 | Hydro | 350 | 5.5% | >4%
1 Reference Case | 2029 | Hydro | 120 | 8.5% | >4%
1 Reference Case | 2029 | Other | 48 | 0.5% | ≤2%
1 Reference Case | 2029 | Other | 350 | 2.5% | >2% to ≤4%
1 Reference Case | 2029 | Other | 25 | 3.5% | >2% to ≤4%
1 Reference Case | 2030 | Coal to Gas | 4890 | 1.5% | ≤2%
1 Reference Case | 2030 | CoGen | 740 | 1.5% | ≤2%
1 Reference Case | 2030 | CoGen | 3533 | 2.5% | >2% to ≤4%
1 Reference Case | 2030 | CoGen | 132 | 3.5% | >2% to ≤4%
1 Reference Case | 2030 | CoGen | 198 | 4.5% | >4%
1 Reference Case | 2030 | CoGen | 45 | 6.5% | >4%
1 Reference Case | 2030 | CoGen | 923 | 7.5% | >4%
1 Reference Case | 2030 | Combined Cycle | 1919 | 1.5% | ≤2%
1 Reference Case | 2030 | Combined Cycle | 193 | 2.5% | >2% to ≤4%
1 Reference Case | 2030 | Combined Cycle | 120 | 4.5% | >4%
1 Reference Case | 2030 | Simple Cycle | 348 | 5.5% | >4%
1 Reference Case | 2030 | Simple Cycle | 83 | 6.5% | >4%
1 Reference Case | 2030 | Simple Cycle | 48 | 7.5% | >4%
1 Reference Case | 2030 | Simple Cycle | 48 | 9.5% | >4%
1 Reference Case | 2030 | Simple Cycle | 1153 | 11.5% | >4%
1 Reference Case | 2030 | Simple Cycle | 50 | 12.5% | >4%
1 Reference Case | 2030 | Simple Cycle | 98 | 13.5% | >4%
1 Reference Case | 2030 | Simple Cycle | 48 | 15.5% | >4%
1 Reference Case | 2030 | Simple Cycle | 101 | 16.5% | >4%
1 Reference Case | 2030 | Simple Cycle | 101 | 18.5% | >4%
1 Reference Case | 2030 | Hydro | 320 | 1.5% | ≤2%
1 Reference Case | 2030 | Hydro | 104 | 4.5% | >4%
1 Reference Case | 2030 | Hydro | 350 | 5.5% | >4%
1 Reference Case | 2030 | Hydro | 120 | 8.5% | >4%
1 Reference Case | 2030 | Other | 48 | 0.5% | ≤2%
1 Reference Case | 2030 | Other | 350 | 2.5% | >2% to ≤4%
1 Reference Case | 2030 | Other | 25 | 3.5% | >2% to ≤4%
2 Diversification | 2021 | Coal | 466 | 0.5% | ≤2%
2 Diversification | 2021 | Coal | 3772 | 1.5% | ≤2%
2 Diversification | 2021 | Coal to Gas | 1192 | 1.5% | ≤2%
2 Diversification | 2021 | CoGen | 740 | 1.5% | ≤2%
2 Diversification | 2021 | CoGen | 3128 | 2.5% | >2% to ≤4%
2 Diversification | 2021 | CoGen | 132 | 3.5% | >2% to ≤4%
2 Diversification | 2021 | CoGen | 198 | 4.5% | >4%
2 Diversification | 2021 | CoGen | 45 | 6.5% | >4%
2 Diversification | 2021 | CoGen | 923 | 7.5% | >4%
2 Diversification | 2021 | Combined Cycle | 1440 | 1.5% | ≤2%
2 Diversification | 2021 | Combined Cycle | 193 | 2.5% | >2% to ≤4%
2 Diversification | 2021 | Combined Cycle | 120 | 4.5% | >4%
2 Diversification | 2021 | Simple Cycle | 348 | 5.5% | >4%
2 Diversification | 2021 | Simple Cycle | 83 | 6.5% | >4%
2 Diversification | 2021 | Simple Cycle | 48 | 7.5% | >4%
2 Diversification | 2021 | Simple Cycle | 48 | 9.5% | >4%
2 Diversification | 2021 | Simple Cycle | 223 | 11.5% | >4%
2 Diversification | 2021 | Simple Cycle | 50 | 12.5% | >4%
2 Diversification | 2021 | Simple Cycle | 98 | 13.5% | >4%
2 Diversification | 2021 | Simple Cycle | 48 | 15.5% | >4%
2 Diversification | 2021 | Simple Cycle | 101 | 16.5% | >4%
2 Diversification | 2021 | Simple Cycle | 101 | 18.5% | >4%
2 Diversification | 2021 | Hydro | 320 | 1.5% | ≤2%
2 Diversification | 2021 | Hydro | 104 | 4.5% | >4%
2 Diversification | 2021 | Hydro | 350 | 5.5% | >4%
2 Diversification | 2021 | Hydro | 120 | 8.5% | >4%
2 Diversification | 2021 | Other | 48 | 0.5% | ≤2%
2 Diversification | 2021 | Other | 350 | 2.5% | >2% to ≤4%
2 Diversification | 2021 | Other | 25 | 3.5% | >2% to ≤4%
2 Diversification | 2022 | Coal | 466 | 0.5% | ≤2%
2 Diversification | 2022 | Coal | 2998 | 1.5% | ≤2%
2 Diversification | 2022 | Coal to Gas | 1966 | 1.5% | ≤2%
2 Diversification | 2022 | CoGen | 740 | 1.5% | ≤2%
2 Diversification | 2022 | CoGen | 3128 | 2.5% | >2% to ≤4%
2 Diversification | 2022 | CoGen | 132 | 3.5% | >2% to ≤4%
2 Diversification | 2022 | CoGen | 198 | 4.5% | >4%
2 Diversification | 2022 | CoGen | 45 | 6.5% | >4%
2 Diversification | 2022 | CoGen | 923 | 7.5% | >4%
2 Diversification | 2022 | Combined Cycle | 1440 | 1.5% | ≤2%
2 Diversification | 2022 | Combined Cycle | 193 | 2.5% | >2% to ≤4%
2 Diversification | 2022 | Combined Cycle | 120 | 4.5% | >4%
2 Diversification | 2022 | Simple Cycle | 348 | 5.5% | >4%
2 Diversification | 2022 | Simple Cycle | 83 | 6.5% | >4%
2 Diversification | 2022 | Simple Cycle | 48 | 7.5% | >4%
2 Diversification | 2022 | Simple Cycle | 48 | 9.5% | >4%
2 Diversification | 2022 | Simple Cycle | 455.5 | 11.5% | >4%
2 Diversification | 2022 | Simple Cycle | 50 | 12.5% | >4%
2 Diversification | 2022 | Simple Cycle | 98 | 13.5% | >4%
2 Diversification | 2022 | Simple Cycle | 48 | 15.5% | >4%
2 Diversification | 2022 | Simple Cycle | 101 | 16.5% | >4%
2 Diversification | 2022 | Simple Cycle | 101 | 18.5% | >4%
2 Diversification | 2022 | Hydro | 320 | 1.5% | ≤2%
2 Diversification | 2022 | Hydro | 104 | 4.5% | >4%
2 Diversification | 2022 | Hydro | 350 | 5.5% | >4%
2 Diversification | 2022 | Hydro | 120 | 8.5% | >4%
2 Diversification | 2022 | Other | 48 | 0.5% | ≤2%
2 Diversification | 2022 | Other | 350 | 2.5% | >2% to ≤4%
2 Diversification | 2022 | Other | 25 | 3.5% | >2% to ≤4%
2 Diversification | 2023 | Coal | 466 | 0.5% | ≤2%
2 Diversification | 2023 | Coal | 1418 | 1.5% | ≤2%
2 Diversification | 2023 | Coal to Gas | 3546 | 1.5% | ≤2%
2 Diversification | 2023 | CoGen | 740 | 1.5% | ≤2%
2 Diversification | 2023 | CoGen | 3128 | 2.5% | >2% to ≤4%
2 Diversification | 2023 | CoGen | 132 | 3.5% | >2% to ≤4%
2 Diversification | 2023 | CoGen | 198 | 4.5% | >4%
2 Diversification | 2023 | CoGen | 45 | 6.5% | >4%
2 Diversification | 2023 | CoGen | 923 | 7.5% | >4%
2 Diversification | 2023 | Combined Cycle | 1440 | 1.5% | ≤2%
2 Diversification | 2023 | Combined Cycle | 193 | 2.5% | >2% to ≤4%
2 Diversification | 2023 | Combined Cycle | 120 | 4.5% | >4%
2 Diversification | 2023 | Simple Cycle | 348 | 5.5% | >4%
2 Diversification | 2023 | Simple Cycle | 83 | 6.5% | >4%
2 Diversification | 2023 | Simple Cycle | 48 | 7.5% | >4%
2 Diversification | 2023 | Simple Cycle | 48 | 9.5% | >4%
2 Diversification | 2023 | Simple Cycle | 455.5 | 11.5% | >4%
2 Diversification | 2023 | Simple Cycle | 50 | 12.5% | >4%
2 Diversification | 2023 | Simple Cycle | 98 | 13.5% | >4%
2 Diversification | 2023 | Simple Cycle | 48 | 15.5% | >4%
2 Diversification | 2023 | Simple Cycle | 101 | 16.5% | >4%
2 Diversification | 2023 | Simple Cycle | 101 | 18.5% | >4%
2 Diversification | 2023 | Hydro | 320 | 1.5% | ≤2%
2 Diversification | 2023 | Hydro | 104 | 4.5% | >4%
2 Diversification | 2023 | Hydro | 350 | 5.5% | >4%
2 Diversification | 2023 | Hydro | 120 | 8.5% | >4%
2 Diversification | 2023 | Other | 48 | 0.5% | ≤2%
2 Diversification | 2023 | Other | 350 | 2.5% | >2% to ≤4%
2 Diversification | 2023 | Other | 25 | 3.5% | >2% to ≤4%
2 Diversification | 2024 | Coal | 466 | 0.5% | ≤2%
2 Diversification | 2024 | Coal | 955 | 1.5% | ≤2%
2 Diversification | 2024 | Coal to Gas | 4009 | 1.5% | ≤2%
2 Diversification | 2024 | CoGen | 740 | 1.5% | ≤2%
2 Diversification | 2024 | CoGen | 3128 | 2.5% | >2% to ≤4%
2 Diversification | 2024 | CoGen | 132 | 3.5% | >2% to ≤4%
2 Diversification | 2024 | CoGen | 198 | 4.5% | >4%
2 Diversification | 2024 | CoGen | 45 | 6.5% | >4%
2 Diversification | 2024 | CoGen | 923 | 7.5% | >4%
2 Diversification | 2024 | Combined Cycle | 1440 | 1.5% | ≤2%
2 Diversification | 2024 | Combined Cycle | 193 | 2.5% | >2% to ≤4%
2 Diversification | 2024 | Combined Cycle | 120 | 4.5% | >4%
2 Diversification | 2024 | Simple Cycle | 348 | 5.5% | >4%
2 Diversification | 2024 | Simple Cycle | 83 | 6.5% | >4%
2 Diversification | 2024 | Simple Cycle | 48 | 7.5% | >4%
2 Diversification | 2024 | Simple Cycle | 48 | 9.5% | >4%
2 Diversification | 2024 | Simple Cycle | 455.5 | 11.5% | >4%
2 Diversification | 2024 | Simple Cycle | 50 | 12.5% | >4%
2 Diversification | 2024 | Simple Cycle | 98 | 13.5% | >4%
2 Diversification | 2024 | Simple Cycle | 48 | 15.5% | >4%
2 Diversification | 2024 | Simple Cycle | 101 | 16.5% | >4%
2 Diversification | 2024 | Simple Cycle | 101 | 18.5% | >4%
2 Diversification | 2024 | Hydro | 320 | 1.5% | ≤2%
2 Diversification | 2024 | Hydro | 104 | 4.5% | >4%
2 Diversification | 2024 | Hydro | 350 | 5.5% | >4%
2 Diversification | 2024 | Hydro | 120 | 8.5% | >4%
2 Diversification | 2024 | Other | 48 | 0.5% | ≤2%
2 Diversification | 2024 | Other | 350 | 2.5% | >2% to ≤4%
2 Diversification | 2024 | Other | 25 | 3.5% | >2% to ≤4%
2 Diversification | 2025 | Coal | 466 | 0.5% | ≤2%
2 Diversification | 2025 | Coal | 955 | 1.5% | ≤2%
2 Diversification | 2025 | Coal to Gas | 4009 | 1.5% | ≤2%
2 Diversification | 2025 | CoGen | 740 | 1.5% | ≤2%
2 Diversification | 2025 | CoGen | 3128 | 2.5% | >2% to ≤4%
2 Diversification | 2025 | CoGen | 132 | 3.5% | >2% to ≤4%
2 Diversification | 2025 | CoGen | 198 | 4.5% | >4%
2 Diversification | 2025 | CoGen | 45 | 6.5% | >4%
2 Diversification | 2025 | CoGen | 923 | 7.5% | >4%
2 Diversification | 2025 | Combined Cycle | 1440 | 1.5% | ≤2%
2 Diversification | 2025 | Combined Cycle | 193 | 2.5% | >2% to ≤4%
2 Diversification | 2025 | Combined Cycle | 120 | 4.5% | >4%
2 Diversification | 2025 | Simple Cycle | 348 | 5.5% | >4%
2 Diversification | 2025 | Simple Cycle | 83 | 6.5% | >4%
2 Diversification | 2025 | Simple Cycle | 48 | 7.5% | >4%
2 Diversification | 2025 | Simple Cycle | 48 | 9.5% | >4%
2 Diversification | 2025 | Simple Cycle | 455.5 | 11.5% | >4%
2 Diversification | 2025 | Simple Cycle | 50 | 12.5% | >4%
2 Diversification | 2025 | Simple Cycle | 98 | 13.5% | >4%
2 Diversification | 2025 | Simple Cycle | 48 | 15.5% | >4%
2 Diversification | 2025 | Simple Cycle | 101 | 16.5% | >4%
2 Diversification | 2025 | Simple Cycle | 101 | 18.5% | >4%
2 Diversification | 2025 | Hydro | 320 | 1.5% | ≤2%
2 Diversification | 2025 | Hydro | 104 | 4.5% | >4%
2 Diversification | 2025 | Hydro | 350 | 5.5% | >4%
2 Diversification | 2025 | Hydro | 120 | 8.5% | >4%
2 Diversification | 2025 | Other | 48 | 0.5% | ≤2%
2 Diversification | 2025 | Other | 350 | 2.5% | >2% to ≤4%
2 Diversification | 2025 | Other | 25 | 3.5% | >2% to ≤4%
2 Diversification | 2026 | Coal | 466 | 0.5% | ≤2%
2 Diversification | 2026 | Coal | 800 | 1.5% | ≤2%
2 Diversification | 2026 | Coal to Gas | 4009 | 1.5% | ≤2%
2 Diversification | 2026 | CoGen | 740 | 1.5% | ≤2%
2 Diversification | 2026 | CoGen | 3128 | 2.5% | >2% to ≤4%
2 Diversification | 2026 | CoGen | 132 | 3.5% | >2% to ≤4%
2 Diversification | 2026 | CoGen | 198 | 4.5% | >4%
2 Diversification | 2026 | CoGen | 45 | 6.5% | >4%
2 Diversification | 2026 | CoGen | 923 | 7.5% | >4%
2 Diversification | 2026 | Combined Cycle | 1440 | 1.5% | ≤2%
2 Diversification | 2026 | Combined Cycle | 193 | 2.5% | >2% to ≤4%
2 Diversification | 2026 | Combined Cycle | 120 | 4.5% | >4%
2 Diversification | 2026 | Simple Cycle | 348 | 5.5% | >4%
2 Diversification | 2026 | Simple Cycle | 83 | 6.5% | >4%
2 Diversification | 2026 | Simple Cycle | 48 | 7.5% | >4%
2 Diversification | 2026 | Simple Cycle | 48 | 9.5% | >4%
2 Diversification | 2026 | Simple Cycle | 688 | 11.5% | >4%
2 Diversification | 2026 | Simple Cycle | 50 | 12.5% | >4%
2 Diversification | 2026 | Simple Cycle | 98 | 13.5% | >4%
2 Diversification | 2026 | Simple Cycle | 48 | 15.5% | >4%
2 Diversification | 2026 | Simple Cycle | 101 | 16.5% | >4%
2 Diversification | 2026 | Simple Cycle | 101 | 18.5% | >4%
2 Diversification | 2026 | Hydro | 320 | 1.5% | ≤2%
2 Diversification | 2026 | Hydro | 104 | 4.5% | >4%
2 Diversification | 2026 | Hydro | 350 | 5.5% | >4%
2 Diversification | 2026 | Hydro | 120 | 8.5% | >4%
2 Diversification | 2026 | Other | 48 | 0.5% | ≤2%
2 Diversification | 2026 | Other | 350 | 2.5% | >2% to ≤4%
2 Diversification | 2026 | Other | 25 | 3.5% | >2% to ≤4%
2 Diversification | 2027 | Coal | 466 | 0.5% | ≤2%
2 Diversification | 2027 | Coal | 800 | 1.5% | ≤2%
2 Diversification | 2027 | Coal to Gas | 4009 | 1.5% | ≤2%
2 Diversification | 2027 | CoGen | 740 | 1.5% | ≤2%
2 Diversification | 2027 | CoGen | 3128 | 2.5% | >2% to ≤4%
2 Diversification | 2027 | CoGen | 132 | 3.5% | >2% to ≤4%
2 Diversification | 2027 | CoGen | 198 | 4.5% | >4%
2 Diversification | 2027 | CoGen | 45 | 6.5% | >4%
2 Diversification | 2027 | CoGen | 923 | 7.5% | >4%
2 Diversification | 2027 | Combined Cycle | 1440 | 1.5% | ≤2%
2 Diversification | 2027 | Combined Cycle | 193 | 2.5% | >2% to ≤4%
2 Diversification | 2027 | Combined Cycle | 120 | 4.5% | >4%
2 Diversification | 2027 | Simple Cycle | 348 | 5.5% | >4%
2 Diversification | 2027 | Simple Cycle | 83 | 6.5% | >4%
2 Diversification | 2027 | Simple Cycle | 48 | 7.5% | >4%
2 Diversification | 2027 | Simple Cycle | 48 | 9.5% | >4%
2 Diversification | 2027 | Simple Cycle | 688 | 11.5% | >4%
2 Diversification | 2027 | Simple Cycle | 50 | 12.5% | >4%
2 Diversification | 2027 | Simple Cycle | 98 | 13.5% | >4%
2 Diversification | 2027 | Simple Cycle | 48 | 15.5% | >4%
2 Diversification | 2027 | Simple Cycle | 101 | 16.5% | >4%
2 Diversification | 2027 | Simple Cycle | 101 | 18.5% | >4%
2 Diversification | 2027 | Hydro | 320 | 1.5% | ≤2%
2 Diversification | 2027 | Hydro | 104 | 4.5% | >4%
2 Diversification | 2027 | Hydro | 350 | 5.5% | >4%
2 Diversification | 2027 | Hydro | 120 | 8.5% | >4%
2 Diversification | 2027 | Other | 48 | 0.5% | ≤2%
2 Diversification | 2027 | Other | 350 | 2.5% | >2% to ≤4%
2 Diversification | 2027 | Other | 25 | 3.5% | >2% to ≤4%
2 Diversification | 2028 | Coal | 466 | 0.5% | ≤2%
2 Diversification | 2028 | Coal | 0 | 1.5% | ≤2%
2 Diversification | 2028 | Coal to Gas | 4809 | 1.5% | ≤2%
2 Diversification | 2028 | CoGen | 740 | 1.5% | ≤2%
2 Diversification | 2028 | CoGen | 3128 | 2.5% | >2% to ≤4%
2 Diversification | 2028 | CoGen | 132 | 3.5% | >2% to ≤4%
2 Diversification | 2028 | CoGen | 198 | 4.5% | >4%
2 Diversification | 2028 | CoGen | 45 | 6.5% | >4%
2 Diversification | 2028 | CoGen | 923 | 7.5% | >4%
2 Diversification | 2028 | Combined Cycle | 1440 | 1.5% | ≤2%
2 Diversification | 2028 | Combined Cycle | 193 | 2.5% | >2% to ≤4%
2 Diversification | 2028 | Combined Cycle | 120 | 4.5% | >4%
2 Diversification | 2028 | Simple Cycle | 348 | 5.5% | >4%
2 Diversification | 2028 | Simple Cycle | 83 | 6.5% | >4%
2 Diversification | 2028 | Simple Cycle | 48 | 7.5% | >4%
2 Diversification | 2028 | Simple Cycle | 48 | 9.5% | >4%
2 Diversification | 2028 | Simple Cycle | 688 | 11.5% | >4%
2 Diversification | 2028 | Simple Cycle | 50 | 12.5% | >4%
2 Diversification | 2028 | Simple Cycle | 98 | 13.5% | >4%
2 Diversification | 2028 | Simple Cycle | 48 | 15.5% | >4%
2 Diversification | 2028 | Simple Cycle | 101 | 16.5% | >4%
2 Diversification | 2028 | Simple Cycle | 101 | 18.5% | >4%
2 Diversification | 2028 | Hydro | 320 | 1.5% | ≤2%
2 Diversification | 2028 | Hydro | 104 | 4.5% | >4%
2 Diversification | 2028 | Hydro | 350 | 5.5% | >4%
2 Diversification | 2028 | Hydro | 120 | 8.5% | >4%
2 Diversification | 2028 | Other | 48 | 0.5% | ≤2%
2 Diversification | 2028 | Other | 350 | 2.5% | >2% to ≤4%
2 Diversification | 2028 | Other | 25 | 3.5% | >2% to ≤4%
2 Diversification | 2029 | Coal | 0 | 0.5% | ≤2%
2 Diversification | 2029 | Coal to Gas | 5275 | 1.5% | ≤2%
2 Diversification | 2029 | CoGen | 740 | 1.5% | ≤2%
2 Diversification | 2029 | CoGen | 3128 | 2.5% | >2% to ≤4%
2 Diversification | 2029 | CoGen | 132 | 3.5% | >2% to ≤4%
2 Diversification | 2029 | CoGen | 198 | 4.5% | >4%
2 Diversification | 2029 | CoGen | 45 | 6.5% | >4%
2 Diversification | 2029 | CoGen | 923 | 7.5% | >4%
2 Diversification | 2029 | Combined Cycle | 1440 | 1.5% | ≤2%
2 Diversification | 2029 | Combined Cycle | 193 | 2.5% | >2% to ≤4%
2 Diversification | 2029 | Combined Cycle | 120 | 4.5% | >4%
2 Diversification | 2029 | Simple Cycle | 348 | 5.5% | >4%
2 Diversification | 2029 | Simple Cycle | 83 | 6.5% | >4%
2 Diversification | 2029 | Simple Cycle | 48 | 7.5% | >4%
2 Diversification | 2029 | Simple Cycle | 48 | 9.5% | >4%
2 Diversification | 2029 | Simple Cycle | 688 | 11.5% | >4%
2 Diversification | 2029 | Simple Cycle | 50 | 12.5% | >4%
2 Diversification | 2029 | Simple Cycle | 98 | 13.5% | >4%
2 Diversification | 2029 | Simple Cycle | 48 | 15.5% | >4%
2 Diversification | 2029 | Simple Cycle | 101 | 16.5% | >4%
2 Diversification | 2029 | Simple Cycle | 101 | 18.5% | >4%
2 Diversification | 2029 | Hydro | 320 | 1.5% | ≤2%
2 Diversification | 2029 | Hydro | 104 | 4.5% | >4%
2 Diversification | 2029 | Hydro | 350 | 5.5% | >4%
2 Diversification | 2029 | Hydro | 120 | 8.5% | >4%
2 Diversification | 2029 | Other | 48 | 0.5% | ≤2%
2 Diversification | 2029 | Other | 350 | 2.5% | >2% to ≤4%
2 Diversification | 2029 | Other | 25 | 3.5% | >2% to ≤4%
2 Diversification | 2030 | Coal to Gas | 4890 | 1.5% | ≤2%
2 Diversification | 2030 | CoGen | 740 | 1.5% | ≤2%
2 Diversification | 2030 | CoGen | 3218 | 2.5% | >2% to ≤4%
2 Diversification | 2030 | CoGen | 132 | 3.5% | >2% to ≤4%
2 Diversification | 2030 | CoGen | 198 | 4.5% | >4%
2 Diversification | 2030 | CoGen | 45 | 6.5% | >4%
2 Diversification | 2030 | CoGen | 923 | 7.5% | >4%
2 Diversification | 2030 | Combined Cycle | 1919 | 1.5% | ≤2%
2 Diversification | 2030 | Combined Cycle | 193 | 2.5% | >2% to ≤4%
2 Diversification | 2030 | Combined Cycle | 120 | 4.5% | >4%
2 Diversification | 2030 | Simple Cycle | 348 | 5.5% | >4%
2 Diversification | 2030 | Simple Cycle | 83 | 6.5% | >4%
2 Diversification | 2030 | Simple Cycle | 48 | 7.5% | >4%
2 Diversification | 2030 | Simple Cycle | 48 | 9.5% | >4%
2 Diversification | 2030 | Simple Cycle | 920.5 | 11.5% | >4%
2 Diversification | 2030 | Simple Cycle | 50 | 12.5% | >4%
2 Diversification | 2030 | Simple Cycle | 98 | 13.5% | >4%
2 Diversification | 2030 | Simple Cycle | 48 | 15.5% | >4%
2 Diversification | 2030 | Simple Cycle | 101 | 16.5% | >4%
2 Diversification | 2030 | Simple Cycle | 101 | 18.5% | >4%
2 Diversification | 2030 | Hydro | 320 | 1.5% | ≤2%
2 Diversification | 2030 | Hydro | 104 | 4.5% | >4%
2 Diversification | 2030 | Hydro | 350 | 5.5% | >4%
2 Diversification | 2030 | Hydro | 120 | 8.5% | >4%
2 Diversification | 2030 | Other | 48 | 0.5% | ≤2%
2 Diversification | 2030 | Other | 350 | 2.5% | >2% to ≤4%
2 Diversification | 2030 | Other | 25 | 3.5% | >2% to ≤4%
3 Revenue Sufficiency | 2021 | Coal | 466 | 0.5% | ≤2%
3 Revenue Sufficiency | 2021 | Coal | 3772 | 1.5% | ≤2%
3 Revenue Sufficiency | 2021 | Coal to Gas | 1192 | 1.5% | ≤2%
3 Revenue Sufficiency | 2021 | CoGen | 740 | 1.5% | ≤2%
3 Revenue Sufficiency | 2021 | CoGen | 3128 | 2.5% | >2% to ≤4%
3 Revenue Sufficiency | 2021 | CoGen | 132 | 3.5% | >2% to ≤4%
3 Revenue Sufficiency | 2021 | CoGen | 198 | 4.5% | >4%
3 Revenue Sufficiency | 2021 | CoGen | 45 | 6.5% | >4%
3 Revenue Sufficiency | 2021 | CoGen | 923 | 7.5% | >4%
3 Revenue Sufficiency | 2021 | Combined Cycle | 1440 | 1.5% | ≤2%
3 Revenue Sufficiency | 2021 | Combined Cycle | 193 | 2.5% | >2% to ≤4%
3 Revenue Sufficiency | 2021 | Combined Cycle | 120 | 4.5% | >4%
3 Revenue Sufficiency | 2021 | Simple Cycle | 348 | 5.5% | >4%
3 Revenue Sufficiency | 2021 | Simple Cycle | 83 | 6.5% | >4%
3 Revenue Sufficiency | 2021 | Simple Cycle | 48 | 7.5% | >4%
3 Revenue Sufficiency | 2021 | Simple Cycle | 48 | 9.5% | >4%
3 Revenue Sufficiency | 2021 | Simple Cycle | 223 | 11.5% | >4%
3 Revenue Sufficiency | 2021 | Simple Cycle | 50 | 12.5% | >4%
3 Revenue Sufficiency | 2021 | Simple Cycle | 98 | 13.5% | >4%
3 Revenue Sufficiency | 2021 | Simple Cycle | 48 | 15.5% | >4%
3 Revenue Sufficiency | 2021 | Simple Cycle | 101 | 16.5% | >4%
3 Revenue Sufficiency | 2021 | Simple Cycle | 101 | 18.5% | >4%
3 Revenue Sufficiency | 2021 | Hydro | 320 | 1.5% | ≤2%
3 Revenue Sufficiency | 2021 | Hydro | 104 | 4.5% | >4%
3 Revenue Sufficiency | 2021 | Hydro | 350 | 5.5% | >4%
3 Revenue Sufficiency | 2021 | Hydro | 120 | 8.5% | >4%
3 Revenue Sufficiency | 2021 | Other | 48 | 0.5% | ≤2%
3 Revenue Sufficiency | 2021 | Other | 350 | 2.5% | >2% to ≤4%
3 Revenue Sufficiency | 2021 | Other | 25 | 3.5% | >2% to ≤4%
3 Revenue Sufficiency | 2022 | Coal | 466 | 0.5% | ≤2%
3 Revenue Sufficiency | 2022 | Coal | 2998 | 1.5% | ≤2%
3 Revenue Sufficiency | 2022 | Coal to Gas | 1966 | 1.5% | ≤2%
3 Revenue Sufficiency | 2022 | CoGen | 740 | 1.5% | ≤2%
3 Revenue Sufficiency | 2022 | CoGen | 3263 | 2.5% | >2% to ≤4%
3 Revenue Sufficiency | 2022 | CoGen | 132 | 3.5% | >2% to ≤4%
3 Revenue Sufficiency | 2022 | CoGen | 198 | 4.5% | >4%
3 Revenue Sufficiency | 2022 | CoGen | 45 | 6.5% | >4%
3 Revenue Sufficiency | 2022 | CoGen | 923 | 7.5% | >4%
3 Revenue Sufficiency | 2022 | Combined Cycle | 1440 | 1.5% | ≤2%
3 Revenue Sufficiency | 2022 | Combined Cycle | 193 | 2.5% | >2% to ≤4%
3 Revenue Sufficiency | 2022 | Combined Cycle | 120 | 4.5% | >4%
3 Revenue Sufficiency | 2022 | Simple Cycle | 348 | 5.5% | >4%
3 Revenue Sufficiency | 2022 | Simple Cycle | 83 | 6.5% | >4%
3 Revenue Sufficiency | 2022 | Simple Cycle | 48 | 7.5% | >4%
3 Revenue Sufficiency | 2022 | Simple Cycle | 48 | 9.5% | >4%
3 Revenue Sufficiency | 2022 | Simple Cycle | 223 | 11.5% | >4%
3 Revenue Sufficiency | 2022 | Simple Cycle | 50 | 12.5% | >4%
3 Revenue Sufficiency | 2022 | Simple Cycle | 98 | 13.5% | >4%
3 Revenue Sufficiency | 2022 | Simple Cycle | 48 | 15.5% | >4%
3 Revenue Sufficiency | 2022 | Simple Cycle | 101 | 16.5% | >4%
3 Revenue Sufficiency | 2022 | Simple Cycle | 101 | 18.5% | >4%
3 Revenue Sufficiency | 2022 | Hydro | 320 | 1.5% | ≤2%
3 Revenue Sufficiency | 2022 | Hydro | 104 | 4.5% | >4%
3 Revenue Sufficiency | 2022 | Hydro | 350 | 5.5% | >4%
3 Revenue Sufficiency | 2022 | Hydro | 120 | 8.5% | >4%
3 Revenue Sufficiency | 2022 | Other | 48 | 0.5% | ≤2%
3 Revenue Sufficiency | 2022 | Other | 350 | 2.5% | >2% to ≤4%
3 Revenue Sufficiency | 2022 | Other | 25 | 3.5% | >2% to ≤4%
3 Revenue Sufficiency | 2023 | Coal | 466 | 0.5% | ≤2%
3 Revenue Sufficiency | 2023 | Coal | 1418 | 1.5% | ≤2%
3 Revenue Sufficiency | 2023 | Coal to Gas | 3546 | 1.5% | ≤2%
3 Revenue Sufficiency | 2023 | CoGen | 740 | 1.5% | ≤2%
3 Revenue Sufficiency | 2023 | CoGen | 3263 | 2.5% | >2% to ≤4%
3 Revenue Sufficiency | 2023 | CoGen | 132 | 3.5% | >2% to ≤4%
3 Revenue Sufficiency | 2023 | CoGen | 198 | 4.5% | >4%
3 Revenue Sufficiency | 2023 | CoGen | 45 | 6.5% | >4%
3 Revenue Sufficiency | 2023 | CoGen | 923 | 7.5% | >4%
3 Revenue Sufficiency | 2023 | Combined Cycle | 1440 | 1.5% | ≤2%
3 Revenue Sufficiency | 2023 | Combined Cycle | 193 | 2.5% | >2% to ≤4%
3 Revenue Sufficiency | 2023 | Combined Cycle | 120 | 4.5% | >4%
3 Revenue Sufficiency | 2023 | Simple Cycle | 348 | 5.5% | >4%
3 Revenue Sufficiency | 2023 | Simple Cycle | 83 | 6.5% | >4%
3 Revenue Sufficiency | 2023 | Simple Cycle | 48 | 7.5% | >4%
3 Revenue Sufficiency | 2023 | Simple Cycle | 48 | 9.5% | >4%
3 Revenue Sufficiency | 2023 | Simple Cycle | 223 | 11.5% | >4%
3 Revenue Sufficiency | 2023 | Simple Cycle | 50 | 12.5% | >4%
3 Revenue Sufficiency | 2023 | Simple Cycle | 98 | 13.5% | >4%
3 Revenue Sufficiency | 2023 | Simple Cycle | 48 | 15.5% | >4%
3 Revenue Sufficiency | 2023 | Simple Cycle | 101 | 16.5% | >4%
3 Revenue Sufficiency | 2023 | Simple Cycle | 101 | 18.5% | >4%
3 Revenue Sufficiency | 2023 | Hydro | 320 | 1.5% | ≤2%
3 Revenue Sufficiency | 2023 | Hydro | 104 | 4.5% | >4%
3 Revenue Sufficiency | 2023 | Hydro | 350 | 5.5% | >4%
3 Revenue Sufficiency | 2023 | Hydro | 120 | 8.5% | >4%
3 Revenue Sufficiency | 2023 | Other | 48 | 0.5% | ≤2%
3 Revenue Sufficiency | 2023 | Other | 350 | 2.5% | >2% to ≤4%
3 Revenue Sufficiency | 2023 | Other | 25 | 3.5% | >2% to ≤4%
3 Revenue Sufficiency | 2024 | Coal | 466 | 0.5% | ≤2%
3 Revenue Sufficiency | 2024 | Coal | 955 | 1.5% | ≤2%
3 Revenue Sufficiency | 2024 | Coal to Gas | 4009 | 1.5% | ≤2%
3 Revenue Sufficiency | 2024 | CoGen | 740 | 1.5% | ≤2%
3 Revenue Sufficiency | 2024 | CoGen | 3353 | 2.5% | >2% to ≤4%
3 Revenue Sufficiency | 2024 | CoGen | 132 | 3.5% | >2% to ≤4%
3 Revenue Sufficiency | 2024 | CoGen | 198 | 4.5% | >4%
3 Revenue Sufficiency | 2024 | CoGen | 45 | 6.5% | >4%
3 Revenue Sufficiency | 2024 | CoGen | 923 | 7.5% | >4%
3 Revenue Sufficiency | 2024 | Combined Cycle | 1440 | 1.5% | ≤2%
3 Revenue Sufficiency | 2024 | Combined Cycle | 193 | 2.5% | >2% to ≤4%
3 Revenue Sufficiency | 2024 | Combined Cycle | 120 | 4.5% | >4%
3 Revenue Sufficiency | 2024 | Simple Cycle | 348 | 5.5% | >4%
3 Revenue Sufficiency | 2024 | Simple Cycle | 83 | 6.5% | >4%
3 Revenue Sufficiency | 2024 | Simple Cycle | 48 | 7.5% | >4%
3 Revenue Sufficiency | 2024 | Simple Cycle | 48 | 9.5% | >4%
3 Revenue Sufficiency | 2024 | Simple Cycle | 223 | 11.5% | >4%
3 Revenue Sufficiency | 2024 | Simple Cycle | 50 | 12.5% | >4%
3 Revenue Sufficiency | 2024 | Simple Cycle | 98 | 13.5% | >4%
3 Revenue Sufficiency | 2024 | Simple Cycle | 48 | 15.5% | >4%
3 Revenue Sufficiency | 2024 | Simple Cycle | 101 | 16.5% | >4%
3 Revenue Sufficiency | 2024 | Simple Cycle | 101 | 18.5% | >4%
3 Revenue Sufficiency | 2024 | Hydro | 320 | 1.5% | ≤2%
3 Revenue Sufficiency | 2024 | Hydro | 104 | 4.5% | >4%
3 Revenue Sufficiency | 2024 | Hydro | 350 | 5.5% | >4%
3 Revenue Sufficiency | 2024 | Hydro | 120 | 8.5% | >4%
3 Revenue Sufficiency | 2024 | Other | 48 | 0.5% | ≤2%
3 Revenue Sufficiency | 2024 | Other | 350 | 2.5% | >2% to ≤4%
3 Revenue Sufficiency | 2024 | Other | 25 | 3.5% | >2% to ≤4%
3 Revenue Sufficiency | 2025 | Coal | 466 | 0.5% | ≤2%
3 Revenue Sufficiency | 2025 | Coal | 955 | 1.5% | ≤2%
3 Revenue Sufficiency | 2025 | Coal to Gas | 4009 | 1.5% | ≤2%
3 Revenue Sufficiency | 2025 | CoGen | 740 | 1.5% | ≤2%
3 Revenue Sufficiency | 2025 | CoGen | 3398 | 2.5% | >2% to ≤4%
3 Revenue Sufficiency | 2025 | CoGen | 132 | 3.5% | >2% to ≤4%
3 Revenue Sufficiency | 2025 | CoGen | 198 | 4.5% | >4%
3 Revenue Sufficiency | 2025 | CoGen | 45 | 6.5% | >4%
3 Revenue Sufficiency | 2025 | CoGen | 923 | 7.5% | >4%
3 Revenue Sufficiency | 2025 | Combined Cycle | 1440 | 1.5% | ≤2%
3 Revenue Sufficiency | 2025 | Combined Cycle | 193 | 2.5% | >2% to ≤4%
3 Revenue Sufficiency | 2025 | Combined Cycle | 120 | 4.5% | >4%
3 Revenue Sufficiency | 2025 | Simple Cycle | 348 | 5.5% | >4%
3 Revenue Sufficiency | 2025 | Simple Cycle | 83 | 6.5% | >4%
3 Revenue Sufficiency | 2025 | Simple Cycle | 48 | 7.5% | >4%
3 Revenue Sufficiency | 2025 | Simple Cycle | 48 | 9.5% | >4%
3 Revenue Sufficiency | 2025 | Simple Cycle | 223 | 11.5% | >4%
3 Revenue Sufficiency | 2025 | Simple Cycle | 50 | 12.5% | >4%
3 Revenue Sufficiency | 2025 | Simple Cycle | 98 | 13.5% | >4%
3 Revenue Sufficiency | 2025 | Simple Cycle | 48 | 15.5% | >4%
3 Revenue Sufficiency | 2025 | Simple Cycle | 101 | 16.5% | >4%
3 Revenue Sufficiency | 2025 | Simple Cycle | 101 | 18.5% | >4%
3 Revenue Sufficiency | 2025 | Hydro | 320 | 1.5% | ≤2%
3 Revenue Sufficiency | 2025 | Hydro | 104 | 4.5% | >4%
3 Revenue Sufficiency | 2025 | Hydro | 350 | 5.5% | >4%
3 Revenue Sufficiency | 2025 | Hydro | 120 | 8.5% | >4%
3 Revenue Sufficiency | 2025 | Other | 48 | 0.5% | ≤2%
3 Revenue Sufficiency | 2025 | Other | 350 | 2.5% | >2% to ≤4%
3 Revenue Sufficiency | 2025 | Other | 25 | 3.5% | >2% to ≤4%
3 Revenue Sufficiency | 2026 | Coal | 466 | 0.5% | ≤2%
3 Revenue Sufficiency | 2026 | Coal | 800 | 1.5% | ≤2%
3 Revenue Sufficiency | 2026 | Coal to Gas | 4009 | 1.5% | ≤2%
3 Revenue Sufficiency | 2026 | CoGen | 740 | 1.5% | ≤2%
3 Revenue Sufficiency | 2026 | CoGen | 3398 | 2.5% | >2% to ≤4%
3 Revenue Sufficiency | 2026 | CoGen | 132 | 3.5% | >2% to ≤4%
3 Revenue Sufficiency | 2026 | CoGen | 198 | 4.5% | >4%
3 Revenue Sufficiency | 2026 | CoGen | 45 | 6.5% | >4%
3 Revenue Sufficiency | 2026 | CoGen | 923 | 7.5% | >4%
3 Revenue Sufficiency | 2026 | Combined Cycle | 1440 | 1.5% | ≤2%
3 Revenue Sufficiency | 2026 | Combined Cycle | 193 | 2.5% | >2% to ≤4%
3 Revenue Sufficiency | 2026 | Combined Cycle | 120 | 4.5% | >4%
3 Revenue Sufficiency | 2026 | Simple Cycle | 348 | 5.5% | >4%
3 Revenue Sufficiency | 2026 | Simple Cycle | 83 | 6.5% | >4%
3 Revenue Sufficiency | 2026 | Simple Cycle | 48 | 7.5% | >4%
3 Revenue Sufficiency | 2026 | Simple Cycle | 48 | 9.5% | >4%
3 Revenue Sufficiency | 2026 | Simple Cycle | 223 | 11.5% | >4%
3 Revenue Sufficiency | 2026 | Simple Cycle | 50 | 12.5% | >4%
3 Revenue Sufficiency | 2026 | Simple Cycle | 98 | 13.5% | >4%
3 Revenue Sufficiency | 2026 | Simple Cycle | 48 | 15.5% | >4%
3 Revenue Sufficiency | 2026 | Simple Cycle | 101 | 16.5% | >4%
3 Revenue Sufficiency | 2026 | Simple Cycle | 101 | 18.5% | >4%
3 Revenue Sufficiency | 2026 | Hydro | 320 | 1.5% | ≤2%
3 Revenue Sufficiency | 2026 | Hydro | 104 | 4.5% | >4%
3 Revenue Sufficiency | 2026 | Hydro | 350 | 5.5% | >4%
3 Revenue Sufficiency | 2026 | Hydro | 120 | 8.5% | >4%
3 Revenue Sufficiency | 2026 | Other | 48 | 0.5% | ≤2%
3 Revenue Sufficiency | 2026 | Other | 350 | 2.5% | >2% to ≤4%
3 Revenue Sufficiency | 2026 | Other | 25 | 3.5% | >2% to ≤4%
3 Revenue Sufficiency | 2027 | Coal | 466 | 0.5% | ≤2%
3 Revenue Sufficiency | 2027 | Coal | 800 | 1.5% | ≤2%
3 Revenue Sufficiency | 2027 | Coal to Gas | 4009 | 1.5% | ≤2%
3 Revenue Sufficiency | 2027 | CoGen | 740 | 1.5% | ≤2%
3 Revenue Sufficiency | 2027 | CoGen | 3443 | 2.5% | >2% to ≤4%
3 Revenue Sufficiency | 2027 | CoGen | 132 | 3.5% | >2% to ≤4%
3 Revenue Sufficiency | 2027 | CoGen | 198 | 4.5% | >4%
3 Revenue Sufficiency | 2027 | CoGen | 45 | 6.5% | >4%
3 Revenue Sufficiency | 2027 | CoGen | 923 | 7.5% | >4%
3 Revenue Sufficiency | 2027 | Combined Cycle | 1440 | 1.5% | ≤2%
3 Revenue Sufficiency | 2027 | Combined Cycle | 193 | 2.5% | >2% to ≤4%
3 Revenue Sufficiency | 2027 | Combined Cycle | 120 | 4.5% | >4%
3 Revenue Sufficiency | 2027 | Simple Cycle | 348 | 5.5% | >4%
3 Revenue Sufficiency | 2027 | Simple Cycle | 83 | 6.5% | >4%
3 Revenue Sufficiency | 2027 | Simple Cycle | 48 | 7.5% | >4%
3 Revenue Sufficiency | 2027 | Simple Cycle | 48 | 9.5% | >4%
3 Revenue Sufficiency | 2027 | Simple Cycle | 223 | 11.5% | >4%
3 Revenue Sufficiency | 2027 | Simple Cycle | 50 | 12.5% | >4%
3 Revenue Sufficiency | 2027 | Simple Cycle | 98 | 13.5% | >4%
3 Revenue Sufficiency | 2027 | Simple Cycle | 48 | 15.5% | >4%
3 Revenue Sufficiency | 2027 | Simple Cycle | 101 | 16.5% | >4%
3 Revenue Sufficiency | 2027 | Simple Cycle | 101 | 18.5% | >4%
3 Revenue Sufficiency | 2027 | Hydro | 320 | 1.5% | ≤2%
3 Revenue Sufficiency | 2027 | Hydro | 104 | 4.5% | >4%
3 Revenue Sufficiency | 2027 | Hydro | 350 | 5.5% | >4%
3 Revenue Sufficiency | 2027 | Hydro | 120 | 8.5% | >4%
3 Revenue Sufficiency | 2027 | Other | 48 | 0.5% | ≤2%
3 Revenue Sufficiency | 2027 | Other | 350 | 2.5% | >2% to ≤4%
3 Revenue Sufficiency | 2027 | Other | 25 | 3.5% | >2% to ≤4%
3 Revenue Sufficiency | 2028 | Coal | 466 | 0.5% | ≤2%
3 Revenue Sufficiency | 2028 | Coal | 0 | 1.5% | ≤2%
3 Revenue Sufficiency | 2028 | Coal to Gas | 4809 | 1.5% | ≤2%
3 Revenue Sufficiency | 2028 | CoGen | 740 | 1.5% | ≤2%
3 Revenue Sufficiency | 2028 | CoGen | 3443 | 2.5% | >2% to ≤4%
3 Revenue Sufficiency | 2028 | CoGen | 132 | 3.5% | >2% to ≤4%
3 Revenue Sufficiency | 2028 | CoGen | 198 | 4.5% | >4%
3 Revenue Sufficiency | 2028 | CoGen | 45 | 6.5% | >4%
3 Revenue Sufficiency | 2028 | CoGen | 923 | 7.5% | >4%
3 Revenue Sufficiency | 2028 | Combined Cycle | 1440 | 1.5% | ≤2%
3 Revenue Sufficiency | 2028 | Combined Cycle | 193 | 2.5% | >2% to ≤4%
3 Revenue Sufficiency | 2028 | Combined Cycle | 120 | 4.5% | >4%
3 Revenue Sufficiency | 2028 | Simple Cycle | 348 | 5.5% | >4%
3 Revenue Sufficiency | 2028 | Simple Cycle | 83 | 6.5% | >4%
3 Revenue Sufficiency | 2028 | Simple Cycle | 48 | 7.5% | >4%
3 Revenue Sufficiency | 2028 | Simple Cycle | 48 | 9.5% | >4%
3 Revenue Sufficiency | 2028 | Simple Cycle | 362.5 | 11.5% | >4%
3 Revenue Sufficiency | 2028 | Simple Cycle | 50 | 12.5% | >4%
3 Revenue Sufficiency | 2028 | Simple Cycle | 98 | 13.5% | >4%
3 Revenue Sufficiency | 2028 | Simple Cycle | 48 | 15.5% | >4%
3 Revenue Sufficiency | 2028 | Simple Cycle | 101 | 16.5% | >4%
3 Revenue Sufficiency | 2028 | Simple Cycle | 101 | 18.5% | >4%
3 Revenue Sufficiency | 2028 | Hydro | 320 | 1.5% | ≤2%
3 Revenue Sufficiency | 2028 | Hydro | 104 | 4.5% | >4%
3 Revenue Sufficiency | 2028 | Hydro | 350 | 5.5% | >4%
3 Revenue Sufficiency | 2028 | Hydro | 120 | 8.5% | >4%
3 Revenue Sufficiency | 2028 | Other | 48 | 0.5% | ≤2%
3 Revenue Sufficiency | 2028 | Other | 350 | 2.5% | >2% to ≤4%
3 Revenue Sufficiency | 2028 | Other | 25 | 3.5% | >2% to ≤4%
3 Revenue Sufficiency | 2029 | Coal | 0 | 0.5% | ≤2%
3 Revenue Sufficiency | 2029 | Coal to Gas | 5275 | 1.5% | ≤2%
3 Revenue Sufficiency | 2029 | CoGen | 740 | 1.5% | ≤2%
3 Revenue Sufficiency | 2029 | CoGen | 3443 | 2.5% | >2% to ≤4%
3 Revenue Sufficiency | 2029 | CoGen | 132 | 3.5% | >2% to ≤4%
3 Revenue Sufficiency | 2029 | CoGen | 198 | 4.5% | >4%
3 Revenue Sufficiency | 2029 | CoGen | 45 | 6.5% | >4%
3 Revenue Sufficiency | 2029 | CoGen | 923 | 7.5% | >4%
3 Revenue Sufficiency | 2029 | Combined Cycle | 1440 | 1.5% | ≤2%
3 Revenue Sufficiency | 2029 | Combined Cycle | 193 | 2.5% | >2% to ≤4%
3 Revenue Sufficiency | 2029 | Combined Cycle | 120 | 4.5% | >4%
3 Revenue Sufficiency | 2029 | Simple Cycle | 348 | 5.5% | >4%
3 Revenue Sufficiency | 2029 | Simple Cycle | 83 | 6.5% | >4%
3 Revenue Sufficiency | 2029 | Simple Cycle | 48 | 7.5% | >4%
3 Revenue Sufficiency | 2029 | Simple Cycle | 48 | 9.5% | >4%
3 Revenue Sufficiency | 2029 | Simple Cycle | 362.5 | 11.5% | >4%
3 Revenue Sufficiency | 2029 | Simple Cycle | 50 | 12.5% | >4%
3 Revenue Sufficiency | 2029 | Simple Cycle | 98 | 13.5% | >4%
3 Revenue Sufficiency | 2029 | Simple Cycle | 48 | 15.5% | >4%
3 Revenue Sufficiency | 2029 | Simple Cycle | 101 | 16.5% | >4%
3 Revenue Sufficiency | 2029 | Simple Cycle | 101 | 18.5% | >4%
3 Revenue Sufficiency | 2029 | Hydro | 320 | 1.5% | ≤2%
3 Revenue Sufficiency | 2029 | Hydro | 104 | 4.5% | >4%
3 Revenue Sufficiency | 2029 | Hydro | 350 | 5.5% | >4%
3 Revenue Sufficiency | 2029 | Hydro | 120 | 8.5% | >4%
3 Revenue Sufficiency | 2029 | Other | 48 | 0.5% | ≤2%
3 Revenue Sufficiency | 2029 | Other | 350 | 2.5% | >2% to ≤4%
3 Revenue Sufficiency | 2029 | Other | 25 | 3.5% | >2% to ≤4%
3 Revenue Sufficiency | 2030 | Coal to Gas | 4890 | 1.5% | ≤2%
3 Revenue Sufficiency | 2030 | CoGen | 740 | 1.5% | ≤2%
3 Revenue Sufficiency | 2030 | CoGen | 3533 | 2.5% | >2% to ≤4%
3 Revenue Sufficiency | 2030 | CoGen | 132 | 3.5% | >2% to ≤4%
3 Revenue Sufficiency | 2030 | CoGen | 198 | 4.5% | >4%
3 Revenue Sufficiency | 2030 | CoGen | 45 | 6.5% | >4%
3 Revenue Sufficiency | 2030 | CoGen | 923 | 7.5% | >4%
3 Revenue Sufficiency | 2030 | Combined Cycle | 2398 | 1.5% | ≤2%
3 Revenue Sufficiency | 2030 | Combined Cycle | 193 | 2.5% | >2% to ≤4%
3 Revenue Sufficiency | 2030 | Combined Cycle | 120 | 4.5% | >4%
3 Revenue Sufficiency | 2030 | Simple Cycle | 348 | 5.5% | >4%
3 Revenue Sufficiency | 2030 | Simple Cycle | 83 | 6.5% | >4%
3 Revenue Sufficiency | 2030 | Simple Cycle | 48 | 7.5% | >4%
3 Revenue Sufficiency | 2030 | Simple Cycle | 48 | 9.5% | >4%
3 Revenue Sufficiency | 2030 | Simple Cycle | 502 | 11.5% | >4%
3 Revenue Sufficiency | 2030 | Simple Cycle | 50 | 12.5% | >4%
3 Revenue Sufficiency | 2030 | Simple Cycle | 98 | 13.5% | >4%
3 Revenue Sufficiency | 2030 | Simple Cycle | 48 | 15.5% | >4%
3 Revenue Sufficiency | 2030 | Simple Cycle | 101 | 16.5% | >4%
3 Revenue Sufficiency | 2030 | Simple Cycle | 101 | 18.5% | >4%
3 Revenue Sufficiency | 2030 | Hydro | 320 | 1.5% | ≤2%
3 Revenue Sufficiency | 2030 | Hydro | 104 | 4.5% | >4%
3 Revenue Sufficiency | 2030 | Hydro | 350 | 5.5% | >4%
3 Revenue Sufficiency | 2030 | Hydro | 120 | 8.5% | >4%
3 Revenue Sufficiency | 2030 | Other | 48 | 0.5% | ≤2%
3 Revenue Sufficiency | 2030 | Other | 350 | 2.5% | >2% to ≤4%
3 Revenue Sufficiency | 2030 | Other | 25 | 3.5% | >2% to ≤4%

## 4-4 Response Delay
Back to Contents
Data for Figure 4-4 – Average response delay of dispatchable generation
Description: Average response delay of dispatchable generation capacity, calculated by
weighting the response delay of each dispatchable generating asset by the capacity, in MW, of
each asset.
Scenario | Year | Asset Type | Capacity (MW) | Response delay (minutes)
1 Reference Case | 2021 | Coal | 790 | 1.5
1 Reference Case | 2021 | Coal | 1637 | 2
1 Reference Case | 2021 | Coal | 1811 | 2.5
1 Reference Case | 2021 | Coal to Gas | 1192 | 2
1 Reference Case | 2021 | CoGen | 669 | 1
1 Reference Case | 2021 | CoGen | 1086 | 1.5
1 Reference Case | 2021 | CoGen | 2004 | 2
1 Reference Case | 2021 | CoGen | 145 | 2.5
1 Reference Case | 2021 | CoGen | 1064 | 3
1 Reference Case | 2021 | CoGen | 100 | 3.5
1 Reference Case | 2021 | CoGen | 98 | 4
1 Reference Case | 2021 | Combined Cycle | 1420 | 1.5
1 Reference Case | 2021 | Combined Cycle | 333 | 2.5
1 Reference Case | 2021 | Simple Cycle | 250 | 1.5
1 Reference Case | 2021 | Simple Cycle | 196 | 2
1 Reference Case | 2021 | Simple Cycle | 619 | 2.5
1 Reference Case | 2021 | Simple Cycle | 63 | 3
1 Reference Case | 2021 | Simple Cycle | 20 | 4.5
1 Reference Case | 2021 | Hydro | 470 | 1
1 Reference Case | 2021 | Hydro | 104 | 1.5
1 Reference Case | 2021 | Hydro | 320 | 2
1 Reference Case | 2021 | Other | 25 | 1.5
1 Reference Case | 2021 | Other | 48 | 2
1 Reference Case | 2021 | Other | 308 | 2.5
1 Reference Case | 2021 | Other | 42 | 3
1 Reference Case | 2022 | Coal | 790 | 1.5
1 Reference Case | 2022 | Coal | 863 | 2
1 Reference Case | 2022 | Coal | 1811 | 2.5
1 Reference Case | 2022 | Coal to Gas | 1966 | 2
1 Reference Case | 2022 | CoGen | 669 | 1
1 Reference Case | 2022 | CoGen | 1086 | 1.5
1 Reference Case | 2022 | CoGen | 2139 | 2
1 Reference Case | 2022 | CoGen | 145 | 2.5
1 Reference Case | 2022 | CoGen | 1064 | 3
1 Reference Case | 2022 | CoGen | 100 | 3.5
1 Reference Case | 2022 | CoGen | 98 | 4
1 Reference Case | 2022 | Combined Cycle | 1420 | 1.5
1 Reference Case | 2022 | Combined Cycle | 333 | 2.5
1 Reference Case | 2022 | Simple Cycle | 250 | 1.5
1 Reference Case | 2022 | Simple Cycle | 196 | 2
1 Reference Case | 2022 | Simple Cycle | 851.5 | 2.5
1 Reference Case | 2022 | Simple Cycle | 63 | 3
1 Reference Case | 2022 | Simple Cycle | 20 | 4.5
1 Reference Case | 2022 | Hydro | 470 | 1
1 Reference Case | 2022 | Hydro | 104 | 1.5
1 Reference Case | 2022 | Hydro | 320 | 2
1 Reference Case | 2022 | Other | 25 | 1.5
1 Reference Case | 2022 | Other | 48 | 2
1 Reference Case | 2022 | Other | 308 | 2.5
1 Reference Case | 2022 | Other | 42 | 3
1 Reference Case | 2023 | Coal | 0 | 1.5
1 Reference Case | 2023 | Coal | 863 | 2
1 Reference Case | 2023 | Coal | 1021 | 2.5
1 Reference Case | 2023 | Coal to Gas | 3546 | 2
1 Reference Case | 2023 | CoGen | 669 | 1
1 Reference Case | 2023 | CoGen | 1086 | 1.5
1 Reference Case | 2023 | CoGen | 2139 | 2
1 Reference Case | 2023 | CoGen | 145 | 2.5
1 Reference Case | 2023 | CoGen | 1064 | 3
1 Reference Case | 2023 | CoGen | 100 | 3.5
1 Reference Case | 2023 | CoGen | 98 | 4
1 Reference Case | 2023 | Combined Cycle | 1420 | 1.5
1 Reference Case | 2023 | Combined Cycle | 333 | 2.5
1 Reference Case | 2023 | Simple Cycle | 250 | 1.5
1 Reference Case | 2023 | Simple Cycle | 196 | 2
1 Reference Case | 2023 | Simple Cycle | 851.5 | 2.5
1 Reference Case | 2023 | Simple Cycle | 63 | 3
1 Reference Case | 2023 | Simple Cycle | 20 | 4.5
1 Reference Case | 2023 | Hydro | 470 | 1
1 Reference Case | 2023 | Hydro | 104 | 1.5
1 Reference Case | 2023 | Hydro | 320 | 2
1 Reference Case | 2023 | Other | 25 | 1.5
1 Reference Case | 2023 | Other | 48 | 2
1 Reference Case | 2023 | Other | 308 | 2.5
1 Reference Case | 2023 | Other | 42 | 3
1 Reference Case | 2024 | Coal | 400 | 2
1 Reference Case | 2024 | Coal | 1021 | 2.5
1 Reference Case | 2024 | Coal to Gas | 4009 | 2
1 Reference Case | 2024 | CoGen | 669 | 1
1 Reference Case | 2024 | CoGen | 1086 | 1.5
1 Reference Case | 2024 | CoGen | 2229 | 2
1 Reference Case | 2024 | CoGen | 145 | 2.5
1 Reference Case | 2024 | CoGen | 1064 | 3
1 Reference Case | 2024 | CoGen | 100 | 3.5
1 Reference Case | 2024 | CoGen | 98 | 4
1 Reference Case | 2024 | Combined Cycle | 1420 | 1.5
1 Reference Case | 2024 | Combined Cycle | 333 | 2.5
1 Reference Case | 2024 | Simple Cycle | 250 | 1.5
1 Reference Case | 2024 | Simple Cycle | 196 | 2
1 Reference Case | 2024 | Simple Cycle | 851.5 | 2.5
1 Reference Case | 2024 | Simple Cycle | 63 | 3
1 Reference Case | 2024 | Simple Cycle | 20 | 4.5
1 Reference Case | 2024 | Hydro | 470 | 1
1 Reference Case | 2024 | Hydro | 104 | 1.5
1 Reference Case | 2024 | Hydro | 320 | 2
1 Reference Case | 2024 | Other | 25 | 1.5
1 Reference Case | 2024 | Other | 48 | 2
1 Reference Case | 2024 | Other | 308 | 2.5
1 Reference Case | 2024 | Other | 42 | 3
1 Reference Case | 2025 | Coal | 400 | 2
1 Reference Case | 2025 | Coal | 1021 | 2.5
1 Reference Case | 2025 | Coal to Gas | 4009 | 2
1 Reference Case | 2025 | CoGen | 669 | 1
1 Reference Case | 2025 | CoGen | 1086 | 1.5
1 Reference Case | 2025 | CoGen | 2274 | 2
1 Reference Case | 2025 | CoGen | 145 | 2.5
1 Reference Case | 2025 | CoGen | 1064 | 3
1 Reference Case | 2025 | CoGen | 100 | 3.5
1 Reference Case | 2025 | CoGen | 98 | 4
1 Reference Case | 2025 | Combined Cycle | 1420 | 1.5
1 Reference Case | 2025 | Combined Cycle | 333 | 2.5
1 Reference Case | 2025 | Simple Cycle | 250 | 1.5
1 Reference Case | 2025 | Simple Cycle | 196 | 2
1 Reference Case | 2025 | Simple Cycle | 1084 | 2.5
1 Reference Case | 2025 | Simple Cycle | 63 | 3
1 Reference Case | 2025 | Simple Cycle | 20 | 4.5
1 Reference Case | 2025 | Hydro | 470 | 1
1 Reference Case | 2025 | Hydro | 104 | 1.5
1 Reference Case | 2025 | Hydro | 320 | 2
1 Reference Case | 2025 | Other | 25 | 1.5
1 Reference Case | 2025 | Other | 48 | 2
1 Reference Case | 2025 | Other | 308 | 2.5
1 Reference Case | 2025 | Other | 42 | 3
1 Reference Case | 2026 | Coal | 400 | 2
1 Reference Case | 2026 | Coal | 866 | 2.5
1 Reference Case | 2026 | Coal to Gas | 4009 | 2
1 Reference Case | 2026 | CoGen | 669 | 1
1 Reference Case | 2026 | CoGen | 1086 | 1.5
1 Reference Case | 2026 | CoGen | 2274 | 2
1 Reference Case | 2026 | CoGen | 145 | 2.5
1 Reference Case | 2026 | CoGen | 1064 | 3
1 Reference Case | 2026 | CoGen | 100 | 3.5
1 Reference Case | 2026 | CoGen | 98 | 4
1 Reference Case | 2026 | Combined Cycle | 1420 | 1.5
1 Reference Case | 2026 | Combined Cycle | 333 | 2.5
1 Reference Case | 2026 | Simple Cycle | 250 | 1.5
1 Reference Case | 2026 | Simple Cycle | 196 | 2
1 Reference Case | 2026 | Simple Cycle | 1316.5 | 2.5
1 Reference Case | 2026 | Simple Cycle | 63 | 3
1 Reference Case | 2026 | Simple Cycle | 20 | 4.5
1 Reference Case | 2026 | Hydro | 470 | 1
1 Reference Case | 2026 | Hydro | 104 | 1.5
1 Reference Case | 2026 | Hydro | 320 | 2
1 Reference Case | 2026 | Other | 25 | 1.5
1 Reference Case | 2026 | Other | 48 | 2
1 Reference Case | 2026 | Other | 308 | 2.5
1 Reference Case | 2026 | Other | 42 | 3
1 Reference Case | 2027 | Coal | 400 | 2
1 Reference Case | 2027 | Coal | 866 | 2.5
1 Reference Case | 2027 | Coal to Gas | 4009 | 2
1 Reference Case | 2027 | CoGen | 669 | 1
1 Reference Case | 2027 | CoGen | 1086 | 1.5
1 Reference Case | 2027 | CoGen | 2319 | 2
1 Reference Case | 2027 | CoGen | 145 | 2.5
1 Reference Case | 2027 | CoGen | 1064 | 3
1 Reference Case | 2027 | CoGen | 100 | 3.5
1 Reference Case | 2027 | CoGen | 98 | 4
1 Reference Case | 2027 | Combined Cycle | 1420 | 1.5
1 Reference Case | 2027 | Combined Cycle | 333 | 2.5
1 Reference Case | 2027 | Simple Cycle | 250 | 1.5
1 Reference Case | 2027 | Simple Cycle | 196 | 2
1 Reference Case | 2027 | Simple Cycle | 1316.5 | 2.5
1 Reference Case | 2027 | Simple Cycle | 63 | 3
1 Reference Case | 2027 | Simple Cycle | 20 | 4.5
1 Reference Case | 2027 | Hydro | 470 | 1
1 Reference Case | 2027 | Hydro | 104 | 1.5
1 Reference Case | 2027 | Hydro | 320 | 2
1 Reference Case | 2027 | Other | 25 | 1.5
1 Reference Case | 2027 | Other | 48 | 2
1 Reference Case | 2027 | Other | 308 | 2.5
1 Reference Case | 2027 | Other | 42 | 3
1 Reference Case | 2028 | Coal | 0 | 2
1 Reference Case | 2028 | Coal | 466 | 2.5
1 Reference Case | 2028 | Coal to Gas | 4809 | 2
1 Reference Case | 2028 | CoGen | 669 | 1
1 Reference Case | 2028 | CoGen | 1086 | 1.5
1 Reference Case | 2028 | CoGen | 2319 | 2
1 Reference Case | 2028 | CoGen | 145 | 2.5
1 Reference Case | 2028 | CoGen | 1064 | 3
1 Reference Case | 2028 | CoGen | 100 | 3.5
1 Reference Case | 2028 | CoGen | 98 | 4
1 Reference Case | 2028 | Combined Cycle | 1420 | 1.5
1 Reference Case | 2028 | Combined Cycle | 333 | 2.5
1 Reference Case | 2028 | Simple Cycle | 250 | 1.5
1 Reference Case | 2028 | Simple Cycle | 196 | 2
1 Reference Case | 2028 | Simple Cycle | 1316.5 | 2.5
1 Reference Case | 2028 | Simple Cycle | 63 | 3
1 Reference Case | 2028 | Simple Cycle | 20 | 4.5
1 Reference Case | 2028 | Hydro | 470 | 1
1 Reference Case | 2028 | Hydro | 104 | 1.5
1 Reference Case | 2028 | Hydro | 320 | 2
1 Reference Case | 2028 | Other | 25 | 1.5
1 Reference Case | 2028 | Other | 48 | 2
1 Reference Case | 2028 | Other | 308 | 2.5
1 Reference Case | 2028 | Other | 42 | 3
1 Reference Case | 2029 | Coal | 0 | 2.5
1 Reference Case | 2029 | Coal to Gas | 5275 | 2
1 Reference Case | 2029 | CoGen | 669 | 1
1 Reference Case | 2029 | CoGen | 1086 | 1.5
1 Reference Case | 2029 | CoGen | 2319 | 2
1 Reference Case | 2029 | CoGen | 145 | 2.5
1 Reference Case | 2029 | CoGen | 1064 | 3
1 Reference Case | 2029 | CoGen | 100 | 3.5
1 Reference Case | 2029 | CoGen | 98 | 4
1 Reference Case | 2029 | Combined Cycle | 1420 | 1.5
1 Reference Case | 2029 | Combined Cycle | 333 | 2.5
1 Reference Case | 2029 | Simple Cycle | 250 | 1.5
1 Reference Case | 2029 | Simple Cycle | 196 | 2
1 Reference Case | 2029 | Simple Cycle | 1549 | 2.5
1 Reference Case | 2029 | Simple Cycle | 63 | 3
1 Reference Case | 2029 | Simple Cycle | 20 | 4.5
1 Reference Case | 2029 | Hydro | 470 | 1
1 Reference Case | 2029 | Hydro | 104 | 1.5
1 Reference Case | 2029 | Hydro | 320 | 2
1 Reference Case | 2029 | Other | 25 | 1.5
1 Reference Case | 2029 | Other | 48 | 2
1 Reference Case | 2029 | Other | 308 | 2.5
1 Reference Case | 2029 | Other | 42 | 3
1 Reference Case | 2030 | Coal to Gas | 4890 | 2
1 Reference Case | 2030 | CoGen | 669 | 1
1 Reference Case | 2030 | CoGen | 1086 | 1.5
1 Reference Case | 2030 | CoGen | 2409 | 2
1 Reference Case | 2030 | CoGen | 145 | 2.5
1 Reference Case | 2030 | CoGen | 1064 | 3
1 Reference Case | 2030 | CoGen | 100 | 3.5
1 Reference Case | 2030 | CoGen | 98 | 4
1 Reference Case | 2030 | Combined Cycle | 1420 | 1.5
1 Reference Case | 2030 | Combined Cycle | 479 | 2
1 Reference Case | 2030 | Combined Cycle | 333 | 2.5
1 Reference Case | 2030 | Simple Cycle | 250 | 1.5
1 Reference Case | 2030 | Simple Cycle | 196 | 2
1 Reference Case | 2030 | Simple Cycle | 1549 | 2.5
1 Reference Case | 2030 | Simple Cycle | 63 | 3
1 Reference Case | 2030 | Simple Cycle | 20 | 4.5
1 Reference Case | 2030 | Hydro | 470 | 1
1 Reference Case | 2030 | Hydro | 104 | 1.5
1 Reference Case | 2030 | Hydro | 320 | 2
1 Reference Case | 2030 | Other | 25 | 1.5
1 Reference Case | 2030 | Other | 48 | 2
1 Reference Case | 2030 | Other | 308 | 2.5
1 Reference Case | 2030 | Other | 42 | 3
2 Diversification | 2021 | Coal | 790 | 1.5
2 Diversification | 2021 | Coal | 1637 | 2
2 Diversification | 2021 | Coal | 1811 | 2.5
2 Diversification | 2021 | Coal to Gas | 1192 | 2
2 Diversification | 2021 | CoGen | 669 | 1
2 Diversification | 2021 | CoGen | 1086 | 1.5
2 Diversification | 2021 | CoGen | 2004 | 2
2 Diversification | 2021 | CoGen | 145 | 2.5
2 Diversification | 2021 | CoGen | 1064 | 3
2 Diversification | 2021 | CoGen | 100 | 3.5
2 Diversification | 2021 | CoGen | 98 | 4
2 Diversification | 2021 | Combined Cycle | 1420 | 1.5
2 Diversification | 2021 | Combined Cycle | 333 | 2.5
2 Diversification | 2021 | Simple Cycle | 250 | 1.5
2 Diversification | 2021 | Simple Cycle | 196 | 2
2 Diversification | 2021 | Simple Cycle | 619 | 2.5
2 Diversification | 2021 | Simple Cycle | 63 | 3
2 Diversification | 2021 | Simple Cycle | 20 | 4.5
2 Diversification | 2021 | Hydro | 470 | 1
2 Diversification | 2021 | Hydro | 104 | 1.5
2 Diversification | 2021 | Hydro | 320 | 2
2 Diversification | 2021 | Other | 25 | 1.5
2 Diversification | 2021 | Other | 48 | 2
2 Diversification | 2021 | Other | 308 | 2.5
2 Diversification | 2021 | Other | 42 | 3
2 Diversification | 2022 | Coal | 790 | 1.5
2 Diversification | 2022 | Coal | 863 | 2
2 Diversification | 2022 | Coal | 1811 | 2.5
2 Diversification | 2022 | Coal to Gas | 1966 | 2
2 Diversification | 2022 | CoGen | 669 | 1
2 Diversification | 2022 | CoGen | 1086 | 1.5
2 Diversification | 2022 | CoGen | 2004 | 2
2 Diversification | 2022 | CoGen | 145 | 2.5
2 Diversification | 2022 | CoGen | 1064 | 3
2 Diversification | 2022 | CoGen | 100 | 3.5
2 Diversification | 2022 | CoGen | 98 | 4
2 Diversification | 2022 | Combined Cycle | 1420 | 1.5
2 Diversification | 2022 | Combined Cycle | 333 | 2.5
2 Diversification | 2022 | Simple Cycle | 250 | 1.5
2 Diversification | 2022 | Simple Cycle | 196 | 2
2 Diversification | 2022 | Simple Cycle | 851.5 | 2.5
2 Diversification | 2022 | Simple Cycle | 63 | 3
2 Diversification | 2022 | Simple Cycle | 20 | 4.5
2 Diversification | 2022 | Hydro | 470 | 1
2 Diversification | 2022 | Hydro | 104 | 1.5
2 Diversification | 2022 | Hydro | 320 | 2
2 Diversification | 2022 | Other | 25 | 1.5
2 Diversification | 2022 | Other | 48 | 2
2 Diversification | 2022 | Other | 308 | 2.5
2 Diversification | 2022 | Other | 42 | 3
2 Diversification | 2023 | Coal | 0 | 1.5
2 Diversification | 2023 | Coal | 863 | 2
2 Diversification | 2023 | Coal | 1021 | 2.5
2 Diversification | 2023 | Coal to Gas | 3546 | 2
2 Diversification | 2023 | CoGen | 669 | 1
2 Diversification | 2023 | CoGen | 1086 | 1.5
2 Diversification | 2023 | CoGen | 2004 | 2
2 Diversification | 2023 | CoGen | 145 | 2.5
2 Diversification | 2023 | CoGen | 1064 | 3
2 Diversification | 2023 | CoGen | 100 | 3.5
2 Diversification | 2023 | CoGen | 98 | 4
2 Diversification | 2023 | Combined Cycle | 1420 | 1.5
2 Diversification | 2023 | Combined Cycle | 333 | 2.5
2 Diversification | 2023 | Simple Cycle | 250 | 1.5
2 Diversification | 2023 | Simple Cycle | 196 | 2
2 Diversification | 2023 | Simple Cycle | 851.5 | 2.5
2 Diversification | 2023 | Simple Cycle | 63 | 3
2 Diversification | 2023 | Simple Cycle | 20 | 4.5
2 Diversification | 2023 | Hydro | 470 | 1
2 Diversification | 2023 | Hydro | 104 | 1.5
2 Diversification | 2023 | Hydro | 320 | 2
2 Diversification | 2023 | Other | 25 | 1.5
2 Diversification | 2023 | Other | 48 | 2
2 Diversification | 2023 | Other | 308 | 2.5
2 Diversification | 2023 | Other | 42 | 3
2 Diversification | 2024 | Coal | 400 | 2
2 Diversification | 2024 | Coal | 1021 | 2.5
2 Diversification | 2024 | Coal to Gas | 4009 | 2
2 Diversification | 2024 | CoGen | 669 | 1
2 Diversification | 2024 | CoGen | 1086 | 1.5
2 Diversification | 2024 | CoGen | 2004 | 2
2 Diversification | 2024 | CoGen | 145 | 2.5
2 Diversification | 2024 | CoGen | 1064 | 3
2 Diversification | 2024 | CoGen | 100 | 3.5
2 Diversification | 2024 | CoGen | 98 | 4
2 Diversification | 2024 | Combined Cycle | 1420 | 1.5
2 Diversification | 2024 | Combined Cycle | 333 | 2.5
2 Diversification | 2024 | Simple Cycle | 250 | 1.5
2 Diversification | 2024 | Simple Cycle | 196 | 2
2 Diversification | 2024 | Simple Cycle | 851.5 | 2.5
2 Diversification | 2024 | Simple Cycle | 63 | 3
2 Diversification | 2024 | Simple Cycle | 20 | 4.5
2 Diversification | 2024 | Hydro | 470 | 1
2 Diversification | 2024 | Hydro | 104 | 1.5
2 Diversification | 2024 | Hydro | 320 | 2
2 Diversification | 2024 | Other | 25 | 1.5
2 Diversification | 2024 | Other | 48 | 2
2 Diversification | 2024 | Other | 308 | 2.5
2 Diversification | 2024 | Other | 42 | 3
2 Diversification | 2025 | Coal | 400 | 2
2 Diversification | 2025 | Coal | 1021 | 2.5
2 Diversification | 2025 | Coal to Gas | 4009 | 2
2 Diversification | 2025 | CoGen | 669 | 1
2 Diversification | 2025 | CoGen | 1086 | 1.5
2 Diversification | 2025 | CoGen | 2004 | 2
2 Diversification | 2025 | CoGen | 145 | 2.5
2 Diversification | 2025 | CoGen | 1064 | 3
2 Diversification | 2025 | CoGen | 100 | 3.5
2 Diversification | 2025 | CoGen | 98 | 4
2 Diversification | 2025 | Combined Cycle | 1420 | 1.5
2 Diversification | 2025 | Combined Cycle | 333 | 2.5
2 Diversification | 2025 | Simple Cycle | 250 | 1.5
2 Diversification | 2025 | Simple Cycle | 196 | 2
2 Diversification | 2025 | Simple Cycle | 851.5 | 2.5
2 Diversification | 2025 | Simple Cycle | 63 | 3
2 Diversification | 2025 | Simple Cycle | 20 | 4.5
2 Diversification | 2025 | Hydro | 470 | 1
2 Diversification | 2025 | Hydro | 104 | 1.5
2 Diversification | 2025 | Hydro | 320 | 2
2 Diversification | 2025 | Other | 25 | 1.5
2 Diversification | 2025 | Other | 48 | 2
2 Diversification | 2025 | Other | 308 | 2.5
2 Diversification | 2025 | Other | 42 | 3
2 Diversification | 2026 | Coal | 400 | 2
2 Diversification | 2026 | Coal | 866 | 2.5
2 Diversification | 2026 | Coal to Gas | 4009 | 2
2 Diversification | 2026 | CoGen | 669 | 1
2 Diversification | 2026 | CoGen | 1086 | 1.5
2 Diversification | 2026 | CoGen | 2004 | 2
2 Diversification | 2026 | CoGen | 145 | 2.5
2 Diversification | 2026 | CoGen | 1064 | 3
2 Diversification | 2026 | CoGen | 100 | 3.5
2 Diversification | 2026 | CoGen | 98 | 4
2 Diversification | 2026 | Combined Cycle | 1420 | 1.5
2 Diversification | 2026 | Combined Cycle | 333 | 2.5
2 Diversification | 2026 | Simple Cycle | 250 | 1.5
2 Diversification | 2026 | Simple Cycle | 196 | 2
2 Diversification | 2026 | Simple Cycle | 1084 | 2.5
2 Diversification | 2026 | Simple Cycle | 63 | 3
2 Diversification | 2026 | Simple Cycle | 20 | 4.5
2 Diversification | 2026 | Hydro | 470 | 1
2 Diversification | 2026 | Hydro | 104 | 1.5
2 Diversification | 2026 | Hydro | 320 | 2
2 Diversification | 2026 | Other | 25 | 1.5
2 Diversification | 2026 | Other | 48 | 2
2 Diversification | 2026 | Other | 308 | 2.5
2 Diversification | 2026 | Other | 42 | 3
2 Diversification | 2027 | Coal | 400 | 2
2 Diversification | 2027 | Coal | 866 | 2.5
2 Diversification | 2027 | Coal to Gas | 4009 | 2
2 Diversification | 2027 | CoGen | 669 | 1
2 Diversification | 2027 | CoGen | 1086 | 1.5
2 Diversification | 2027 | CoGen | 2004 | 2
2 Diversification | 2027 | CoGen | 145 | 2.5
2 Diversification | 2027 | CoGen | 1064 | 3
2 Diversification | 2027 | CoGen | 100 | 3.5
2 Diversification | 2027 | CoGen | 98 | 4
2 Diversification | 2027 | Combined Cycle | 1420 | 1.5
2 Diversification | 2027 | Combined Cycle | 333 | 2.5
2 Diversification | 2027 | Simple Cycle | 250 | 1.5
2 Diversification | 2027 | Simple Cycle | 196 | 2
2 Diversification | 2027 | Simple Cycle | 1084 | 2.5
2 Diversification | 2027 | Simple Cycle | 63 | 3
2 Diversification | 2027 | Simple Cycle | 20 | 4.5
2 Diversification | 2027 | Hydro | 470 | 1
2 Diversification | 2027 | Hydro | 104 | 1.5
2 Diversification | 2027 | Hydro | 320 | 2
2 Diversification | 2027 | Other | 25 | 1.5
2 Diversification | 2027 | Other | 48 | 2
2 Diversification | 2027 | Other | 308 | 2.5
2 Diversification | 2027 | Other | 42 | 3
2 Diversification | 2028 | Coal | 0 | 2
2 Diversification | 2028 | Coal | 466 | 2.5
2 Diversification | 2028 | Coal to Gas | 4809 | 2
2 Diversification | 2028 | CoGen | 669 | 1
2 Diversification | 2028 | CoGen | 1086 | 1.5
2 Diversification | 2028 | CoGen | 2004 | 2
2 Diversification | 2028 | CoGen | 145 | 2.5
2 Diversification | 2028 | CoGen | 1064 | 3
2 Diversification | 2028 | CoGen | 100 | 3.5
2 Diversification | 2028 | CoGen | 98 | 4
2 Diversification | 2028 | Combined Cycle | 1420 | 1.5
2 Diversification | 2028 | Combined Cycle | 333 | 2.5
2 Diversification | 2028 | Simple Cycle | 250 | 1.5
2 Diversification | 2028 | Simple Cycle | 196 | 2
2 Diversification | 2028 | Simple Cycle | 1084 | 2.5
2 Diversification | 2028 | Simple Cycle | 63 | 3
2 Diversification | 2028 | Simple Cycle | 20 | 4.5
2 Diversification | 2028 | Hydro | 470 | 1
2 Diversification | 2028 | Hydro | 104 | 1.5
2 Diversification | 2028 | Hydro | 320 | 2
2 Diversification | 2028 | Other | 25 | 1.5
2 Diversification | 2028 | Other | 48 | 2
2 Diversification | 2028 | Other | 308 | 2.5
2 Diversification | 2028 | Other | 42 | 3
2 Diversification | 2029 | Coal | 0 | 2.5
2 Diversification | 2029 | Coal to Gas | 5275 | 2
2 Diversification | 2029 | CoGen | 669 | 1
2 Diversification | 2029 | CoGen | 1086 | 1.5
2 Diversification | 2029 | CoGen | 2004 | 2
2 Diversification | 2029 | CoGen | 145 | 2.5
2 Diversification | 2029 | CoGen | 1064 | 3
2 Diversification | 2029 | CoGen | 100 | 3.5
2 Diversification | 2029 | CoGen | 98 | 4
2 Diversification | 2029 | Combined Cycle | 1420 | 1.5
2 Diversification | 2029 | Combined Cycle | 333 | 2.5
2 Diversification | 2029 | Simple Cycle | 250 | 1.5
2 Diversification | 2029 | Simple Cycle | 196 | 2
2 Diversification | 2029 | Simple Cycle | 1084 | 2.5
2 Diversification | 2029 | Simple Cycle | 63 | 3
2 Diversification | 2029 | Simple Cycle | 20 | 4.5
2 Diversification | 2029 | Hydro | 470 | 1
2 Diversification | 2029 | Hydro | 104 | 1.5
2 Diversification | 2029 | Hydro | 320 | 2
2 Diversification | 2029 | Other | 25 | 1.5
2 Diversification | 2029 | Other | 48 | 2
2 Diversification | 2029 | Other | 308 | 2.5
2 Diversification | 2029 | Other | 42 | 3
2 Diversification | 2030 | Coal to Gas | 4890 | 2
2 Diversification | 2030 | CoGen | 669 | 1
2 Diversification | 2030 | CoGen | 1086 | 1.5
2 Diversification | 2030 | CoGen | 2094 | 2
2 Diversification | 2030 | CoGen | 145 | 2.5
2 Diversification | 2030 | CoGen | 1064 | 3
2 Diversification | 2030 | CoGen | 100 | 3.5
2 Diversification | 2030 | CoGen | 98 | 4
2 Diversification | 2030 | Combined Cycle | 1420 | 1.5
2 Diversification | 2030 | Combined Cycle | 479 | 2
2 Diversification | 2030 | Combined Cycle | 333 | 2.5
2 Diversification | 2030 | Simple Cycle | 250 | 1.5
2 Diversification | 2030 | Simple Cycle | 196 | 2
2 Diversification | 2030 | Simple Cycle | 1316.5 | 2.5
2 Diversification | 2030 | Simple Cycle | 63 | 3
2 Diversification | 2030 | Simple Cycle | 20 | 4.5
2 Diversification | 2030 | Hydro | 470 | 1
2 Diversification | 2030 | Hydro | 104 | 1.5
2 Diversification | 2030 | Hydro | 320 | 2
2 Diversification | 2030 | Other | 25 | 1.5
2 Diversification | 2030 | Other | 48 | 2
2 Diversification | 2030 | Other | 308 | 2.5
2 Diversification | 2030 | Other | 42 | 3
3 Revenue Sufficiency | 2021 | Coal | 790 | 1.5
3 Revenue Sufficiency | 2021 | Coal | 1637 | 2
3 Revenue Sufficiency | 2021 | Coal | 1811 | 2.5
3 Revenue Sufficiency | 2021 | Coal to Gas | 1192 | 2
3 Revenue Sufficiency | 2021 | CoGen | 669 | 1
3 Revenue Sufficiency | 2021 | CoGen | 1086 | 1.5
3 Revenue Sufficiency | 2021 | CoGen | 2004 | 2
3 Revenue Sufficiency | 2021 | CoGen | 145 | 2.5
3 Revenue Sufficiency | 2021 | CoGen | 1064 | 3
3 Revenue Sufficiency | 2021 | CoGen | 100 | 3.5
3 Revenue Sufficiency | 2021 | CoGen | 98 | 4
3 Revenue Sufficiency | 2021 | Combined Cycle | 1420 | 1.5
3 Revenue Sufficiency | 2021 | Combined Cycle | 333 | 2.5
3 Revenue Sufficiency | 2021 | Simple Cycle | 250 | 1.5
3 Revenue Sufficiency | 2021 | Simple Cycle | 196 | 2
3 Revenue Sufficiency | 2021 | Simple Cycle | 619 | 2.5
3 Revenue Sufficiency | 2021 | Simple Cycle | 63 | 3
3 Revenue Sufficiency | 2021 | Simple Cycle | 20 | 4.5
3 Revenue Sufficiency | 2021 | Hydro | 470 | 1
3 Revenue Sufficiency | 2021 | Hydro | 104 | 1.5
3 Revenue Sufficiency | 2021 | Hydro | 320 | 2
3 Revenue Sufficiency | 2021 | Other | 25 | 1.5
3 Revenue Sufficiency | 2021 | Other | 48 | 2
3 Revenue Sufficiency | 2021 | Other | 308 | 2.5
3 Revenue Sufficiency | 2021 | Other | 42 | 3
3 Revenue Sufficiency | 2022 | Coal | 790 | 1.5
3 Revenue Sufficiency | 2022 | Coal | 863 | 2
3 Revenue Sufficiency | 2022 | Coal | 1811 | 2.5
3 Revenue Sufficiency | 2022 | Coal to Gas | 1966 | 2
3 Revenue Sufficiency | 2022 | CoGen | 669 | 1
3 Revenue Sufficiency | 2022 | CoGen | 1086 | 1.5
3 Revenue Sufficiency | 2022 | CoGen | 2139 | 2
3 Revenue Sufficiency | 2022 | CoGen | 145 | 2.5
3 Revenue Sufficiency | 2022 | CoGen | 1064 | 3
3 Revenue Sufficiency | 2022 | CoGen | 100 | 3.5
3 Revenue Sufficiency | 2022 | CoGen | 98 | 4
3 Revenue Sufficiency | 2022 | Combined Cycle | 1420 | 1.5
3 Revenue Sufficiency | 2022 | Combined Cycle | 333 | 2.5
3 Revenue Sufficiency | 2022 | Simple Cycle | 250 | 1.5
3 Revenue Sufficiency | 2022 | Simple Cycle | 196 | 2
3 Revenue Sufficiency | 2022 | Simple Cycle | 619 | 2.5
3 Revenue Sufficiency | 2022 | Simple Cycle | 63 | 3
3 Revenue Sufficiency | 2022 | Simple Cycle | 20 | 4.5
3 Revenue Sufficiency | 2022 | Hydro | 470 | 1
3 Revenue Sufficiency | 2022 | Hydro | 104 | 1.5
3 Revenue Sufficiency | 2022 | Hydro | 320 | 2
3 Revenue Sufficiency | 2022 | Other | 25 | 1.5
3 Revenue Sufficiency | 2022 | Other | 48 | 2
3 Revenue Sufficiency | 2022 | Other | 308 | 2.5
3 Revenue Sufficiency | 2022 | Other | 42 | 3
3 Revenue Sufficiency | 2023 | Coal | 0 | 1.5
3 Revenue Sufficiency | 2023 | Coal | 863 | 2
3 Revenue Sufficiency | 2023 | Coal | 1021 | 2.5
3 Revenue Sufficiency | 2023 | Coal to Gas | 3546 | 2
3 Revenue Sufficiency | 2023 | CoGen | 669 | 1
3 Revenue Sufficiency | 2023 | CoGen | 1086 | 1.5
3 Revenue Sufficiency | 2023 | CoGen | 2139 | 2
3 Revenue Sufficiency | 2023 | CoGen | 145 | 2.5
3 Revenue Sufficiency | 2023 | CoGen | 1064 | 3
3 Revenue Sufficiency | 2023 | CoGen | 100 | 3.5
3 Revenue Sufficiency | 2023 | CoGen | 98 | 4
3 Revenue Sufficiency | 2023 | Combined Cycle | 1420 | 1.5
3 Revenue Sufficiency | 2023 | Combined Cycle | 333 | 2.5
3 Revenue Sufficiency | 2023 | Simple Cycle | 250 | 1.5
3 Revenue Sufficiency | 2023 | Simple Cycle | 196 | 2
3 Revenue Sufficiency | 2023 | Simple Cycle | 619 | 2.5
3 Revenue Sufficiency | 2023 | Simple Cycle | 63 | 3
3 Revenue Sufficiency | 2023 | Simple Cycle | 20 | 4.5
3 Revenue Sufficiency | 2023 | Hydro | 470 | 1
3 Revenue Sufficiency | 2023 | Hydro | 104 | 1.5
3 Revenue Sufficiency | 2023 | Hydro | 320 | 2
3 Revenue Sufficiency | 2023 | Other | 25 | 1.5
3 Revenue Sufficiency | 2023 | Other | 48 | 2
3 Revenue Sufficiency | 2023 | Other | 308 | 2.5
3 Revenue Sufficiency | 2023 | Other | 42 | 3
3 Revenue Sufficiency | 2024 | Coal | 400 | 2
3 Revenue Sufficiency | 2024 | Coal | 1021 | 2.5
3 Revenue Sufficiency | 2024 | Coal to Gas | 4009 | 2
3 Revenue Sufficiency | 2024 | CoGen | 669 | 1
3 Revenue Sufficiency | 2024 | CoGen | 1086 | 1.5
3 Revenue Sufficiency | 2024 | CoGen | 2229 | 2
3 Revenue Sufficiency | 2024 | CoGen | 145 | 2.5
3 Revenue Sufficiency | 2024 | CoGen | 1064 | 3
3 Revenue Sufficiency | 2024 | CoGen | 100 | 3.5
3 Revenue Sufficiency | 2024 | CoGen | 98 | 4
3 Revenue Sufficiency | 2024 | Combined Cycle | 1420 | 1.5
3 Revenue Sufficiency | 2024 | Combined Cycle | 333 | 2.5
3 Revenue Sufficiency | 2024 | Simple Cycle | 250 | 1.5
3 Revenue Sufficiency | 2024 | Simple Cycle | 196 | 2
3 Revenue Sufficiency | 2024 | Simple Cycle | 619 | 2.5
3 Revenue Sufficiency | 2024 | Simple Cycle | 63 | 3
3 Revenue Sufficiency | 2024 | Simple Cycle | 20 | 4.5
3 Revenue Sufficiency | 2024 | Hydro | 470 | 1
3 Revenue Sufficiency | 2024 | Hydro | 104 | 1.5
3 Revenue Sufficiency | 2024 | Hydro | 320 | 2
3 Revenue Sufficiency | 2024 | Other | 25 | 1.5
3 Revenue Sufficiency | 2024 | Other | 48 | 2
3 Revenue Sufficiency | 2024 | Other | 308 | 2.5
3 Revenue Sufficiency | 2024 | Other | 42 | 3
3 Revenue Sufficiency | 2025 | Coal | 400 | 2
3 Revenue Sufficiency | 2025 | Coal | 1021 | 2.5
3 Revenue Sufficiency | 2025 | Coal to Gas | 4009 | 2
3 Revenue Sufficiency | 2025 | CoGen | 669 | 1
3 Revenue Sufficiency | 2025 | CoGen | 1086 | 1.5
3 Revenue Sufficiency | 2025 | CoGen | 2274 | 2
3 Revenue Sufficiency | 2025 | CoGen | 145 | 2.5
3 Revenue Sufficiency | 2025 | CoGen | 1064 | 3
3 Revenue Sufficiency | 2025 | CoGen | 100 | 3.5
3 Revenue Sufficiency | 2025 | CoGen | 98 | 4
3 Revenue Sufficiency | 2025 | Combined Cycle | 1420 | 1.5
3 Revenue Sufficiency | 2025 | Combined Cycle | 333 | 2.5
3 Revenue Sufficiency | 2025 | Simple Cycle | 250 | 1.5
3 Revenue Sufficiency | 2025 | Simple Cycle | 196 | 2
3 Revenue Sufficiency | 2025 | Simple Cycle | 619 | 2.5
3 Revenue Sufficiency | 2025 | Simple Cycle | 63 | 3
3 Revenue Sufficiency | 2025 | Simple Cycle | 20 | 4.5
3 Revenue Sufficiency | 2025 | Hydro | 470 | 1
3 Revenue Sufficiency | 2025 | Hydro | 104 | 1.5
3 Revenue Sufficiency | 2025 | Hydro | 320 | 2
3 Revenue Sufficiency | 2025 | Other | 25 | 1.5
3 Revenue Sufficiency | 2025 | Other | 48 | 2
3 Revenue Sufficiency | 2025 | Other | 308 | 2.5
3 Revenue Sufficiency | 2025 | Other | 42 | 3
3 Revenue Sufficiency | 2026 | Coal | 400 | 2
3 Revenue Sufficiency | 2026 | Coal | 866 | 2.5
3 Revenue Sufficiency | 2026 | Coal to Gas | 4009 | 2
3 Revenue Sufficiency | 2026 | CoGen | 669 | 1
3 Revenue Sufficiency | 2026 | CoGen | 1086 | 1.5
3 Revenue Sufficiency | 2026 | CoGen | 2274 | 2
3 Revenue Sufficiency | 2026 | CoGen | 145 | 2.5
3 Revenue Sufficiency | 2026 | CoGen | 1064 | 3
3 Revenue Sufficiency | 2026 | CoGen | 100 | 3.5
3 Revenue Sufficiency | 2026 | CoGen | 98 | 4
3 Revenue Sufficiency | 2026 | Combined Cycle | 1420 | 1.5
3 Revenue Sufficiency | 2026 | Combined Cycle | 333 | 2.5
3 Revenue Sufficiency | 2026 | Simple Cycle | 250 | 1.5
3 Revenue Sufficiency | 2026 | Simple Cycle | 196 | 2
3 Revenue Sufficiency | 2026 | Simple Cycle | 619 | 2.5
3 Revenue Sufficiency | 2026 | Simple Cycle | 63 | 3
3 Revenue Sufficiency | 2026 | Simple Cycle | 20 | 4.5
3 Revenue Sufficiency | 2026 | Hydro | 470 | 1
3 Revenue Sufficiency | 2026 | Hydro | 104 | 1.5
3 Revenue Sufficiency | 2026 | Hydro | 320 | 2
3 Revenue Sufficiency | 2026 | Other | 25 | 1.5
3 Revenue Sufficiency | 2026 | Other | 48 | 2
3 Revenue Sufficiency | 2026 | Other | 308 | 2.5
3 Revenue Sufficiency | 2026 | Other | 42 | 3
3 Revenue Sufficiency | 2027 | Coal | 400 | 2
3 Revenue Sufficiency | 2027 | Coal | 866 | 2.5
3 Revenue Sufficiency | 2027 | Coal to Gas | 4009 | 2
3 Revenue Sufficiency | 2027 | CoGen | 669 | 1
3 Revenue Sufficiency | 2027 | CoGen | 1086 | 1.5
3 Revenue Sufficiency | 2027 | CoGen | 2319 | 2
3 Revenue Sufficiency | 2027 | CoGen | 145 | 2.5
3 Revenue Sufficiency | 2027 | CoGen | 1064 | 3
3 Revenue Sufficiency | 2027 | CoGen | 100 | 3.5
3 Revenue Sufficiency | 2027 | CoGen | 98 | 4
3 Revenue Sufficiency | 2027 | Combined Cycle | 1420 | 1.5
3 Revenue Sufficiency | 2027 | Combined Cycle | 333 | 2.5
3 Revenue Sufficiency | 2027 | Simple Cycle | 250 | 1.5
3 Revenue Sufficiency | 2027 | Simple Cycle | 196 | 2
3 Revenue Sufficiency | 2027 | Simple Cycle | 619 | 2.5
3 Revenue Sufficiency | 2027 | Simple Cycle | 63 | 3
3 Revenue Sufficiency | 2027 | Simple Cycle | 20 | 4.5
3 Revenue Sufficiency | 2027 | Hydro | 470 | 1
3 Revenue Sufficiency | 2027 | Hydro | 104 | 1.5
3 Revenue Sufficiency | 2027 | Hydro | 320 | 2
3 Revenue Sufficiency | 2027 | Other | 25 | 1.5
3 Revenue Sufficiency | 2027 | Other | 48 | 2
3 Revenue Sufficiency | 2027 | Other | 308 | 2.5
3 Revenue Sufficiency | 2027 | Other | 42 | 3
3 Revenue Sufficiency | 2028 | Coal | 0 | 2
3 Revenue Sufficiency | 2028 | Coal | 466 | 2.5
3 Revenue Sufficiency | 2028 | Coal to Gas | 4809 | 2
3 Revenue Sufficiency | 2028 | CoGen | 669 | 1
3 Revenue Sufficiency | 2028 | CoGen | 1086 | 1.5
3 Revenue Sufficiency | 2028 | CoGen | 2319 | 2
3 Revenue Sufficiency | 2028 | CoGen | 145 | 2.5
3 Revenue Sufficiency | 2028 | CoGen | 1064 | 3
3 Revenue Sufficiency | 2028 | CoGen | 100 | 3.5
3 Revenue Sufficiency | 2028 | CoGen | 98 | 4
3 Revenue Sufficiency | 2028 | Combined Cycle | 1420 | 1.5
3 Revenue Sufficiency | 2028 | Combined Cycle | 333 | 2.5
3 Revenue Sufficiency | 2028 | Simple Cycle | 250 | 1.5
3 Revenue Sufficiency | 2028 | Simple Cycle | 196 | 2
3 Revenue Sufficiency | 2028 | Simple Cycle | 758.5 | 2.5
3 Revenue Sufficiency | 2028 | Simple Cycle | 63 | 3
3 Revenue Sufficiency | 2028 | Simple Cycle | 20 | 4.5
3 Revenue Sufficiency | 2028 | Hydro | 470 | 1
3 Revenue Sufficiency | 2028 | Hydro | 104 | 1.5
3 Revenue Sufficiency | 2028 | Hydro | 320 | 2
3 Revenue Sufficiency | 2028 | Other | 25 | 1.5
3 Revenue Sufficiency | 2028 | Other | 48 | 2
3 Revenue Sufficiency | 2028 | Other | 308 | 2.5
3 Revenue Sufficiency | 2028 | Other | 42 | 3
3 Revenue Sufficiency | 2029 | Coal | 0 | 2.5
3 Revenue Sufficiency | 2029 | Coal to Gas | 5275 | 2
3 Revenue Sufficiency | 2029 | CoGen | 669 | 1
3 Revenue Sufficiency | 2029 | CoGen | 1086 | 1.5
3 Revenue Sufficiency | 2029 | CoGen | 2319 | 2
3 Revenue Sufficiency | 2029 | CoGen | 145 | 2.5
3 Revenue Sufficiency | 2029 | CoGen | 1064 | 3
3 Revenue Sufficiency | 2029 | CoGen | 100 | 3.5
3 Revenue Sufficiency | 2029 | CoGen | 98 | 4
3 Revenue Sufficiency | 2029 | Combined Cycle | 1420 | 1.5
3 Revenue Sufficiency | 2029 | Combined Cycle | 333 | 2.5
3 Revenue Sufficiency | 2029 | Simple Cycle | 250 | 1.5
3 Revenue Sufficiency | 2029 | Simple Cycle | 196 | 2
3 Revenue Sufficiency | 2029 | Simple Cycle | 758.5 | 2.5
3 Revenue Sufficiency | 2029 | Simple Cycle | 63 | 3
3 Revenue Sufficiency | 2029 | Simple Cycle | 20 | 4.5
3 Revenue Sufficiency | 2029 | Hydro | 470 | 1
3 Revenue Sufficiency | 2029 | Hydro | 104 | 1.5
3 Revenue Sufficiency | 2029 | Hydro | 320 | 2
3 Revenue Sufficiency | 2029 | Other | 25 | 1.5
3 Revenue Sufficiency | 2029 | Other | 48 | 2
3 Revenue Sufficiency | 2029 | Other | 308 | 2.5
3 Revenue Sufficiency | 2029 | Other | 42 | 3
3 Revenue Sufficiency | 2030 | Coal to Gas | 4890 | 2
3 Revenue Sufficiency | 2030 | CoGen | 669 | 1
3 Revenue Sufficiency | 2030 | CoGen | 1086 | 1.5
3 Revenue Sufficiency | 2030 | CoGen | 2409 | 2
3 Revenue Sufficiency | 2030 | CoGen | 145 | 2.5
3 Revenue Sufficiency | 2030 | CoGen | 1064 | 3
3 Revenue Sufficiency | 2030 | CoGen | 100 | 3.5
3 Revenue Sufficiency | 2030 | CoGen | 98 | 4
3 Revenue Sufficiency | 2030 | Combined Cycle | 1420 | 1.5
3 Revenue Sufficiency | 2030 | Combined Cycle | 958 | 2
3 Revenue Sufficiency | 2030 | Combined Cycle | 333 | 2.5
3 Revenue Sufficiency | 2030 | Simple Cycle | 250 | 1.5
3 Revenue Sufficiency | 2030 | Simple Cycle | 196 | 2
3 Revenue Sufficiency | 2030 | Simple Cycle | 898 | 2.5
3 Revenue Sufficiency | 2030 | Simple Cycle | 63 | 3
3 Revenue Sufficiency | 2030 | Simple Cycle | 20 | 4.5
3 Revenue Sufficiency | 2030 | Hydro | 470 | 1
3 Revenue Sufficiency | 2030 | Hydro | 104 | 1.5
3 Revenue Sufficiency | 2030 | Hydro | 320 | 2
3 Revenue Sufficiency | 2030 | Other | 25 | 1.5
3 Revenue Sufficiency | 2030 | Other | 48 | 2
3 Revenue Sufficiency | 2030 | Other | 308 | 2.5
3 Revenue Sufficiency | 2030 | Other | 42 | 3

## 4-5 Flexibility Responses
Back to Contents
Data for Figure 4-5 – System flexibility responses to net demand change
Description: Intra-hour energy market dispatch up or down the merit order and regulating reserve ramping up or
down via automatic generation control.
Scenario | Year | Metric | Cumulative Ramp (MW)
1 Reference Case | 2021 | Market Dispatch Response to Net Demand (MW) | 3950500
1 Reference Case | 2021 | Regulating Reserve Response to Net Demand (MW) | 1711500
1 Reference Case | 2022 | Market Dispatch Response to Net Demand (MW) | 4053200
1 Reference Case | 2022 | Regulating Reserve Response to Net Demand (MW) | 1671900
1 Reference Case | 2023 | Market Dispatch Response to Net Demand (MW) | 4189700
1 Reference Case | 2023 | Regulating Reserve Response to Net Demand (MW) | 1618800
1 Reference Case | 2024 | Market Dispatch Response to Net Demand (MW) | 4246800
1 Reference Case | 2024 | Regulating Reserve Response to Net Demand (MW) | 1594500
1 Reference Case | 2025 | Market Dispatch Response to Net Demand (MW) | 4322900
1 Reference Case | 2025 | Regulating Reserve Response to Net Demand (MW) | 1598000
1 Reference Case | 2026 | Market Dispatch Response to Net Demand (MW) | 4325000
1 Reference Case | 2026 | Regulating Reserve Response to Net Demand (MW) | 1618600
1 Reference Case | 2027 | Market Dispatch Response to Net Demand (MW) | 4334400
1 Reference Case | 2027 | Regulating Reserve Response to Net Demand (MW) | 1613200
1 Reference Case | 2028 | Market Dispatch Response to Net Demand (MW) | 4406300
1 Reference Case | 2028 | Regulating Reserve Response to Net Demand (MW) | 1608500
1 Reference Case | 2029 | Market Dispatch Response to Net Demand (MW) | 4429000
1 Reference Case | 2029 | Regulating Reserve Response to Net Demand (MW) | 1597200
1 Reference Case | 2030 | Market Dispatch Response to Net Demand (MW) | 4358600
1 Reference Case | 2030 | Regulating Reserve Response to Net Demand (MW) | 1566600
2 Diversification | 2021 | Market Dispatch Response to Net Demand (MW) | 4054300
2 Diversification | 2021 | Regulating Reserve Response to Net Demand (MW) | 1709300
2 Diversification | 2022 | Market Dispatch Response to Net Demand (MW) | 4075700
2 Diversification | 2022 | Regulating Reserve Response to Net Demand (MW) | 1693200
2 Diversification | 2023 | Market Dispatch Response to Net Demand (MW) | 4197400
2 Diversification | 2023 | Regulating Reserve Response to Net Demand (MW) | 1622300
2 Diversification | 2024 | Market Dispatch Response to Net Demand (MW) | 4296300
2 Diversification | 2024 | Regulating Reserve Response to Net Demand (MW) | 1598900
2 Diversification | 2025 | Market Dispatch Response to Net Demand (MW) | 4325400
2 Diversification | 2025 | Regulating Reserve Response to Net Demand (MW) | 1595400
2 Diversification | 2026 | Market Dispatch Response to Net Demand (MW) | 4337800
2 Diversification | 2026 | Regulating Reserve Response to Net Demand (MW) | 1602600
2 Diversification | 2027 | Market Dispatch Response to Net Demand (MW) | 4343500
2 Diversification | 2027 | Regulating Reserve Response to Net Demand (MW) | 1592100
2 Diversification | 2028 | Market Dispatch Response to Net Demand (MW) | 4470600
2 Diversification | 2028 | Regulating Reserve Response to Net Demand (MW) | 1582200
2 Diversification | 2029 | Market Dispatch Response to Net Demand (MW) | 4442400
2 Diversification | 2029 | Regulating Reserve Response to Net Demand (MW) | 1511000
2 Diversification | 2030 | Market Dispatch Response to Net Demand (MW) | 4515400
2 Diversification | 2030 | Regulating Reserve Response to Net Demand (MW) | 1538100
3 Revenue Sufficiency | 2021 | Market Dispatch Response to Net Demand (MW) | 3947700
3 Revenue Sufficiency | 2021 | Regulating Reserve Response to Net Demand (MW) | 1713000
3 Revenue Sufficiency | 2022 | Market Dispatch Response to Net Demand (MW) | 4037200
3 Revenue Sufficiency | 2022 | Regulating Reserve Response to Net Demand (MW) | 1674300
3 Revenue Sufficiency | 2023 | Market Dispatch Response to Net Demand (MW) | 4184200
3 Revenue Sufficiency | 2023 | Regulating Reserve Response to Net Demand (MW) | 1623000
3 Revenue Sufficiency | 2024 | Market Dispatch Response to Net Demand (MW) | 4296300
3 Revenue Sufficiency | 2024 | Regulating Reserve Response to Net Demand (MW) | 1600500
3 Revenue Sufficiency | 2025 | Market Dispatch Response to Net Demand (MW) | 4310900
3 Revenue Sufficiency | 2025 | Regulating Reserve Response to Net Demand (MW) | 1591000
3 Revenue Sufficiency | 2026 | Market Dispatch Response to Net Demand (MW) | 4369700
3 Revenue Sufficiency | 2026 | Regulating Reserve Response to Net Demand (MW) | 1618800
3 Revenue Sufficiency | 2027 | Market Dispatch Response to Net Demand (MW) | 4309900
3 Revenue Sufficiency | 2027 | Regulating Reserve Response to Net Demand (MW) | 1561200
3 Revenue Sufficiency | 2028 | Market Dispatch Response to Net Demand (MW) | 4407200
3 Revenue Sufficiency | 2028 | Regulating Reserve Response to Net Demand (MW) | 1561600
3 Revenue Sufficiency | 2029 | Market Dispatch Response to Net Demand (MW) | 4407900
3 Revenue Sufficiency | 2029 | Regulating Reserve Response to Net Demand (MW) | 1543800
3 Revenue Sufficiency | 2030 | Market Dispatch Response to Net Demand (MW) | 4339800
3 Revenue Sufficiency | 2030 | Regulating Reserve Response to Net Demand (MW) | 1577300

## 4-6 Forecast Error
Back to Contents
Data for Figure 4-6 – Distribution of 10-minute-ahead wind generation forecast error
Description: Distribution of 10-minute-ahead wind generation forecast error over all hours in
each year, defined as the 10-minute-ahead forecast of wind generation minus the actual
generation for that interval reflecting a constant ramp (sometimes referred to as persistent
ramp); the wind generation ramp at the beginning of a 10-minute interval was extended to the
end of the up-coming interval.
Scenario | Year | Forecast Error Bin (MW ±5 MW) | Count
1 Reference Case | 2021 | -370 | 1
1 Reference Case | 2021 | -360 | 0
1 Reference Case | 2021 | -350 | 0
1 Reference Case | 2021 | -340 | 0
1 Reference Case | 2021 | -330 | 0
1 Reference Case | 2021 | -320 | 0
1 Reference Case | 2021 | -310 | 0
1 Reference Case | 2021 | -300 | 0
1 Reference Case | 2021 | -290 | 0
1 Reference Case | 2021 | -280 | 0
1 Reference Case | 2021 | -270 | 0
1 Reference Case | 2021 | -260 | 0
1 Reference Case | 2021 | -250 | 1
1 Reference Case | 2021 | -240 | 2
1 Reference Case | 2021 | -230 | 0
1 Reference Case | 2021 | -220 | 0
1 Reference Case | 2021 | -210 | 1
1 Reference Case | 2021 | -200 | 1
1 Reference Case | 2021 | -190 | 1
1 Reference Case | 2021 | -180 | 2
1 Reference Case | 2021 | -170 | 1
1 Reference Case | 2021 | -160 | 4
1 Reference Case | 2021 | -150 | 6
1 Reference Case | 2021 | -140 | 13
1 Reference Case | 2021 | -130 | 12
1 Reference Case | 2021 | -120 | 11
1 Reference Case | 2021 | -110 | 20
1 Reference Case | 2021 | -100 | 31
1 Reference Case | 2021 | -90 | 57
1 Reference Case | 2021 | -80 | 104
1 Reference Case | 2021 | -70 | 166
1 Reference Case | 2021 | -60 | 283
1 Reference Case | 2021 | -50 | 482
1 Reference Case | 2021 | -40 | 994
1 Reference Case | 2021 | -30 | 2056
1 Reference Case | 2021 | -20 | 4193
1 Reference Case | 2021 | -10 | 9563
1 Reference Case | 2021 | 0 | 16918
1 Reference Case | 2021 | 10 | 8978
1 Reference Case | 2021 | 20 | 4268
1 Reference Case | 2021 | 30 | 2064
1 Reference Case | 2021 | 40 | 1060
1 Reference Case | 2021 | 50 | 559
1 Reference Case | 2021 | 60 | 302
1 Reference Case | 2021 | 70 | 163
1 Reference Case | 2021 | 80 | 77
1 Reference Case | 2021 | 90 | 51
1 Reference Case | 2021 | 100 | 46
1 Reference Case | 2021 | 110 | 27
1 Reference Case | 2021 | 120 | 12
1 Reference Case | 2021 | 130 | 8
1 Reference Case | 2021 | 140 | 5
1 Reference Case | 2021 | 150 | 2
1 Reference Case | 2021 | 160 | 4
1 Reference Case | 2021 | 170 | 0
1 Reference Case | 2021 | 180 | 2
1 Reference Case | 2021 | 190 | 4
1 Reference Case | 2021 | 200 | 0
1 Reference Case | 2021 | 210 | 2
1 Reference Case | 2021 | 220 | 0
1 Reference Case | 2021 | 230 | 0
1 Reference Case | 2021 | 240 | 0
1 Reference Case | 2021 | 250 | 0
1 Reference Case | 2021 | 260 | 0
1 Reference Case | 2021 | 270 | 0
1 Reference Case | 2021 | 280 | 0
1 Reference Case | 2021 | 290 | 0
1 Reference Case | 2021 | 300 | 0
1 Reference Case | 2021 | 310 | 0
1 Reference Case | 2021 | 320 | 0
1 Reference Case | 2021 | 330 | 0
1 Reference Case | 2021 | 340 | 1
1 Reference Case | 2022 | -370 | 1
1 Reference Case | 2022 | -360 | 0
1 Reference Case | 2022 | -350 | 0
1 Reference Case | 2022 | -340 | 0
1 Reference Case | 2022 | -330 | 0
1 Reference Case | 2022 | -320 | 0
1 Reference Case | 2022 | -310 | 0
1 Reference Case | 2022 | -300 | 0
1 Reference Case | 2022 | -290 | 0
1 Reference Case | 2022 | -280 | 0
1 Reference Case | 2022 | -270 | 0
1 Reference Case | 2022 | -260 | 0
1 Reference Case | 2022 | -250 | 1
1 Reference Case | 2022 | -240 | 2
1 Reference Case | 2022 | -230 | 0
1 Reference Case | 2022 | -220 | 0
1 Reference Case | 2022 | -210 | 1
1 Reference Case | 2022 | -200 | 1
1 Reference Case | 2022 | -190 | 1
1 Reference Case | 2022 | -180 | 2
1 Reference Case | 2022 | -170 | 1
1 Reference Case | 2022 | -160 | 4
1 Reference Case | 2022 | -150 | 6
1 Reference Case | 2022 | -140 | 13
1 Reference Case | 2022 | -130 | 12
1 Reference Case | 2022 | -120 | 11
1 Reference Case | 2022 | -110 | 20
1 Reference Case | 2022 | -100 | 31
1 Reference Case | 2022 | -90 | 57
1 Reference Case | 2022 | -80 | 104
1 Reference Case | 2022 | -70 | 166
1 Reference Case | 2022 | -60 | 283
1 Reference Case | 2022 | -50 | 482
1 Reference Case | 2022 | -40 | 994
1 Reference Case | 2022 | -30 | 2056
1 Reference Case | 2022 | -20 | 4193
1 Reference Case | 2022 | -10 | 9563
1 Reference Case | 2022 | 0 | 16918
1 Reference Case | 2022 | 10 | 8978
1 Reference Case | 2022 | 20 | 4268
1 Reference Case | 2022 | 30 | 2064
1 Reference Case | 2022 | 40 | 1060
1 Reference Case | 2022 | 50 | 559
1 Reference Case | 2022 | 60 | 302
1 Reference Case | 2022 | 70 | 163
1 Reference Case | 2022 | 80 | 77
1 Reference Case | 2022 | 90 | 51
1 Reference Case | 2022 | 100 | 46
1 Reference Case | 2022 | 110 | 27
1 Reference Case | 2022 | 120 | 12
1 Reference Case | 2022 | 130 | 8
1 Reference Case | 2022 | 140 | 5
1 Reference Case | 2022 | 150 | 2
1 Reference Case | 2022 | 160 | 4
1 Reference Case | 2022 | 170 | 0
1 Reference Case | 2022 | 180 | 2
1 Reference Case | 2022 | 190 | 4
1 Reference Case | 2022 | 200 | 0
1 Reference Case | 2022 | 210 | 2
1 Reference Case | 2022 | 220 | 0
1 Reference Case | 2022 | 230 | 0
1 Reference Case | 2022 | 240 | 0
1 Reference Case | 2022 | 250 | 0
1 Reference Case | 2022 | 260 | 0
1 Reference Case | 2022 | 270 | 0
1 Reference Case | 2022 | 280 | 0
1 Reference Case | 2022 | 290 | 0
1 Reference Case | 2022 | 300 | 0
1 Reference Case | 2022 | 310 | 0
1 Reference Case | 2022 | 320 | 0
1 Reference Case | 2022 | 330 | 0
1 Reference Case | 2022 | 340 | 1
1 Reference Case | 2023 | -370 | 1
1 Reference Case | 2023 | -360 | 0
1 Reference Case | 2023 | -350 | 0
1 Reference Case | 2023 | -340 | 0
1 Reference Case | 2023 | -330 | 0
1 Reference Case | 2023 | -320 | 0
1 Reference Case | 2023 | -310 | 0
1 Reference Case | 2023 | -300 | 0
1 Reference Case | 2023 | -290 | 0
1 Reference Case | 2023 | -280 | 0
1 Reference Case | 2023 | -270 | 0
1 Reference Case | 2023 | -260 | 0
1 Reference Case | 2023 | -250 | 1
1 Reference Case | 2023 | -240 | 2
1 Reference Case | 2023 | -230 | 0
1 Reference Case | 2023 | -220 | 0
1 Reference Case | 2023 | -210 | 1
1 Reference Case | 2023 | -200 | 1
1 Reference Case | 2023 | -190 | 1
1 Reference Case | 2023 | -180 | 2
1 Reference Case | 2023 | -170 | 1
1 Reference Case | 2023 | -160 | 4
1 Reference Case | 2023 | -150 | 6
1 Reference Case | 2023 | -140 | 13
1 Reference Case | 2023 | -130 | 12
1 Reference Case | 2023 | -120 | 11
1 Reference Case | 2023 | -110 | 20
1 Reference Case | 2023 | -100 | 31
1 Reference Case | 2023 | -90 | 57
1 Reference Case | 2023 | -80 | 104
1 Reference Case | 2023 | -70 | 166
1 Reference Case | 2023 | -60 | 283
1 Reference Case | 2023 | -50 | 482
1 Reference Case | 2023 | -40 | 994
1 Reference Case | 2023 | -30 | 2056
1 Reference Case | 2023 | -20 | 4193
1 Reference Case | 2023 | -10 | 9563
1 Reference Case | 2023 | 0 | 16918
1 Reference Case | 2023 | 10 | 8978
1 Reference Case | 2023 | 20 | 4268
1 Reference Case | 2023 | 30 | 2064
1 Reference Case | 2023 | 40 | 1060
1 Reference Case | 2023 | 50 | 559
1 Reference Case | 2023 | 60 | 302
1 Reference Case | 2023 | 70 | 163
1 Reference Case | 2023 | 80 | 77
1 Reference Case | 2023 | 90 | 51
1 Reference Case | 2023 | 100 | 46
1 Reference Case | 2023 | 110 | 27
1 Reference Case | 2023 | 120 | 12
1 Reference Case | 2023 | 130 | 8
1 Reference Case | 2023 | 140 | 5
1 Reference Case | 2023 | 150 | 2
1 Reference Case | 2023 | 160 | 4
1 Reference Case | 2023 | 170 | 0
1 Reference Case | 2023 | 180 | 2
1 Reference Case | 2023 | 190 | 4
1 Reference Case | 2023 | 200 | 0
1 Reference Case | 2023 | 210 | 2
1 Reference Case | 2023 | 220 | 0
1 Reference Case | 2023 | 230 | 0
1 Reference Case | 2023 | 240 | 0
1 Reference Case | 2023 | 250 | 0
1 Reference Case | 2023 | 260 | 0
1 Reference Case | 2023 | 270 | 0
1 Reference Case | 2023 | 280 | 0
1 Reference Case | 2023 | 290 | 0
1 Reference Case | 2023 | 300 | 0
1 Reference Case | 2023 | 310 | 0
1 Reference Case | 2023 | 320 | 0
1 Reference Case | 2023 | 330 | 0
1 Reference Case | 2023 | 340 | 1
1 Reference Case | 2024 | -370 | 1
1 Reference Case | 2024 | -360 | 0
1 Reference Case | 2024 | -350 | 0
1 Reference Case | 2024 | -340 | 0
1 Reference Case | 2024 | -330 | 0
1 Reference Case | 2024 | -320 | 0
1 Reference Case | 2024 | -310 | 0
1 Reference Case | 2024 | -300 | 0
1 Reference Case | 2024 | -290 | 0
1 Reference Case | 2024 | -280 | 0
1 Reference Case | 2024 | -270 | 0
1 Reference Case | 2024 | -260 | 1
1 Reference Case | 2024 | -250 | 0
1 Reference Case | 2024 | -240 | 2
1 Reference Case | 2024 | -230 | 0
1 Reference Case | 2024 | -220 | 0
1 Reference Case | 2024 | -210 | 1
1 Reference Case | 2024 | -200 | 1
1 Reference Case | 2024 | -190 | 1
1 Reference Case | 2024 | -180 | 2
1 Reference Case | 2024 | -170 | 2
1 Reference Case | 2024 | -160 | 3
1 Reference Case | 2024 | -150 | 6
1 Reference Case | 2024 | -140 | 12
1 Reference Case | 2024 | -130 | 14
1 Reference Case | 2024 | -120 | 12
1 Reference Case | 2024 | -110 | 18
1 Reference Case | 2024 | -100 | 32
1 Reference Case | 2024 | -90 | 59
1 Reference Case | 2024 | -80 | 104
1 Reference Case | 2024 | -70 | 178
1 Reference Case | 2024 | -60 | 277
1 Reference Case | 2024 | -50 | 486
1 Reference Case | 2024 | -40 | 1025
1 Reference Case | 2024 | -30 | 2072
1 Reference Case | 2024 | -20 | 4210
1 Reference Case | 2024 | -10 | 9546
1 Reference Case | 2024 | 0 | 16793
1 Reference Case | 2024 | 10 | 8960
1 Reference Case | 2024 | 20 | 4286
1 Reference Case | 2024 | 30 | 2089
1 Reference Case | 2024 | 40 | 1084
1 Reference Case | 2024 | 50 | 569
1 Reference Case | 2024 | 60 | 302
1 Reference Case | 2024 | 70 | 163
1 Reference Case | 2024 | 80 | 80
1 Reference Case | 2024 | 90 | 55
1 Reference Case | 2024 | 100 | 45
1 Reference Case | 2024 | 110 | 24
1 Reference Case | 2024 | 120 | 17
1 Reference Case | 2024 | 130 | 4
1 Reference Case | 2024 | 140 | 7
1 Reference Case | 2024 | 150 | 2
1 Reference Case | 2024 | 160 | 4
1 Reference Case | 2024 | 170 | 0
1 Reference Case | 2024 | 180 | 2
1 Reference Case | 2024 | 190 | 3
1 Reference Case | 2024 | 200 | 1
1 Reference Case | 2024 | 210 | 2
1 Reference Case | 2024 | 220 | 0
1 Reference Case | 2024 | 230 | 0
1 Reference Case | 2024 | 240 | 0
1 Reference Case | 2024 | 250 | 0
1 Reference Case | 2024 | 260 | 0
1 Reference Case | 2024 | 270 | 0
1 Reference Case | 2024 | 280 | 0
1 Reference Case | 2024 | 290 | 0
1 Reference Case | 2024 | 300 | 0
1 Reference Case | 2024 | 310 | 0
1 Reference Case | 2024 | 320 | 0
1 Reference Case | 2024 | 330 | 0
1 Reference Case | 2024 | 340 | 1
1 Reference Case | 2025 | -370 | 1
1 Reference Case | 2025 | -360 | 0
1 Reference Case | 2025 | -350 | 0
1 Reference Case | 2025 | -340 | 0
1 Reference Case | 2025 | -330 | 0
1 Reference Case | 2025 | -320 | 0
1 Reference Case | 2025 | -310 | 0
1 Reference Case | 2025 | -300 | 0
1 Reference Case | 2025 | -290 | 0
1 Reference Case | 2025 | -280 | 0
1 Reference Case | 2025 | -270 | 0
1 Reference Case | 2025 | -260 | 1
1 Reference Case | 2025 | -250 | 0
1 Reference Case | 2025 | -240 | 1
1 Reference Case | 2025 | -230 | 1
1 Reference Case | 2025 | -220 | 0
1 Reference Case | 2025 | -210 | 1
1 Reference Case | 2025 | -200 | 0
1 Reference Case | 2025 | -190 | 3
1 Reference Case | 2025 | -180 | 2
1 Reference Case | 2025 | -170 | 1
1 Reference Case | 2025 | -160 | 4
1 Reference Case | 2025 | -150 | 5
1 Reference Case | 2025 | -140 | 12
1 Reference Case | 2025 | -130 | 14
1 Reference Case | 2025 | -120 | 10
1 Reference Case | 2025 | -110 | 19
1 Reference Case | 2025 | -100 | 34
1 Reference Case | 2025 | -90 | 53
1 Reference Case | 2025 | -80 | 111
1 Reference Case | 2025 | -70 | 178
1 Reference Case | 2025 | -60 | 281
1 Reference Case | 2025 | -50 | 514
1 Reference Case | 2025 | -40 | 1029
1 Reference Case | 2025 | -30 | 2087
1 Reference Case | 2025 | -20 | 4255
1 Reference Case | 2025 | -10 | 9543
1 Reference Case | 2025 | 0 | 16587
1 Reference Case | 2025 | 10 | 9007
1 Reference Case | 2025 | 20 | 4305
1 Reference Case | 2025 | 30 | 2089
1 Reference Case | 2025 | 40 | 1112
1 Reference Case | 2025 | 50 | 586
1 Reference Case | 2025 | 60 | 296
1 Reference Case | 2025 | 70 | 163
1 Reference Case | 2025 | 80 | 83
1 Reference Case | 2025 | 90 | 57
1 Reference Case | 2025 | 100 | 44
1 Reference Case | 2025 | 110 | 27
1 Reference Case | 2025 | 120 | 14
1 Reference Case | 2025 | 130 | 7
1 Reference Case | 2025 | 140 | 6
1 Reference Case | 2025 | 150 | 2
1 Reference Case | 2025 | 160 | 3
1 Reference Case | 2025 | 170 | 1
1 Reference Case | 2025 | 180 | 2
1 Reference Case | 2025 | 190 | 3
1 Reference Case | 2025 | 200 | 1
1 Reference Case | 2025 | 210 | 2
1 Reference Case | 2025 | 220 | 0
1 Reference Case | 2025 | 230 | 0
1 Reference Case | 2025 | 240 | 0
1 Reference Case | 2025 | 250 | 0
1 Reference Case | 2025 | 260 | 0
1 Reference Case | 2025 | 270 | 0
1 Reference Case | 2025 | 280 | 0
1 Reference Case | 2025 | 290 | 0
1 Reference Case | 2025 | 300 | 0
1 Reference Case | 2025 | 310 | 0
1 Reference Case | 2025 | 320 | 0
1 Reference Case | 2025 | 330 | 0
1 Reference Case | 2025 | 340 | 1
1 Reference Case | 2026 | -360 | 1
1 Reference Case | 2026 | -350 | 0
1 Reference Case | 2026 | -340 | 0
1 Reference Case | 2026 | -330 | 0
1 Reference Case | 2026 | -320 | 0
1 Reference Case | 2026 | -310 | 0
1 Reference Case | 2026 | -300 | 0
1 Reference Case | 2026 | -290 | 0
1 Reference Case | 2026 | -280 | 0
1 Reference Case | 2026 | -270 | 1
1 Reference Case | 2026 | -260 | 0
1 Reference Case | 2026 | -250 | 0
1 Reference Case | 2026 | -240 | 0
1 Reference Case | 2026 | -230 | 1
1 Reference Case | 2026 | -220 | 1
1 Reference Case | 2026 | -210 | 1
1 Reference Case | 2026 | -200 | 1
1 Reference Case | 2026 | -190 | 3
1 Reference Case | 2026 | -180 | 1
1 Reference Case | 2026 | -170 | 2
1 Reference Case | 2026 | -160 | 3
1 Reference Case | 2026 | -150 | 7
1 Reference Case | 2026 | -140 | 8
1 Reference Case | 2026 | -130 | 13
1 Reference Case | 2026 | -120 | 16
1 Reference Case | 2026 | -110 | 17
1 Reference Case | 2026 | -100 | 34
1 Reference Case | 2026 | -90 | 59
1 Reference Case | 2026 | -80 | 113
1 Reference Case | 2026 | -70 | 166
1 Reference Case | 2026 | -60 | 306
1 Reference Case | 2026 | -50 | 515
1 Reference Case | 2026 | -40 | 1053
1 Reference Case | 2026 | -30 | 2096
1 Reference Case | 2026 | -20 | 4372
1 Reference Case | 2026 | -10 | 9467
1 Reference Case | 2026 | 0 | 16338
1 Reference Case | 2026 | 10 | 9062
1 Reference Case | 2026 | 20 | 4307
1 Reference Case | 2026 | 30 | 2117
1 Reference Case | 2026 | 40 | 1156
1 Reference Case | 2026 | 50 | 593
1 Reference Case | 2026 | 60 | 311
1 Reference Case | 2026 | 70 | 158
1 Reference Case | 2026 | 80 | 87
1 Reference Case | 2026 | 90 | 57
1 Reference Case | 2026 | 100 | 41
1 Reference Case | 2026 | 110 | 33
1 Reference Case | 2026 | 120 | 12
1 Reference Case | 2026 | 130 | 8
1 Reference Case | 2026 | 140 | 4
1 Reference Case | 2026 | 150 | 3
1 Reference Case | 2026 | 160 | 3
1 Reference Case | 2026 | 170 | 1
1 Reference Case | 2026 | 180 | 5
1 Reference Case | 2026 | 190 | 2
1 Reference Case | 2026 | 200 | 0
1 Reference Case | 2026 | 210 | 0
1 Reference Case | 2026 | 220 | 2
1 Reference Case | 2026 | 230 | 0
1 Reference Case | 2026 | 240 | 0
1 Reference Case | 2026 | 250 | 0
1 Reference Case | 2026 | 260 | 0
1 Reference Case | 2026 | 270 | 0
1 Reference Case | 2026 | 280 | 0
1 Reference Case | 2026 | 290 | 0
1 Reference Case | 2026 | 300 | 0
1 Reference Case | 2026 | 310 | 0
1 Reference Case | 2026 | 320 | 0
1 Reference Case | 2026 | 330 | 1
1 Reference Case | 2027 | -360 | 1
1 Reference Case | 2027 | -350 | 0
1 Reference Case | 2027 | -340 | 0
1 Reference Case | 2027 | -330 | 0
1 Reference Case | 2027 | -320 | 0
1 Reference Case | 2027 | -310 | 0
1 Reference Case | 2027 | -300 | 0
1 Reference Case | 2027 | -290 | 0
1 Reference Case | 2027 | -280 | 0
1 Reference Case | 2027 | -270 | 1
1 Reference Case | 2027 | -260 | 0
1 Reference Case | 2027 | -250 | 0
1 Reference Case | 2027 | -240 | 0
1 Reference Case | 2027 | -230 | 1
1 Reference Case | 2027 | -220 | 1
1 Reference Case | 2027 | -210 | 1
1 Reference Case | 2027 | -200 | 1
1 Reference Case | 2027 | -190 | 3
1 Reference Case | 2027 | -180 | 1
1 Reference Case | 2027 | -170 | 2
1 Reference Case | 2027 | -160 | 3
1 Reference Case | 2027 | -150 | 7
1 Reference Case | 2027 | -140 | 8
1 Reference Case | 2027 | -130 | 13
1 Reference Case | 2027 | -120 | 16
1 Reference Case | 2027 | -110 | 17
1 Reference Case | 2027 | -100 | 34
1 Reference Case | 2027 | -90 | 59
1 Reference Case | 2027 | -80 | 113
1 Reference Case | 2027 | -70 | 166
1 Reference Case | 2027 | -60 | 306
1 Reference Case | 2027 | -50 | 515
1 Reference Case | 2027 | -40 | 1053
1 Reference Case | 2027 | -30 | 2096
1 Reference Case | 2027 | -20 | 4372
1 Reference Case | 2027 | -10 | 9467
1 Reference Case | 2027 | 0 | 16338
1 Reference Case | 2027 | 10 | 9062
1 Reference Case | 2027 | 20 | 4307
1 Reference Case | 2027 | 30 | 2117
1 Reference Case | 2027 | 40 | 1156
1 Reference Case | 2027 | 50 | 593
1 Reference Case | 2027 | 60 | 311
1 Reference Case | 2027 | 70 | 158
1 Reference Case | 2027 | 80 | 87
1 Reference Case | 2027 | 90 | 57
1 Reference Case | 2027 | 100 | 41
1 Reference Case | 2027 | 110 | 33
1 Reference Case | 2027 | 120 | 12
1 Reference Case | 2027 | 130 | 8
1 Reference Case | 2027 | 140 | 4
1 Reference Case | 2027 | 150 | 3
1 Reference Case | 2027 | 160 | 3
1 Reference Case | 2027 | 170 | 1
1 Reference Case | 2027 | 180 | 5
1 Reference Case | 2027 | 190 | 2
1 Reference Case | 2027 | 200 | 0
1 Reference Case | 2027 | 210 | 0
1 Reference Case | 2027 | 220 | 2
1 Reference Case | 2027 | 230 | 0
1 Reference Case | 2027 | 240 | 0
1 Reference Case | 2027 | 250 | 0
1 Reference Case | 2027 | 260 | 0
1 Reference Case | 2027 | 270 | 0
1 Reference Case | 2027 | 280 | 0
1 Reference Case | 2027 | 290 | 0
1 Reference Case | 2027 | 300 | 0
1 Reference Case | 2027 | 310 | 0
1 Reference Case | 2027 | 320 | 0
1 Reference Case | 2027 | 330 | 1
1 Reference Case | 2028 | -350 | 1
1 Reference Case | 2028 | -340 | 0
1 Reference Case | 2028 | -330 | 0
1 Reference Case | 2028 | -320 | 0
1 Reference Case | 2028 | -310 | 0
1 Reference Case | 2028 | -300 | 0
1 Reference Case | 2028 | -290 | 0
1 Reference Case | 2028 | -280 | 1
1 Reference Case | 2028 | -270 | 0
1 Reference Case | 2028 | -260 | 0
1 Reference Case | 2028 | -250 | 0
1 Reference Case | 2028 | -240 | 0
1 Reference Case | 2028 | -230 | 1
1 Reference Case | 2028 | -220 | 0
1 Reference Case | 2028 | -210 | 4
1 Reference Case | 2028 | -200 | 1
1 Reference Case | 2028 | -190 | 0
1 Reference Case | 2028 | -180 | 3
1 Reference Case | 2028 | -170 | 1
1 Reference Case | 2028 | -160 | 2
1 Reference Case | 2028 | -150 | 9
1 Reference Case | 2028 | -140 | 7
1 Reference Case | 2028 | -130 | 12
1 Reference Case | 2028 | -120 | 20
1 Reference Case | 2028 | -110 | 15
1 Reference Case | 2028 | -100 | 43
1 Reference Case | 2028 | -90 | 53
1 Reference Case | 2028 | -80 | 101
1 Reference Case | 2028 | -70 | 197
1 Reference Case | 2028 | -60 | 305
1 Reference Case | 2028 | -50 | 547
1 Reference Case | 2028 | -40 | 1081
1 Reference Case | 2028 | -30 | 2105
1 Reference Case | 2028 | -20 | 4435
1 Reference Case | 2028 | -10 | 9463
1 Reference Case | 2028 | 0 | 16044
1 Reference Case | 2028 | 10 | 9041
1 Reference Case | 2028 | 20 | 4363
1 Reference Case | 2028 | 30 | 2168
1 Reference Case | 2028 | 40 | 1137
1 Reference Case | 2028 | 50 | 652
1 Reference Case | 2028 | 60 | 316
1 Reference Case | 2028 | 70 | 164
1 Reference Case | 2028 | 80 | 96
1 Reference Case | 2028 | 90 | 56
1 Reference Case | 2028 | 100 | 40
1 Reference Case | 2028 | 110 | 31
1 Reference Case | 2028 | 120 | 15
1 Reference Case | 2028 | 130 | 6
1 Reference Case | 2028 | 140 | 3
1 Reference Case | 2028 | 150 | 4
1 Reference Case | 2028 | 160 | 3
1 Reference Case | 2028 | 170 | 5
1 Reference Case | 2028 | 180 | 1
1 Reference Case | 2028 | 190 | 0
1 Reference Case | 2028 | 200 | 3
1 Reference Case | 2028 | 210 | 0
1 Reference Case | 2028 | 220 | 0
1 Reference Case | 2028 | 230 | 2
1 Reference Case | 2028 | 240 | 0
1 Reference Case | 2028 | 250 | 0
1 Reference Case | 2028 | 260 | 0
1 Reference Case | 2028 | 270 | 0
1 Reference Case | 2028 | 280 | 0
1 Reference Case | 2028 | 290 | 0
1 Reference Case | 2028 | 300 | 0
1 Reference Case | 2028 | 310 | 0
1 Reference Case | 2028 | 320 | 1
1 Reference Case | 2029 | -350 | 1
1 Reference Case | 2029 | -340 | 0
1 Reference Case | 2029 | -330 | 0
1 Reference Case | 2029 | -320 | 0
1 Reference Case | 2029 | -310 | 0
1 Reference Case | 2029 | -300 | 0
1 Reference Case | 2029 | -290 | 0
1 Reference Case | 2029 | -280 | 1
1 Reference Case | 2029 | -270 | 0
1 Reference Case | 2029 | -260 | 0
1 Reference Case | 2029 | -250 | 0
1 Reference Case | 2029 | -240 | 0
1 Reference Case | 2029 | -230 | 1
1 Reference Case | 2029 | -220 | 0
1 Reference Case | 2029 | -210 | 4
1 Reference Case | 2029 | -200 | 1
1 Reference Case | 2029 | -190 | 0
1 Reference Case | 2029 | -180 | 3
1 Reference Case | 2029 | -170 | 1
1 Reference Case | 2029 | -160 | 2
1 Reference Case | 2029 | -150 | 9
1 Reference Case | 2029 | -140 | 7
1 Reference Case | 2029 | -130 | 12
1 Reference Case | 2029 | -120 | 20
1 Reference Case | 2029 | -110 | 15
1 Reference Case | 2029 | -100 | 43
1 Reference Case | 2029 | -90 | 53
1 Reference Case | 2029 | -80 | 101
1 Reference Case | 2029 | -70 | 197
1 Reference Case | 2029 | -60 | 305
1 Reference Case | 2029 | -50 | 547
1 Reference Case | 2029 | -40 | 1081
1 Reference Case | 2029 | -30 | 2105
1 Reference Case | 2029 | -20 | 4435
1 Reference Case | 2029 | -10 | 9463
1 Reference Case | 2029 | 0 | 16044
1 Reference Case | 2029 | 10 | 9041
1 Reference Case | 2029 | 20 | 4363
1 Reference Case | 2029 | 30 | 2168
1 Reference Case | 2029 | 40 | 1137
1 Reference Case | 2029 | 50 | 652
1 Reference Case | 2029 | 60 | 316
1 Reference Case | 2029 | 70 | 164
1 Reference Case | 2029 | 80 | 96
1 Reference Case | 2029 | 90 | 56
1 Reference Case | 2029 | 100 | 40
1 Reference Case | 2029 | 110 | 31
1 Reference Case | 2029 | 120 | 15
1 Reference Case | 2029 | 130 | 6
1 Reference Case | 2029 | 140 | 3
1 Reference Case | 2029 | 150 | 4
1 Reference Case | 2029 | 160 | 3
1 Reference Case | 2029 | 170 | 5
1 Reference Case | 2029 | 180 | 1
1 Reference Case | 2029 | 190 | 0
1 Reference Case | 2029 | 200 | 3
1 Reference Case | 2029 | 210 | 0
1 Reference Case | 2029 | 220 | 0
1 Reference Case | 2029 | 230 | 2
1 Reference Case | 2029 | 240 | 0
1 Reference Case | 2029 | 250 | 0
1 Reference Case | 2029 | 260 | 0
1 Reference Case | 2029 | 270 | 0
1 Reference Case | 2029 | 280 | 0
1 Reference Case | 2029 | 290 | 0
1 Reference Case | 2029 | 300 | 0
1 Reference Case | 2029 | 310 | 0
1 Reference Case | 2029 | 320 | 1
1 Reference Case | 2030 | -310 | 1
1 Reference Case | 2030 | -300 | 0
1 Reference Case | 2030 | -290 | 1
1 Reference Case | 2030 | -280 | 0
1 Reference Case | 2030 | -270 | 0
1 Reference Case | 2030 | -260 | 0
1 Reference Case | 2030 | -250 | 0
1 Reference Case | 2030 | -240 | 0
1 Reference Case | 2030 | -230 | 0
1 Reference Case | 2030 | -220 | 2
1 Reference Case | 2030 | -210 | 2
1 Reference Case | 2030 | -200 | 0
1 Reference Case | 2030 | -190 | 1
1 Reference Case | 2030 | -180 | 2
1 Reference Case | 2030 | -170 | 2
1 Reference Case | 2030 | -160 | 3
1 Reference Case | 2030 | -150 | 6
1 Reference Case | 2030 | -140 | 10
1 Reference Case | 2030 | -130 | 11
1 Reference Case | 2030 | -120 | 18
1 Reference Case | 2030 | -110 | 25
1 Reference Case | 2030 | -100 | 28
1 Reference Case | 2030 | -90 | 59
1 Reference Case | 2030 | -80 | 95
1 Reference Case | 2030 | -70 | 183
1 Reference Case | 2030 | -60 | 297
1 Reference Case | 2030 | -50 | 569
1 Reference Case | 2030 | -40 | 1066
1 Reference Case | 2030 | -30 | 2141
1 Reference Case | 2030 | -20 | 4427
1 Reference Case | 2030 | -10 | 9530
1 Reference Case | 2030 | 0 | 16006
1 Reference Case | 2030 | 10 | 9009
1 Reference Case | 2030 | 20 | 4389
1 Reference Case | 2030 | 30 | 2163
1 Reference Case | 2030 | 40 | 1132
1 Reference Case | 2030 | 50 | 622
1 Reference Case | 2030 | 60 | 336
1 Reference Case | 2030 | 70 | 171
1 Reference Case | 2030 | 80 | 82
1 Reference Case | 2030 | 90 | 58
1 Reference Case | 2030 | 100 | 42
1 Reference Case | 2030 | 110 | 27
1 Reference Case | 2030 | 120 | 10
1 Reference Case | 2030 | 130 | 9
1 Reference Case | 2030 | 140 | 3
1 Reference Case | 2030 | 150 | 4
1 Reference Case | 2030 | 160 | 1
1 Reference Case | 2030 | 170 | 7
1 Reference Case | 2030 | 180 | 1
1 Reference Case | 2030 | 190 | 1
1 Reference Case | 2030 | 200 | 1
1 Reference Case | 2030 | 210 | 2
1 Reference Case | 2030 | 220 | 0
1 Reference Case | 2030 | 230 | 0
1 Reference Case | 2030 | 240 | 2
1 Reference Case | 2030 | 250 | 0
1 Reference Case | 2030 | 260 | 0
1 Reference Case | 2030 | 270 | 0
1 Reference Case | 2030 | 280 | 1
2 Diversification | 2021 | -370 | 1
2 Diversification | 2021 | -360 | 0
2 Diversification | 2021 | -350 | 0
2 Diversification | 2021 | -340 | 0
2 Diversification | 2021 | -330 | 0
2 Diversification | 2021 | -320 | 0
2 Diversification | 2021 | -310 | 0
2 Diversification | 2021 | -300 | 0
2 Diversification | 2021 | -290 | 0
2 Diversification | 2021 | -280 | 0
2 Diversification | 2021 | -270 | 0
2 Diversification | 2021 | -260 | 1
2 Diversification | 2021 | -250 | 0
2 Diversification | 2021 | -240 | 1
2 Diversification | 2021 | -230 | 1
2 Diversification | 2021 | -220 | 0
2 Diversification | 2021 | -210 | 1
2 Diversification | 2021 | -200 | 0
2 Diversification | 2021 | -190 | 3
2 Diversification | 2021 | -180 | 2
2 Diversification | 2021 | -170 | 1
2 Diversification | 2021 | -160 | 4
2 Diversification | 2021 | -150 | 5
2 Diversification | 2021 | -140 | 12
2 Diversification | 2021 | -130 | 14
2 Diversification | 2021 | -120 | 10
2 Diversification | 2021 | -110 | 19
2 Diversification | 2021 | -100 | 34
2 Diversification | 2021 | -90 | 53
2 Diversification | 2021 | -80 | 111
2 Diversification | 2021 | -70 | 178
2 Diversification | 2021 | -60 | 281
2 Diversification | 2021 | -50 | 514
2 Diversification | 2021 | -40 | 1029
2 Diversification | 2021 | -30 | 2087
2 Diversification | 2021 | -20 | 4255
2 Diversification | 2021 | -10 | 9543
2 Diversification | 2021 | 0 | 16587
2 Diversification | 2021 | 10 | 9007
2 Diversification | 2021 | 20 | 4305
2 Diversification | 2021 | 30 | 2089
2 Diversification | 2021 | 40 | 1112
2 Diversification | 2021 | 50 | 586
2 Diversification | 2021 | 60 | 296
2 Diversification | 2021 | 70 | 163
2 Diversification | 2021 | 80 | 83
2 Diversification | 2021 | 90 | 57
2 Diversification | 2021 | 100 | 44
2 Diversification | 2021 | 110 | 27
2 Diversification | 2021 | 120 | 14
2 Diversification | 2021 | 130 | 7
2 Diversification | 2021 | 140 | 6
2 Diversification | 2021 | 150 | 2
2 Diversification | 2021 | 160 | 3
2 Diversification | 2021 | 170 | 1
2 Diversification | 2021 | 180 | 2
2 Diversification | 2021 | 190 | 3
2 Diversification | 2021 | 200 | 1
2 Diversification | 2021 | 210 | 2
2 Diversification | 2021 | 220 | 0
2 Diversification | 2021 | 230 | 0
2 Diversification | 2021 | 240 | 0
2 Diversification | 2021 | 250 | 0
2 Diversification | 2021 | 260 | 0
2 Diversification | 2021 | 270 | 0
2 Diversification | 2021 | 280 | 0
2 Diversification | 2021 | 290 | 0
2 Diversification | 2021 | 300 | 0
2 Diversification | 2021 | 310 | 0
2 Diversification | 2021 | 320 | 0
2 Diversification | 2021 | 330 | 0
2 Diversification | 2021 | 340 | 1
2 Diversification | 2022 | -370 | 1
2 Diversification | 2022 | -360 | 0
2 Diversification | 2022 | -350 | 0
2 Diversification | 2022 | -340 | 0
2 Diversification | 2022 | -330 | 0
2 Diversification | 2022 | -320 | 0
2 Diversification | 2022 | -310 | 0
2 Diversification | 2022 | -300 | 0
2 Diversification | 2022 | -290 | 0
2 Diversification | 2022 | -280 | 0
2 Diversification | 2022 | -270 | 0
2 Diversification | 2022 | -260 | 1
2 Diversification | 2022 | -250 | 0
2 Diversification | 2022 | -240 | 1
2 Diversification | 2022 | -230 | 1
2 Diversification | 2022 | -220 | 0
2 Diversification | 2022 | -210 | 1
2 Diversification | 2022 | -200 | 0
2 Diversification | 2022 | -190 | 3
2 Diversification | 2022 | -180 | 2
2 Diversification | 2022 | -170 | 1
2 Diversification | 2022 | -160 | 4
2 Diversification | 2022 | -150 | 5
2 Diversification | 2022 | -140 | 12
2 Diversification | 2022 | -130 | 14
2 Diversification | 2022 | -120 | 10
2 Diversification | 2022 | -110 | 19
2 Diversification | 2022 | -100 | 34
2 Diversification | 2022 | -90 | 53
2 Diversification | 2022 | -80 | 111
2 Diversification | 2022 | -70 | 178
2 Diversification | 2022 | -60 | 281
2 Diversification | 2022 | -50 | 514
2 Diversification | 2022 | -40 | 1029
2 Diversification | 2022 | -30 | 2087
2 Diversification | 2022 | -20 | 4255
2 Diversification | 2022 | -10 | 9543
2 Diversification | 2022 | 0 | 16587
2 Diversification | 2022 | 10 | 9007
2 Diversification | 2022 | 20 | 4305
2 Diversification | 2022 | 30 | 2089
2 Diversification | 2022 | 40 | 1112
2 Diversification | 2022 | 50 | 586
2 Diversification | 2022 | 60 | 296
2 Diversification | 2022 | 70 | 163
2 Diversification | 2022 | 80 | 83
2 Diversification | 2022 | 90 | 57
2 Diversification | 2022 | 100 | 44
2 Diversification | 2022 | 110 | 27
2 Diversification | 2022 | 120 | 14
2 Diversification | 2022 | 130 | 7
2 Diversification | 2022 | 140 | 6
2 Diversification | 2022 | 150 | 2
2 Diversification | 2022 | 160 | 3
2 Diversification | 2022 | 170 | 1
2 Diversification | 2022 | 180 | 2
2 Diversification | 2022 | 190 | 3
2 Diversification | 2022 | 200 | 1
2 Diversification | 2022 | 210 | 2
2 Diversification | 2022 | 220 | 0
2 Diversification | 2022 | 230 | 0
2 Diversification | 2022 | 240 | 0
2 Diversification | 2022 | 250 | 0
2 Diversification | 2022 | 260 | 0
2 Diversification | 2022 | 270 | 0
2 Diversification | 2022 | 280 | 0
2 Diversification | 2022 | 290 | 0
2 Diversification | 2022 | 300 | 0
2 Diversification | 2022 | 310 | 0
2 Diversification | 2022 | 320 | 0
2 Diversification | 2022 | 330 | 0
2 Diversification | 2022 | 340 | 1
2 Diversification | 2023 | -370 | 1
2 Diversification | 2023 | -360 | 0
2 Diversification | 2023 | -350 | 0
2 Diversification | 2023 | -340 | 0
2 Diversification | 2023 | -330 | 0
2 Diversification | 2023 | -320 | 0
2 Diversification | 2023 | -310 | 0
2 Diversification | 2023 | -300 | 0
2 Diversification | 2023 | -290 | 0
2 Diversification | 2023 | -280 | 0
2 Diversification | 2023 | -270 | 0
2 Diversification | 2023 | -260 | 1
2 Diversification | 2023 | -250 | 0
2 Diversification | 2023 | -240 | 1
2 Diversification | 2023 | -230 | 1
2 Diversification | 2023 | -220 | 0
2 Diversification | 2023 | -210 | 1
2 Diversification | 2023 | -200 | 0
2 Diversification | 2023 | -190 | 3
2 Diversification | 2023 | -180 | 2
2 Diversification | 2023 | -170 | 1
2 Diversification | 2023 | -160 | 4
2 Diversification | 2023 | -150 | 5
2 Diversification | 2023 | -140 | 12
2 Diversification | 2023 | -130 | 14
2 Diversification | 2023 | -120 | 10
2 Diversification | 2023 | -110 | 19
2 Diversification | 2023 | -100 | 34
2 Diversification | 2023 | -90 | 53
2 Diversification | 2023 | -80 | 111
2 Diversification | 2023 | -70 | 178
2 Diversification | 2023 | -60 | 281
2 Diversification | 2023 | -50 | 514
2 Diversification | 2023 | -40 | 1029
2 Diversification | 2023 | -30 | 2087
2 Diversification | 2023 | -20 | 4255
2 Diversification | 2023 | -10 | 9543
2 Diversification | 2023 | 0 | 16587
2 Diversification | 2023 | 10 | 9007
2 Diversification | 2023 | 20 | 4305
2 Diversification | 2023 | 30 | 2089
2 Diversification | 2023 | 40 | 1112
2 Diversification | 2023 | 50 | 586
2 Diversification | 2023 | 60 | 296
2 Diversification | 2023 | 70 | 163
2 Diversification | 2023 | 80 | 83
2 Diversification | 2023 | 90 | 57
2 Diversification | 2023 | 100 | 44
2 Diversification | 2023 | 110 | 27
2 Diversification | 2023 | 120 | 14
2 Diversification | 2023 | 130 | 7
2 Diversification | 2023 | 140 | 6
2 Diversification | 2023 | 150 | 2
2 Diversification | 2023 | 160 | 3
2 Diversification | 2023 | 170 | 1
2 Diversification | 2023 | 180 | 2
2 Diversification | 2023 | 190 | 3
2 Diversification | 2023 | 200 | 1
2 Diversification | 2023 | 210 | 2
2 Diversification | 2023 | 220 | 0
2 Diversification | 2023 | 230 | 0
2 Diversification | 2023 | 240 | 0
2 Diversification | 2023 | 250 | 0
2 Diversification | 2023 | 260 | 0
2 Diversification | 2023 | 270 | 0
2 Diversification | 2023 | 280 | 0
2 Diversification | 2023 | 290 | 0
2 Diversification | 2023 | 300 | 0
2 Diversification | 2023 | 310 | 0
2 Diversification | 2023 | 320 | 0
2 Diversification | 2023 | 330 | 0
2 Diversification | 2023 | 340 | 1
2 Diversification | 2024 | -370 | 1
2 Diversification | 2024 | -360 | 0
2 Diversification | 2024 | -350 | 0
2 Diversification | 2024 | -340 | 0
2 Diversification | 2024 | -330 | 0
2 Diversification | 2024 | -320 | 0
2 Diversification | 2024 | -310 | 0
2 Diversification | 2024 | -300 | 0
2 Diversification | 2024 | -290 | 0
2 Diversification | 2024 | -280 | 0
2 Diversification | 2024 | -270 | 0
2 Diversification | 2024 | -260 | 1
2 Diversification | 2024 | -250 | 0
2 Diversification | 2024 | -240 | 1
2 Diversification | 2024 | -230 | 1
2 Diversification | 2024 | -220 | 0
2 Diversification | 2024 | -210 | 1
2 Diversification | 2024 | -200 | 0
2 Diversification | 2024 | -190 | 3
2 Diversification | 2024 | -180 | 2
2 Diversification | 2024 | -170 | 1
2 Diversification | 2024 | -160 | 4
2 Diversification | 2024 | -150 | 5
2 Diversification | 2024 | -140 | 12
2 Diversification | 2024 | -130 | 14
2 Diversification | 2024 | -120 | 10
2 Diversification | 2024 | -110 | 19
2 Diversification | 2024 | -100 | 34
2 Diversification | 2024 | -90 | 53
2 Diversification | 2024 | -80 | 111
2 Diversification | 2024 | -70 | 178
2 Diversification | 2024 | -60 | 281
2 Diversification | 2024 | -50 | 514
2 Diversification | 2024 | -40 | 1029
2 Diversification | 2024 | -30 | 2087
2 Diversification | 2024 | -20 | 4255
2 Diversification | 2024 | -10 | 9543
2 Diversification | 2024 | 0 | 16587
2 Diversification | 2024 | 10 | 9007
2 Diversification | 2024 | 20 | 4305
2 Diversification | 2024 | 30 | 2089
2 Diversification | 2024 | 40 | 1112
2 Diversification | 2024 | 50 | 586
2 Diversification | 2024 | 60 | 296
2 Diversification | 2024 | 70 | 163
2 Diversification | 2024 | 80 | 83
2 Diversification | 2024 | 90 | 57
2 Diversification | 2024 | 100 | 44
2 Diversification | 2024 | 110 | 27
2 Diversification | 2024 | 120 | 14
2 Diversification | 2024 | 130 | 7
2 Diversification | 2024 | 140 | 6
2 Diversification | 2024 | 150 | 2
2 Diversification | 2024 | 160 | 3
2 Diversification | 2024 | 170 | 1
2 Diversification | 2024 | 180 | 2
2 Diversification | 2024 | 190 | 3
2 Diversification | 2024 | 200 | 1
2 Diversification | 2024 | 210 | 2
2 Diversification | 2024 | 220 | 0
2 Diversification | 2024 | 230 | 0
2 Diversification | 2024 | 240 | 0
2 Diversification | 2024 | 250 | 0
2 Diversification | 2024 | 260 | 0
2 Diversification | 2024 | 270 | 0
2 Diversification | 2024 | 280 | 0
2 Diversification | 2024 | 290 | 0
2 Diversification | 2024 | 300 | 0
2 Diversification | 2024 | 310 | 0
2 Diversification | 2024 | 320 | 0
2 Diversification | 2024 | 330 | 0
2 Diversification | 2024 | 340 | 1
2 Diversification | 2025 | -370 | 1
2 Diversification | 2025 | -360 | 0
2 Diversification | 2025 | -350 | 0
2 Diversification | 2025 | -340 | 0
2 Diversification | 2025 | -330 | 0
2 Diversification | 2025 | -320 | 0
2 Diversification | 2025 | -310 | 0
2 Diversification | 2025 | -300 | 0
2 Diversification | 2025 | -290 | 0
2 Diversification | 2025 | -280 | 0
2 Diversification | 2025 | -270 | 0
2 Diversification | 2025 | -260 | 1
2 Diversification | 2025 | -250 | 0
2 Diversification | 2025 | -240 | 1
2 Diversification | 2025 | -230 | 1
2 Diversification | 2025 | -220 | 0
2 Diversification | 2025 | -210 | 1
2 Diversification | 2025 | -200 | 0
2 Diversification | 2025 | -190 | 3
2 Diversification | 2025 | -180 | 2
2 Diversification | 2025 | -170 | 1
2 Diversification | 2025 | -160 | 4
2 Diversification | 2025 | -150 | 5
2 Diversification | 2025 | -140 | 12
2 Diversification | 2025 | -130 | 14
2 Diversification | 2025 | -120 | 10
2 Diversification | 2025 | -110 | 19
2 Diversification | 2025 | -100 | 34
2 Diversification | 2025 | -90 | 53
2 Diversification | 2025 | -80 | 111
2 Diversification | 2025 | -70 | 178
2 Diversification | 2025 | -60 | 281
2 Diversification | 2025 | -50 | 514
2 Diversification | 2025 | -40 | 1029
2 Diversification | 2025 | -30 | 2087
2 Diversification | 2025 | -20 | 4255
2 Diversification | 2025 | -10 | 9543
2 Diversification | 2025 | 0 | 16587
2 Diversification | 2025 | 10 | 9007
2 Diversification | 2025 | 20 | 4305
2 Diversification | 2025 | 30 | 2089
2 Diversification | 2025 | 40 | 1112
2 Diversification | 2025 | 50 | 586
2 Diversification | 2025 | 60 | 296
2 Diversification | 2025 | 70 | 163
2 Diversification | 2025 | 80 | 83
2 Diversification | 2025 | 90 | 57
2 Diversification | 2025 | 100 | 44
2 Diversification | 2025 | 110 | 27
2 Diversification | 2025 | 120 | 14
2 Diversification | 2025 | 130 | 7
2 Diversification | 2025 | 140 | 6
2 Diversification | 2025 | 150 | 2
2 Diversification | 2025 | 160 | 3
2 Diversification | 2025 | 170 | 1
2 Diversification | 2025 | 180 | 2
2 Diversification | 2025 | 190 | 3
2 Diversification | 2025 | 200 | 1
2 Diversification | 2025 | 210 | 2
2 Diversification | 2025 | 220 | 0
2 Diversification | 2025 | 230 | 0
2 Diversification | 2025 | 240 | 0
2 Diversification | 2025 | 250 | 0
2 Diversification | 2025 | 260 | 0
2 Diversification | 2025 | 270 | 0
2 Diversification | 2025 | 280 | 0
2 Diversification | 2025 | 290 | 0
2 Diversification | 2025 | 300 | 0
2 Diversification | 2025 | 310 | 0
2 Diversification | 2025 | 320 | 0
2 Diversification | 2025 | 330 | 0
2 Diversification | 2025 | 340 | 1
2 Diversification | 2026 | -360 | 1
2 Diversification | 2026 | -350 | 0
2 Diversification | 2026 | -340 | 0
2 Diversification | 2026 | -330 | 0
2 Diversification | 2026 | -320 | 0
2 Diversification | 2026 | -310 | 0
2 Diversification | 2026 | -300 | 0
2 Diversification | 2026 | -290 | 0
2 Diversification | 2026 | -280 | 0
2 Diversification | 2026 | -270 | 1
2 Diversification | 2026 | -260 | 0
2 Diversification | 2026 | -250 | 0
2 Diversification | 2026 | -240 | 0
2 Diversification | 2026 | -230 | 2
2 Diversification | 2026 | -220 | 0
2 Diversification | 2026 | -210 | 1
2 Diversification | 2026 | -200 | 0
2 Diversification | 2026 | -190 | 4
2 Diversification | 2026 | -180 | 1
2 Diversification | 2026 | -170 | 0
2 Diversification | 2026 | -160 | 6
2 Diversification | 2026 | -150 | 5
2 Diversification | 2026 | -140 | 8
2 Diversification | 2026 | -130 | 14
2 Diversification | 2026 | -120 | 12
2 Diversification | 2026 | -110 | 21
2 Diversification | 2026 | -100 | 32
2 Diversification | 2026 | -90 | 57
2 Diversification | 2026 | -80 | 115
2 Diversification | 2026 | -70 | 178
2 Diversification | 2026 | -60 | 291
2 Diversification | 2026 | -50 | 503
2 Diversification | 2026 | -40 | 1049
2 Diversification | 2026 | -30 | 2078
2 Diversification | 2026 | -20 | 4313
2 Diversification | 2026 | -10 | 9534
2 Diversification | 2026 | 0 | 16428
2 Diversification | 2026 | 10 | 9071
2 Diversification | 2026 | 20 | 4283
2 Diversification | 2026 | 30 | 2112
2 Diversification | 2026 | 40 | 1119
2 Diversification | 2026 | 50 | 597
2 Diversification | 2026 | 60 | 302
2 Diversification | 2026 | 70 | 168
2 Diversification | 2026 | 80 | 83
2 Diversification | 2026 | 90 | 52
2 Diversification | 2026 | 100 | 47
2 Diversification | 2026 | 110 | 28
2 Diversification | 2026 | 120 | 14
2 Diversification | 2026 | 130 | 7
2 Diversification | 2026 | 140 | 5
2 Diversification | 2026 | 150 | 2
2 Diversification | 2026 | 160 | 4
2 Diversification | 2026 | 170 | 0
2 Diversification | 2026 | 180 | 4
2 Diversification | 2026 | 190 | 2
2 Diversification | 2026 | 200 | 1
2 Diversification | 2026 | 210 | 1
2 Diversification | 2026 | 220 | 1
2 Diversification | 2026 | 230 | 0
2 Diversification | 2026 | 240 | 0
2 Diversification | 2026 | 250 | 0
2 Diversification | 2026 | 260 | 0
2 Diversification | 2026 | 270 | 0
2 Diversification | 2026 | 280 | 0
2 Diversification | 2026 | 290 | 0
2 Diversification | 2026 | 300 | 0
2 Diversification | 2026 | 310 | 0
2 Diversification | 2026 | 320 | 0
2 Diversification | 2026 | 330 | 1
2 Diversification | 2027 | -360 | 1
2 Diversification | 2027 | -350 | 0
2 Diversification | 2027 | -340 | 0
2 Diversification | 2027 | -330 | 0
2 Diversification | 2027 | -320 | 0
2 Diversification | 2027 | -310 | 0
2 Diversification | 2027 | -300 | 0
2 Diversification | 2027 | -290 | 0
2 Diversification | 2027 | -280 | 0
2 Diversification | 2027 | -270 | 1
2 Diversification | 2027 | -260 | 0
2 Diversification | 2027 | -250 | 0
2 Diversification | 2027 | -240 | 0
2 Diversification | 2027 | -230 | 2
2 Diversification | 2027 | -220 | 0
2 Diversification | 2027 | -210 | 1
2 Diversification | 2027 | -200 | 0
2 Diversification | 2027 | -190 | 4
2 Diversification | 2027 | -180 | 1
2 Diversification | 2027 | -170 | 0
2 Diversification | 2027 | -160 | 6
2 Diversification | 2027 | -150 | 5
2 Diversification | 2027 | -140 | 8
2 Diversification | 2027 | -130 | 14
2 Diversification | 2027 | -120 | 12
2 Diversification | 2027 | -110 | 21
2 Diversification | 2027 | -100 | 32
2 Diversification | 2027 | -90 | 57
2 Diversification | 2027 | -80 | 115
2 Diversification | 2027 | -70 | 178
2 Diversification | 2027 | -60 | 291
2 Diversification | 2027 | -50 | 503
2 Diversification | 2027 | -40 | 1049
2 Diversification | 2027 | -30 | 2078
2 Diversification | 2027 | -20 | 4313
2 Diversification | 2027 | -10 | 9534
2 Diversification | 2027 | 0 | 16428
2 Diversification | 2027 | 10 | 9071
2 Diversification | 2027 | 20 | 4283
2 Diversification | 2027 | 30 | 2112
2 Diversification | 2027 | 40 | 1119
2 Diversification | 2027 | 50 | 597
2 Diversification | 2027 | 60 | 302
2 Diversification | 2027 | 70 | 168
2 Diversification | 2027 | 80 | 83
2 Diversification | 2027 | 90 | 52
2 Diversification | 2027 | 100 | 47
2 Diversification | 2027 | 110 | 28
2 Diversification | 2027 | 120 | 14
2 Diversification | 2027 | 130 | 7
2 Diversification | 2027 | 140 | 5
2 Diversification | 2027 | 150 | 2
2 Diversification | 2027 | 160 | 4
2 Diversification | 2027 | 170 | 0
2 Diversification | 2027 | 180 | 4
2 Diversification | 2027 | 190 | 2
2 Diversification | 2027 | 200 | 1
2 Diversification | 2027 | 210 | 1
2 Diversification | 2027 | 220 | 1
2 Diversification | 2027 | 230 | 0
2 Diversification | 2027 | 240 | 0
2 Diversification | 2027 | 250 | 0
2 Diversification | 2027 | 260 | 0
2 Diversification | 2027 | 270 | 0
2 Diversification | 2027 | 280 | 0
2 Diversification | 2027 | 290 | 0
2 Diversification | 2027 | 300 | 0
2 Diversification | 2027 | 310 | 0
2 Diversification | 2027 | 320 | 0
2 Diversification | 2027 | 330 | 1
2 Diversification | 2028 | -350 | 1
2 Diversification | 2028 | -340 | 0
2 Diversification | 2028 | -330 | 0
2 Diversification | 2028 | -320 | 0
2 Diversification | 2028 | -310 | 0
2 Diversification | 2028 | -300 | 0
2 Diversification | 2028 | -290 | 0
2 Diversification | 2028 | -280 | 0
2 Diversification | 2028 | -270 | 1
2 Diversification | 2028 | -260 | 0
2 Diversification | 2028 | -250 | 0
2 Diversification | 2028 | -240 | 0
2 Diversification | 2028 | -230 | 1
2 Diversification | 2028 | -220 | 1
2 Diversification | 2028 | -210 | 1
2 Diversification | 2028 | -200 | 2
2 Diversification | 2028 | -190 | 1
2 Diversification | 2028 | -180 | 2
2 Diversification | 2028 | -170 | 2
2 Diversification | 2028 | -160 | 4
2 Diversification | 2028 | -150 | 8
2 Diversification | 2028 | -140 | 5
2 Diversification | 2028 | -130 | 13
2 Diversification | 2028 | -120 | 16
2 Diversification | 2028 | -110 | 21
2 Diversification | 2028 | -100 | 38
2 Diversification | 2028 | -90 | 54
2 Diversification | 2028 | -80 | 109
2 Diversification | 2028 | -70 | 173
2 Diversification | 2028 | -60 | 314
2 Diversification | 2028 | -50 | 518
2 Diversification | 2028 | -40 | 1072
2 Diversification | 2028 | -30 | 2103
2 Diversification | 2028 | -20 | 4377
2 Diversification | 2028 | -10 | 9482
2 Diversification | 2028 | 0 | 16245
2 Diversification | 2028 | 10 | 9037
2 Diversification | 2028 | 20 | 4331
2 Diversification | 2028 | 30 | 2115
2 Diversification | 2028 | 40 | 1153
2 Diversification | 2028 | 50 | 627
2 Diversification | 2028 | 60 | 313
2 Diversification | 2028 | 70 | 158
2 Diversification | 2028 | 80 | 86
2 Diversification | 2028 | 90 | 60
2 Diversification | 2028 | 100 | 37
2 Diversification | 2028 | 110 | 34
2 Diversification | 2028 | 120 | 14
2 Diversification | 2028 | 130 | 8
2 Diversification | 2028 | 140 | 3
2 Diversification | 2028 | 150 | 4
2 Diversification | 2028 | 160 | 3
2 Diversification | 2028 | 170 | 2
2 Diversification | 2028 | 180 | 4
2 Diversification | 2028 | 190 | 1
2 Diversification | 2028 | 200 | 1
2 Diversification | 2028 | 210 | 0
2 Diversification | 2028 | 220 | 2
2 Diversification | 2028 | 230 | 0
2 Diversification | 2028 | 240 | 0
2 Diversification | 2028 | 250 | 0
2 Diversification | 2028 | 260 | 0
2 Diversification | 2028 | 270 | 0
2 Diversification | 2028 | 280 | 0
2 Diversification | 2028 | 290 | 0
2 Diversification | 2028 | 300 | 0
2 Diversification | 2028 | 310 | 0
2 Diversification | 2028 | 320 | 0
2 Diversification | 2028 | 330 | 1
2 Diversification | 2029 | -300 | 1
2 Diversification | 2029 | -290 | 0
2 Diversification | 2029 | -280 | 1
2 Diversification | 2029 | -270 | 0
2 Diversification | 2029 | -260 | 0
2 Diversification | 2029 | -250 | 0
2 Diversification | 2029 | -240 | 0
2 Diversification | 2029 | -230 | 0
2 Diversification | 2029 | -220 | 1
2 Diversification | 2029 | -210 | 2
2 Diversification | 2029 | -200 | 1
2 Diversification | 2029 | -190 | 0
2 Diversification | 2029 | -180 | 1
2 Diversification | 2029 | -170 | 3
2 Diversification | 2029 | -160 | 2
2 Diversification | 2029 | -150 | 7
2 Diversification | 2029 | -140 | 8
2 Diversification | 2029 | -130 | 11
2 Diversification | 2029 | -120 | 17
2 Diversification | 2029 | -110 | 18
2 Diversification | 2029 | -100 | 33
2 Diversification | 2029 | -90 | 44
2 Diversification | 2029 | -80 | 84
2 Diversification | 2029 | -70 | 175
2 Diversification | 2029 | -60 | 277
2 Diversification | 2029 | -50 | 501
2 Diversification | 2029 | -40 | 1037
2 Diversification | 2029 | -30 | 2022
2 Diversification | 2029 | -20 | 4370
2 Diversification | 2029 | -10 | 9600
2 Diversification | 2029 | 0 | 16519
2 Diversification | 2029 | 10 | 9093
2 Diversification | 2029 | 20 | 4333
2 Diversification | 2029 | 30 | 2063
2 Diversification | 2029 | 40 | 1075
2 Diversification | 2029 | 50 | 585
2 Diversification | 2029 | 60 | 294
2 Diversification | 2029 | 70 | 155
2 Diversification | 2029 | 80 | 80
2 Diversification | 2029 | 90 | 49
2 Diversification | 2029 | 100 | 39
2 Diversification | 2029 | 110 | 19
2 Diversification | 2029 | 120 | 8
2 Diversification | 2029 | 130 | 9
2 Diversification | 2029 | 140 | 3
2 Diversification | 2029 | 150 | 3
2 Diversification | 2029 | 160 | 5
2 Diversification | 2029 | 170 | 3
2 Diversification | 2029 | 180 | 0
2 Diversification | 2029 | 190 | 2
2 Diversification | 2029 | 200 | 2
2 Diversification | 2029 | 210 | 0
2 Diversification | 2029 | 220 | 0
2 Diversification | 2029 | 230 | 1
2 Diversification | 2029 | 240 | 1
2 Diversification | 2029 | 250 | 0
2 Diversification | 2029 | 260 | 0
2 Diversification | 2029 | 270 | 1
2 Diversification | 2030 | -320 | 1
2 Diversification | 2030 | -310 | 0
2 Diversification | 2030 | -300 | 0
2 Diversification | 2030 | -290 | 1
2 Diversification | 2030 | -280 | 0
2 Diversification | 2030 | -270 | 0
2 Diversification | 2030 | -260 | 0
2 Diversification | 2030 | -250 | 0
2 Diversification | 2030 | -240 | 0
2 Diversification | 2030 | -230 | 0
2 Diversification | 2030 | -220 | 2
2 Diversification | 2030 | -210 | 2
2 Diversification | 2030 | -200 | 0
2 Diversification | 2030 | -190 | 1
2 Diversification | 2030 | -180 | 2
2 Diversification | 2030 | -170 | 2
2 Diversification | 2030 | -160 | 4
2 Diversification | 2030 | -150 | 6
2 Diversification | 2030 | -140 | 9
2 Diversification | 2030 | -130 | 11
2 Diversification | 2030 | -120 | 19
2 Diversification | 2030 | -110 | 25
2 Diversification | 2030 | -100 | 29
2 Diversification | 2030 | -90 | 60
2 Diversification | 2030 | -80 | 96
2 Diversification | 2030 | -70 | 186
2 Diversification | 2030 | -60 | 301
2 Diversification | 2030 | -50 | 585
2 Diversification | 2030 | -40 | 1072
2 Diversification | 2030 | -30 | 2159
2 Diversification | 2030 | -20 | 4445
2 Diversification | 2030 | -10 | 9512
2 Diversification | 2030 | 0 | 15930
2 Diversification | 2030 | 10 | 8973
2 Diversification | 2030 | 20 | 4414
2 Diversification | 2030 | 30 | 2161
2 Diversification | 2030 | 40 | 1143
2 Diversification | 2030 | 50 | 643
2 Diversification | 2030 | 60 | 334
2 Diversification | 2030 | 70 | 172
2 Diversification | 2030 | 80 | 84
2 Diversification | 2030 | 90 | 63
2 Diversification | 2030 | 100 | 41
2 Diversification | 2030 | 110 | 27
2 Diversification | 2030 | 120 | 11
2 Diversification | 2030 | 130 | 7
2 Diversification | 2030 | 140 | 5
2 Diversification | 2030 | 150 | 4
2 Diversification | 2030 | 160 | 1
2 Diversification | 2030 | 170 | 7
2 Diversification | 2030 | 180 | 1
2 Diversification | 2030 | 190 | 1
2 Diversification | 2030 | 200 | 1
2 Diversification | 2030 | 210 | 2
2 Diversification | 2030 | 220 | 0
2 Diversification | 2030 | 230 | 0
2 Diversification | 2030 | 240 | 1
2 Diversification | 2030 | 250 | 1
2 Diversification | 2030 | 260 | 0
2 Diversification | 2030 | 270 | 0
2 Diversification | 2030 | 280 | 1
3 Revenue Sufficiency | 2021 | -370 | 1
3 Revenue Sufficiency | 2021 | -360 | 0
3 Revenue Sufficiency | 2021 | -350 | 0
3 Revenue Sufficiency | 2021 | -340 | 0
3 Revenue Sufficiency | 2021 | -330 | 0
3 Revenue Sufficiency | 2021 | -320 | 0
3 Revenue Sufficiency | 2021 | -310 | 0
3 Revenue Sufficiency | 2021 | -300 | 0
3 Revenue Sufficiency | 2021 | -290 | 0
3 Revenue Sufficiency | 2021 | -280 | 0
3 Revenue Sufficiency | 2021 | -270 | 0
3 Revenue Sufficiency | 2021 | -260 | 1
3 Revenue Sufficiency | 2021 | -250 | 0
3 Revenue Sufficiency | 2021 | -240 | 2
3 Revenue Sufficiency | 2021 | -230 | 0
3 Revenue Sufficiency | 2021 | -220 | 0
3 Revenue Sufficiency | 2021 | -210 | 1
3 Revenue Sufficiency | 2021 | -200 | 1
3 Revenue Sufficiency | 2021 | -190 | 1
3 Revenue Sufficiency | 2021 | -180 | 2
3 Revenue Sufficiency | 2021 | -170 | 2
3 Revenue Sufficiency | 2021 | -160 | 3
3 Revenue Sufficiency | 2021 | -150 | 6
3 Revenue Sufficiency | 2021 | -140 | 12
3 Revenue Sufficiency | 2021 | -130 | 14
3 Revenue Sufficiency | 2021 | -120 | 12
3 Revenue Sufficiency | 2021 | -110 | 18
3 Revenue Sufficiency | 2021 | -100 | 32
3 Revenue Sufficiency | 2021 | -90 | 59
3 Revenue Sufficiency | 2021 | -80 | 105
3 Revenue Sufficiency | 2021 | -70 | 176
3 Revenue Sufficiency | 2021 | -60 | 279
3 Revenue Sufficiency | 2021 | -50 | 488
3 Revenue Sufficiency | 2021 | -40 | 1024
3 Revenue Sufficiency | 2021 | -30 | 2076
3 Revenue Sufficiency | 2021 | -20 | 4235
3 Revenue Sufficiency | 2021 | -10 | 9534
3 Revenue Sufficiency | 2021 | 0 | 16746
3 Revenue Sufficiency | 2021 | 10 | 8978
3 Revenue Sufficiency | 2021 | 20 | 4284
3 Revenue Sufficiency | 2021 | 30 | 2093
3 Revenue Sufficiency | 2021 | 40 | 1096
3 Revenue Sufficiency | 2021 | 50 | 566
3 Revenue Sufficiency | 2021 | 60 | 302
3 Revenue Sufficiency | 2021 | 70 | 160
3 Revenue Sufficiency | 2021 | 80 | 83
3 Revenue Sufficiency | 2021 | 90 | 55
3 Revenue Sufficiency | 2021 | 100 | 44
3 Revenue Sufficiency | 2021 | 110 | 25
3 Revenue Sufficiency | 2021 | 120 | 16
3 Revenue Sufficiency | 2021 | 130 | 4
3 Revenue Sufficiency | 2021 | 140 | 7
3 Revenue Sufficiency | 2021 | 150 | 2
3 Revenue Sufficiency | 2021 | 160 | 4
3 Revenue Sufficiency | 2021 | 170 | 0
3 Revenue Sufficiency | 2021 | 180 | 3
3 Revenue Sufficiency | 2021 | 190 | 2
3 Revenue Sufficiency | 2021 | 200 | 1
3 Revenue Sufficiency | 2021 | 210 | 2
3 Revenue Sufficiency | 2021 | 220 | 0
3 Revenue Sufficiency | 2021 | 230 | 0
3 Revenue Sufficiency | 2021 | 240 | 0
3 Revenue Sufficiency | 2021 | 250 | 0
3 Revenue Sufficiency | 2021 | 260 | 0
3 Revenue Sufficiency | 2021 | 270 | 0
3 Revenue Sufficiency | 2021 | 280 | 0
3 Revenue Sufficiency | 2021 | 290 | 0
3 Revenue Sufficiency | 2021 | 300 | 0
3 Revenue Sufficiency | 2021 | 310 | 0
3 Revenue Sufficiency | 2021 | 320 | 0
3 Revenue Sufficiency | 2021 | 330 | 0
3 Revenue Sufficiency | 2021 | 340 | 1
3 Revenue Sufficiency | 2022 | -370 | 1
3 Revenue Sufficiency | 2022 | -360 | 0
3 Revenue Sufficiency | 2022 | -350 | 0
3 Revenue Sufficiency | 2022 | -340 | 0
3 Revenue Sufficiency | 2022 | -330 | 0
3 Revenue Sufficiency | 2022 | -320 | 0
3 Revenue Sufficiency | 2022 | -310 | 0
3 Revenue Sufficiency | 2022 | -300 | 0
3 Revenue Sufficiency | 2022 | -290 | 0
3 Revenue Sufficiency | 2022 | -280 | 0
3 Revenue Sufficiency | 2022 | -270 | 0
3 Revenue Sufficiency | 2022 | -260 | 1
3 Revenue Sufficiency | 2022 | -250 | 0
3 Revenue Sufficiency | 2022 | -240 | 2
3 Revenue Sufficiency | 2022 | -230 | 0
3 Revenue Sufficiency | 2022 | -220 | 0
3 Revenue Sufficiency | 2022 | -210 | 1
3 Revenue Sufficiency | 2022 | -200 | 1
3 Revenue Sufficiency | 2022 | -190 | 1
3 Revenue Sufficiency | 2022 | -180 | 2
3 Revenue Sufficiency | 2022 | -170 | 2
3 Revenue Sufficiency | 2022 | -160 | 3
3 Revenue Sufficiency | 2022 | -150 | 6
3 Revenue Sufficiency | 2022 | -140 | 12
3 Revenue Sufficiency | 2022 | -130 | 14
3 Revenue Sufficiency | 2022 | -120 | 12
3 Revenue Sufficiency | 2022 | -110 | 18
3 Revenue Sufficiency | 2022 | -100 | 32
3 Revenue Sufficiency | 2022 | -90 | 59
3 Revenue Sufficiency | 2022 | -80 | 105
3 Revenue Sufficiency | 2022 | -70 | 176
3 Revenue Sufficiency | 2022 | -60 | 279
3 Revenue Sufficiency | 2022 | -50 | 488
3 Revenue Sufficiency | 2022 | -40 | 1024
3 Revenue Sufficiency | 2022 | -30 | 2076
3 Revenue Sufficiency | 2022 | -20 | 4235
3 Revenue Sufficiency | 2022 | -10 | 9534
3 Revenue Sufficiency | 2022 | 0 | 16746
3 Revenue Sufficiency | 2022 | 10 | 8978
3 Revenue Sufficiency | 2022 | 20 | 4284
3 Revenue Sufficiency | 2022 | 30 | 2093
3 Revenue Sufficiency | 2022 | 40 | 1096
3 Revenue Sufficiency | 2022 | 50 | 566
3 Revenue Sufficiency | 2022 | 60 | 302
3 Revenue Sufficiency | 2022 | 70 | 160
3 Revenue Sufficiency | 2022 | 80 | 83
3 Revenue Sufficiency | 2022 | 90 | 55
3 Revenue Sufficiency | 2022 | 100 | 44
3 Revenue Sufficiency | 2022 | 110 | 25
3 Revenue Sufficiency | 2022 | 120 | 16
3 Revenue Sufficiency | 2022 | 130 | 4
3 Revenue Sufficiency | 2022 | 140 | 7
3 Revenue Sufficiency | 2022 | 150 | 2
3 Revenue Sufficiency | 2022 | 160 | 4
3 Revenue Sufficiency | 2022 | 170 | 0
3 Revenue Sufficiency | 2022 | 180 | 3
3 Revenue Sufficiency | 2022 | 190 | 2
3 Revenue Sufficiency | 2022 | 200 | 1
3 Revenue Sufficiency | 2022 | 210 | 2
3 Revenue Sufficiency | 2022 | 220 | 0
3 Revenue Sufficiency | 2022 | 230 | 0
3 Revenue Sufficiency | 2022 | 240 | 0
3 Revenue Sufficiency | 2022 | 250 | 0
3 Revenue Sufficiency | 2022 | 260 | 0
3 Revenue Sufficiency | 2022 | 270 | 0
3 Revenue Sufficiency | 2022 | 280 | 0
3 Revenue Sufficiency | 2022 | 290 | 0
3 Revenue Sufficiency | 2022 | 300 | 0
3 Revenue Sufficiency | 2022 | 310 | 0
3 Revenue Sufficiency | 2022 | 320 | 0
3 Revenue Sufficiency | 2022 | 330 | 0
3 Revenue Sufficiency | 2022 | 340 | 1
3 Revenue Sufficiency | 2023 | -370 | 1
3 Revenue Sufficiency | 2023 | -360 | 0
3 Revenue Sufficiency | 2023 | -350 | 0
3 Revenue Sufficiency | 2023 | -340 | 0
3 Revenue Sufficiency | 2023 | -330 | 0
3 Revenue Sufficiency | 2023 | -320 | 0
3 Revenue Sufficiency | 2023 | -310 | 0
3 Revenue Sufficiency | 2023 | -300 | 0
3 Revenue Sufficiency | 2023 | -290 | 0
3 Revenue Sufficiency | 2023 | -280 | 0
3 Revenue Sufficiency | 2023 | -270 | 0
3 Revenue Sufficiency | 2023 | -260 | 1
3 Revenue Sufficiency | 2023 | -250 | 0
3 Revenue Sufficiency | 2023 | -240 | 2
3 Revenue Sufficiency | 2023 | -230 | 0
3 Revenue Sufficiency | 2023 | -220 | 0
3 Revenue Sufficiency | 2023 | -210 | 1
3 Revenue Sufficiency | 2023 | -200 | 1
3 Revenue Sufficiency | 2023 | -190 | 1
3 Revenue Sufficiency | 2023 | -180 | 2
3 Revenue Sufficiency | 2023 | -170 | 2
3 Revenue Sufficiency | 2023 | -160 | 3
3 Revenue Sufficiency | 2023 | -150 | 6
3 Revenue Sufficiency | 2023 | -140 | 12
3 Revenue Sufficiency | 2023 | -130 | 14
3 Revenue Sufficiency | 2023 | -120 | 12
3 Revenue Sufficiency | 2023 | -110 | 18
3 Revenue Sufficiency | 2023 | -100 | 32
3 Revenue Sufficiency | 2023 | -90 | 59
3 Revenue Sufficiency | 2023 | -80 | 105
3 Revenue Sufficiency | 2023 | -70 | 176
3 Revenue Sufficiency | 2023 | -60 | 279
3 Revenue Sufficiency | 2023 | -50 | 488
3 Revenue Sufficiency | 2023 | -40 | 1024
3 Revenue Sufficiency | 2023 | -30 | 2076
3 Revenue Sufficiency | 2023 | -20 | 4235
3 Revenue Sufficiency | 2023 | -10 | 9534
3 Revenue Sufficiency | 2023 | 0 | 16746
3 Revenue Sufficiency | 2023 | 10 | 8978
3 Revenue Sufficiency | 2023 | 20 | 4284
3 Revenue Sufficiency | 2023 | 30 | 2093
3 Revenue Sufficiency | 2023 | 40 | 1096
3 Revenue Sufficiency | 2023 | 50 | 566
3 Revenue Sufficiency | 2023 | 60 | 302
3 Revenue Sufficiency | 2023 | 70 | 160
3 Revenue Sufficiency | 2023 | 80 | 83
3 Revenue Sufficiency | 2023 | 90 | 55
3 Revenue Sufficiency | 2023 | 100 | 44
3 Revenue Sufficiency | 2023 | 110 | 25
3 Revenue Sufficiency | 2023 | 120 | 16
3 Revenue Sufficiency | 2023 | 130 | 4
3 Revenue Sufficiency | 2023 | 140 | 7
3 Revenue Sufficiency | 2023 | 150 | 2
3 Revenue Sufficiency | 2023 | 160 | 4
3 Revenue Sufficiency | 2023 | 170 | 0
3 Revenue Sufficiency | 2023 | 180 | 3
3 Revenue Sufficiency | 2023 | 190 | 2
3 Revenue Sufficiency | 2023 | 200 | 1
3 Revenue Sufficiency | 2023 | 210 | 2
3 Revenue Sufficiency | 2023 | 220 | 0
3 Revenue Sufficiency | 2023 | 230 | 0
3 Revenue Sufficiency | 2023 | 240 | 0
3 Revenue Sufficiency | 2023 | 250 | 0
3 Revenue Sufficiency | 2023 | 260 | 0
3 Revenue Sufficiency | 2023 | 270 | 0
3 Revenue Sufficiency | 2023 | 280 | 0
3 Revenue Sufficiency | 2023 | 290 | 0
3 Revenue Sufficiency | 2023 | 300 | 0
3 Revenue Sufficiency | 2023 | 310 | 0
3 Revenue Sufficiency | 2023 | 320 | 0
3 Revenue Sufficiency | 2023 | 330 | 0
3 Revenue Sufficiency | 2023 | 340 | 1
3 Revenue Sufficiency | 2024 | -370 | 1
3 Revenue Sufficiency | 2024 | -360 | 0
3 Revenue Sufficiency | 2024 | -350 | 0
3 Revenue Sufficiency | 2024 | -340 | 0
3 Revenue Sufficiency | 2024 | -330 | 0
3 Revenue Sufficiency | 2024 | -320 | 0
3 Revenue Sufficiency | 2024 | -310 | 0
3 Revenue Sufficiency | 2024 | -300 | 0
3 Revenue Sufficiency | 2024 | -290 | 0
3 Revenue Sufficiency | 2024 | -280 | 0
3 Revenue Sufficiency | 2024 | -270 | 0
3 Revenue Sufficiency | 2024 | -260 | 1
3 Revenue Sufficiency | 2024 | -250 | 0
3 Revenue Sufficiency | 2024 | -240 | 2
3 Revenue Sufficiency | 2024 | -230 | 0
3 Revenue Sufficiency | 2024 | -220 | 0
3 Revenue Sufficiency | 2024 | -210 | 1
3 Revenue Sufficiency | 2024 | -200 | 1
3 Revenue Sufficiency | 2024 | -190 | 1
3 Revenue Sufficiency | 2024 | -180 | 2
3 Revenue Sufficiency | 2024 | -170 | 2
3 Revenue Sufficiency | 2024 | -160 | 3
3 Revenue Sufficiency | 2024 | -150 | 6
3 Revenue Sufficiency | 2024 | -140 | 12
3 Revenue Sufficiency | 2024 | -130 | 14
3 Revenue Sufficiency | 2024 | -120 | 12
3 Revenue Sufficiency | 2024 | -110 | 18
3 Revenue Sufficiency | 2024 | -100 | 32
3 Revenue Sufficiency | 2024 | -90 | 59
3 Revenue Sufficiency | 2024 | -80 | 105
3 Revenue Sufficiency | 2024 | -70 | 176
3 Revenue Sufficiency | 2024 | -60 | 279
3 Revenue Sufficiency | 2024 | -50 | 488
3 Revenue Sufficiency | 2024 | -40 | 1024
3 Revenue Sufficiency | 2024 | -30 | 2076
3 Revenue Sufficiency | 2024 | -20 | 4235
3 Revenue Sufficiency | 2024 | -10 | 9534
3 Revenue Sufficiency | 2024 | 0 | 16746
3 Revenue Sufficiency | 2024 | 10 | 8978
3 Revenue Sufficiency | 2024 | 20 | 4284
3 Revenue Sufficiency | 2024 | 30 | 2093
3 Revenue Sufficiency | 2024 | 40 | 1096
3 Revenue Sufficiency | 2024 | 50 | 566
3 Revenue Sufficiency | 2024 | 60 | 302
3 Revenue Sufficiency | 2024 | 70 | 160
3 Revenue Sufficiency | 2024 | 80 | 83
3 Revenue Sufficiency | 2024 | 90 | 55
3 Revenue Sufficiency | 2024 | 100 | 44
3 Revenue Sufficiency | 2024 | 110 | 25
3 Revenue Sufficiency | 2024 | 120 | 16
3 Revenue Sufficiency | 2024 | 130 | 4
3 Revenue Sufficiency | 2024 | 140 | 7
3 Revenue Sufficiency | 2024 | 150 | 2
3 Revenue Sufficiency | 2024 | 160 | 4
3 Revenue Sufficiency | 2024 | 170 | 0
3 Revenue Sufficiency | 2024 | 180 | 3
3 Revenue Sufficiency | 2024 | 190 | 2
3 Revenue Sufficiency | 2024 | 200 | 1
3 Revenue Sufficiency | 2024 | 210 | 2
3 Revenue Sufficiency | 2024 | 220 | 0
3 Revenue Sufficiency | 2024 | 230 | 0
3 Revenue Sufficiency | 2024 | 240 | 0
3 Revenue Sufficiency | 2024 | 250 | 0
3 Revenue Sufficiency | 2024 | 260 | 0
3 Revenue Sufficiency | 2024 | 270 | 0
3 Revenue Sufficiency | 2024 | 280 | 0
3 Revenue Sufficiency | 2024 | 290 | 0
3 Revenue Sufficiency | 2024 | 300 | 0
3 Revenue Sufficiency | 2024 | 310 | 0
3 Revenue Sufficiency | 2024 | 320 | 0
3 Revenue Sufficiency | 2024 | 330 | 0
3 Revenue Sufficiency | 2024 | 340 | 1
3 Revenue Sufficiency | 2025 | -370 | 1
3 Revenue Sufficiency | 2025 | -360 | 0
3 Revenue Sufficiency | 2025 | -350 | 0
3 Revenue Sufficiency | 2025 | -340 | 0
3 Revenue Sufficiency | 2025 | -330 | 0
3 Revenue Sufficiency | 2025 | -320 | 0
3 Revenue Sufficiency | 2025 | -310 | 0
3 Revenue Sufficiency | 2025 | -300 | 0
3 Revenue Sufficiency | 2025 | -290 | 0
3 Revenue Sufficiency | 2025 | -280 | 0
3 Revenue Sufficiency | 2025 | -270 | 0
3 Revenue Sufficiency | 2025 | -260 | 1
3 Revenue Sufficiency | 2025 | -250 | 0
3 Revenue Sufficiency | 2025 | -240 | 2
3 Revenue Sufficiency | 2025 | -230 | 0
3 Revenue Sufficiency | 2025 | -220 | 0
3 Revenue Sufficiency | 2025 | -210 | 1
3 Revenue Sufficiency | 2025 | -200 | 1
3 Revenue Sufficiency | 2025 | -190 | 1
3 Revenue Sufficiency | 2025 | -180 | 2
3 Revenue Sufficiency | 2025 | -170 | 2
3 Revenue Sufficiency | 2025 | -160 | 3
3 Revenue Sufficiency | 2025 | -150 | 6
3 Revenue Sufficiency | 2025 | -140 | 12
3 Revenue Sufficiency | 2025 | -130 | 14
3 Revenue Sufficiency | 2025 | -120 | 12
3 Revenue Sufficiency | 2025 | -110 | 18
3 Revenue Sufficiency | 2025 | -100 | 32
3 Revenue Sufficiency | 2025 | -90 | 59
3 Revenue Sufficiency | 2025 | -80 | 105
3 Revenue Sufficiency | 2025 | -70 | 176
3 Revenue Sufficiency | 2025 | -60 | 279
3 Revenue Sufficiency | 2025 | -50 | 488
3 Revenue Sufficiency | 2025 | -40 | 1024
3 Revenue Sufficiency | 2025 | -30 | 2076
3 Revenue Sufficiency | 2025 | -20 | 4235
3 Revenue Sufficiency | 2025 | -10 | 9534
3 Revenue Sufficiency | 2025 | 0 | 16746
3 Revenue Sufficiency | 2025 | 10 | 8978
3 Revenue Sufficiency | 2025 | 20 | 4284
3 Revenue Sufficiency | 2025 | 30 | 2093
3 Revenue Sufficiency | 2025 | 40 | 1096
3 Revenue Sufficiency | 2025 | 50 | 566
3 Revenue Sufficiency | 2025 | 60 | 302
3 Revenue Sufficiency | 2025 | 70 | 160
3 Revenue Sufficiency | 2025 | 80 | 83
3 Revenue Sufficiency | 2025 | 90 | 55
3 Revenue Sufficiency | 2025 | 100 | 44
3 Revenue Sufficiency | 2025 | 110 | 25
3 Revenue Sufficiency | 2025 | 120 | 16
3 Revenue Sufficiency | 2025 | 130 | 4
3 Revenue Sufficiency | 2025 | 140 | 7
3 Revenue Sufficiency | 2025 | 150 | 2
3 Revenue Sufficiency | 2025 | 160 | 4
3 Revenue Sufficiency | 2025 | 170 | 0
3 Revenue Sufficiency | 2025 | 180 | 3
3 Revenue Sufficiency | 2025 | 190 | 2
3 Revenue Sufficiency | 2025 | 200 | 1
3 Revenue Sufficiency | 2025 | 210 | 2
3 Revenue Sufficiency | 2025 | 220 | 0
3 Revenue Sufficiency | 2025 | 230 | 0
3 Revenue Sufficiency | 2025 | 240 | 0
3 Revenue Sufficiency | 2025 | 250 | 0
3 Revenue Sufficiency | 2025 | 260 | 0
3 Revenue Sufficiency | 2025 | 270 | 0
3 Revenue Sufficiency | 2025 | 280 | 0
3 Revenue Sufficiency | 2025 | 290 | 0
3 Revenue Sufficiency | 2025 | 300 | 0
3 Revenue Sufficiency | 2025 | 310 | 0
3 Revenue Sufficiency | 2025 | 320 | 0
3 Revenue Sufficiency | 2025 | 330 | 0
3 Revenue Sufficiency | 2025 | 340 | 1
3 Revenue Sufficiency | 2026 | -350 | 1
3 Revenue Sufficiency | 2026 | -340 | 0
3 Revenue Sufficiency | 2026 | -330 | 0
3 Revenue Sufficiency | 2026 | -320 | 0
3 Revenue Sufficiency | 2026 | -310 | 0
3 Revenue Sufficiency | 2026 | -300 | 0
3 Revenue Sufficiency | 2026 | -290 | 0
3 Revenue Sufficiency | 2026 | -280 | 0
3 Revenue Sufficiency | 2026 | -270 | 1
3 Revenue Sufficiency | 2026 | -260 | 0
3 Revenue Sufficiency | 2026 | -250 | 0
3 Revenue Sufficiency | 2026 | -240 | 0
3 Revenue Sufficiency | 2026 | -230 | 1
3 Revenue Sufficiency | 2026 | -220 | 1
3 Revenue Sufficiency | 2026 | -210 | 1
3 Revenue Sufficiency | 2026 | -200 | 2
3 Revenue Sufficiency | 2026 | -190 | 1
3 Revenue Sufficiency | 2026 | -180 | 2
3 Revenue Sufficiency | 2026 | -170 | 2
3 Revenue Sufficiency | 2026 | -160 | 4
3 Revenue Sufficiency | 2026 | -150 | 8
3 Revenue Sufficiency | 2026 | -140 | 4
3 Revenue Sufficiency | 2026 | -130 | 15
3 Revenue Sufficiency | 2026 | -120 | 15
3 Revenue Sufficiency | 2026 | -110 | 18
3 Revenue Sufficiency | 2026 | -100 | 42
3 Revenue Sufficiency | 2026 | -90 | 54
3 Revenue Sufficiency | 2026 | -80 | 107
3 Revenue Sufficiency | 2026 | -70 | 173
3 Revenue Sufficiency | 2026 | -60 | 315
3 Revenue Sufficiency | 2026 | -50 | 515
3 Revenue Sufficiency | 2026 | -40 | 1076
3 Revenue Sufficiency | 2026 | -30 | 2112
3 Revenue Sufficiency | 2026 | -20 | 4400
3 Revenue Sufficiency | 2026 | -10 | 9438
3 Revenue Sufficiency | 2026 | 0 | 16220
3 Revenue Sufficiency | 2026 | 10 | 9059
3 Revenue Sufficiency | 2026 | 20 | 4328
3 Revenue Sufficiency | 2026 | 30 | 2129
3 Revenue Sufficiency | 2026 | 40 | 1154
3 Revenue Sufficiency | 2026 | 50 | 627
3 Revenue Sufficiency | 2026 | 60 | 316
3 Revenue Sufficiency | 2026 | 70 | 153
3 Revenue Sufficiency | 2026 | 80 | 88
3 Revenue Sufficiency | 2026 | 90 | 62
3 Revenue Sufficiency | 2026 | 100 | 38
3 Revenue Sufficiency | 2026 | 110 | 33
3 Revenue Sufficiency | 2026 | 120 | 14
3 Revenue Sufficiency | 2026 | 130 | 8
3 Revenue Sufficiency | 2026 | 140 | 2
3 Revenue Sufficiency | 2026 | 150 | 5
3 Revenue Sufficiency | 2026 | 160 | 3
3 Revenue Sufficiency | 2026 | 170 | 2
3 Revenue Sufficiency | 2026 | 180 | 4
3 Revenue Sufficiency | 2026 | 190 | 1
3 Revenue Sufficiency | 2026 | 200 | 1
3 Revenue Sufficiency | 2026 | 210 | 0
3 Revenue Sufficiency | 2026 | 220 | 2
3 Revenue Sufficiency | 2026 | 230 | 0
3 Revenue Sufficiency | 2026 | 240 | 0
3 Revenue Sufficiency | 2026 | 250 | 0
3 Revenue Sufficiency | 2026 | 260 | 0
3 Revenue Sufficiency | 2026 | 270 | 0
3 Revenue Sufficiency | 2026 | 280 | 0
3 Revenue Sufficiency | 2026 | 290 | 0
3 Revenue Sufficiency | 2026 | 300 | 0
3 Revenue Sufficiency | 2026 | 310 | 0
3 Revenue Sufficiency | 2026 | 320 | 0
3 Revenue Sufficiency | 2026 | 330 | 1
3 Revenue Sufficiency | 2027 | -310 | 1
3 Revenue Sufficiency | 2027 | -300 | 0
3 Revenue Sufficiency | 2027 | -290 | 0
3 Revenue Sufficiency | 2027 | -280 | 1
3 Revenue Sufficiency | 2027 | -270 | 0
3 Revenue Sufficiency | 2027 | -260 | 0
3 Revenue Sufficiency | 2027 | -250 | 0
3 Revenue Sufficiency | 2027 | -240 | 0
3 Revenue Sufficiency | 2027 | -230 | 0
3 Revenue Sufficiency | 2027 | -220 | 2
3 Revenue Sufficiency | 2027 | -210 | 2
3 Revenue Sufficiency | 2027 | -200 | 0
3 Revenue Sufficiency | 2027 | -190 | 1
3 Revenue Sufficiency | 2027 | -180 | 2
3 Revenue Sufficiency | 2027 | -170 | 1
3 Revenue Sufficiency | 2027 | -160 | 3
3 Revenue Sufficiency | 2027 | -150 | 7
3 Revenue Sufficiency | 2027 | -140 | 7
3 Revenue Sufficiency | 2027 | -130 | 12
3 Revenue Sufficiency | 2027 | -120 | 17
3 Revenue Sufficiency | 2027 | -110 | 23
3 Revenue Sufficiency | 2027 | -100 | 30
3 Revenue Sufficiency | 2027 | -90 | 53
3 Revenue Sufficiency | 2027 | -80 | 85
3 Revenue Sufficiency | 2027 | -70 | 182
3 Revenue Sufficiency | 2027 | -60 | 285
3 Revenue Sufficiency | 2027 | -50 | 542
3 Revenue Sufficiency | 2027 | -40 | 1034
3 Revenue Sufficiency | 2027 | -30 | 2090
3 Revenue Sufficiency | 2027 | -20 | 4407
3 Revenue Sufficiency | 2027 | -10 | 9565
3 Revenue Sufficiency | 2027 | 0 | 16266
3 Revenue Sufficiency | 2027 | 10 | 9056
3 Revenue Sufficiency | 2027 | 20 | 4360
3 Revenue Sufficiency | 2027 | 30 | 2111
3 Revenue Sufficiency | 2027 | 40 | 1100
3 Revenue Sufficiency | 2027 | 50 | 595
3 Revenue Sufficiency | 2027 | 60 | 324
3 Revenue Sufficiency | 2027 | 70 | 156
3 Revenue Sufficiency | 2027 | 80 | 80
3 Revenue Sufficiency | 2027 | 90 | 51
3 Revenue Sufficiency | 2027 | 100 | 43
3 Revenue Sufficiency | 2027 | 110 | 23
3 Revenue Sufficiency | 2027 | 120 | 10
3 Revenue Sufficiency | 2027 | 130 | 9
3 Revenue Sufficiency | 2027 | 140 | 4
3 Revenue Sufficiency | 2027 | 150 | 3
3 Revenue Sufficiency | 2027 | 160 | 1
3 Revenue Sufficiency | 2027 | 170 | 7
3 Revenue Sufficiency | 2027 | 180 | 0
3 Revenue Sufficiency | 2027 | 190 | 1
3 Revenue Sufficiency | 2027 | 200 | 1
3 Revenue Sufficiency | 2027 | 210 | 2
3 Revenue Sufficiency | 2027 | 220 | 0
3 Revenue Sufficiency | 2027 | 230 | 1
3 Revenue Sufficiency | 2027 | 240 | 1
3 Revenue Sufficiency | 2027 | 250 | 0
3 Revenue Sufficiency | 2027 | 260 | 0
3 Revenue Sufficiency | 2027 | 270 | 1
3 Revenue Sufficiency | 2028 | -320 | 1
3 Revenue Sufficiency | 2028 | -310 | 0
3 Revenue Sufficiency | 2028 | -300 | 0
3 Revenue Sufficiency | 2028 | -290 | 1
3 Revenue Sufficiency | 2028 | -280 | 0
3 Revenue Sufficiency | 2028 | -270 | 0
3 Revenue Sufficiency | 2028 | -260 | 0
3 Revenue Sufficiency | 2028 | -250 | 0
3 Revenue Sufficiency | 2028 | -240 | 0
3 Revenue Sufficiency | 2028 | -230 | 0
3 Revenue Sufficiency | 2028 | -220 | 3
3 Revenue Sufficiency | 2028 | -210 | 1
3 Revenue Sufficiency | 2028 | -200 | 0
3 Revenue Sufficiency | 2028 | -190 | 1
3 Revenue Sufficiency | 2028 | -180 | 2
3 Revenue Sufficiency | 2028 | -170 | 2
3 Revenue Sufficiency | 2028 | -160 | 4
3 Revenue Sufficiency | 2028 | -150 | 7
3 Revenue Sufficiency | 2028 | -140 | 10
3 Revenue Sufficiency | 2028 | -130 | 11
3 Revenue Sufficiency | 2028 | -120 | 18
3 Revenue Sufficiency | 2028 | -110 | 27
3 Revenue Sufficiency | 2028 | -100 | 31
3 Revenue Sufficiency | 2028 | -90 | 59
3 Revenue Sufficiency | 2028 | -80 | 95
3 Revenue Sufficiency | 2028 | -70 | 199
3 Revenue Sufficiency | 2028 | -60 | 302
3 Revenue Sufficiency | 2028 | -50 | 603
3 Revenue Sufficiency | 2028 | -40 | 1081
3 Revenue Sufficiency | 2028 | -30 | 2189
3 Revenue Sufficiency | 2028 | -20 | 4461
3 Revenue Sufficiency | 2028 | -10 | 9501
3 Revenue Sufficiency | 2028 | 0 | 15812
3 Revenue Sufficiency | 2028 | 10 | 8935
3 Revenue Sufficiency | 2028 | 20 | 4429
3 Revenue Sufficiency | 2028 | 30 | 2166
3 Revenue Sufficiency | 2028 | 40 | 1164
3 Revenue Sufficiency | 2028 | 50 | 661
3 Revenue Sufficiency | 2028 | 60 | 340
3 Revenue Sufficiency | 2028 | 70 | 175
3 Revenue Sufficiency | 2028 | 80 | 90
3 Revenue Sufficiency | 2028 | 90 | 64
3 Revenue Sufficiency | 2028 | 100 | 39
3 Revenue Sufficiency | 2028 | 110 | 31
3 Revenue Sufficiency | 2028 | 120 | 11
3 Revenue Sufficiency | 2028 | 130 | 6
3 Revenue Sufficiency | 2028 | 140 | 5
3 Revenue Sufficiency | 2028 | 150 | 4
3 Revenue Sufficiency | 2028 | 160 | 2
3 Revenue Sufficiency | 2028 | 170 | 7
3 Revenue Sufficiency | 2028 | 180 | 1
3 Revenue Sufficiency | 2028 | 190 | 1
3 Revenue Sufficiency | 2028 | 200 | 1
3 Revenue Sufficiency | 2028 | 210 | 2
3 Revenue Sufficiency | 2028 | 220 | 0
3 Revenue Sufficiency | 2028 | 230 | 0
3 Revenue Sufficiency | 2028 | 240 | 1
3 Revenue Sufficiency | 2028 | 250 | 1
3 Revenue Sufficiency | 2028 | 260 | 0
3 Revenue Sufficiency | 2028 | 270 | 0
3 Revenue Sufficiency | 2028 | 280 | 1
3 Revenue Sufficiency | 2029 | -320 | 1
3 Revenue Sufficiency | 2029 | -310 | 0
3 Revenue Sufficiency | 2029 | -300 | 0
3 Revenue Sufficiency | 2029 | -290 | 1
3 Revenue Sufficiency | 2029 | -280 | 0
3 Revenue Sufficiency | 2029 | -270 | 0
3 Revenue Sufficiency | 2029 | -260 | 0
3 Revenue Sufficiency | 2029 | -250 | 0
3 Revenue Sufficiency | 2029 | -240 | 0
3 Revenue Sufficiency | 2029 | -230 | 0
3 Revenue Sufficiency | 2029 | -220 | 3
3 Revenue Sufficiency | 2029 | -210 | 1
3 Revenue Sufficiency | 2029 | -200 | 0
3 Revenue Sufficiency | 2029 | -190 | 1
3 Revenue Sufficiency | 2029 | -180 | 2
3 Revenue Sufficiency | 2029 | -170 | 2
3 Revenue Sufficiency | 2029 | -160 | 4
3 Revenue Sufficiency | 2029 | -150 | 7
3 Revenue Sufficiency | 2029 | -140 | 10
3 Revenue Sufficiency | 2029 | -130 | 11
3 Revenue Sufficiency | 2029 | -120 | 18
3 Revenue Sufficiency | 2029 | -110 | 27
3 Revenue Sufficiency | 2029 | -100 | 31
3 Revenue Sufficiency | 2029 | -90 | 59
3 Revenue Sufficiency | 2029 | -80 | 95
3 Revenue Sufficiency | 2029 | -70 | 199
3 Revenue Sufficiency | 2029 | -60 | 302
3 Revenue Sufficiency | 2029 | -50 | 603
3 Revenue Sufficiency | 2029 | -40 | 1081
3 Revenue Sufficiency | 2029 | -30 | 2189
3 Revenue Sufficiency | 2029 | -20 | 4461
3 Revenue Sufficiency | 2029 | -10 | 9501
3 Revenue Sufficiency | 2029 | 0 | 15812
3 Revenue Sufficiency | 2029 | 10 | 8935
3 Revenue Sufficiency | 2029 | 20 | 4429
3 Revenue Sufficiency | 2029 | 30 | 2166
3 Revenue Sufficiency | 2029 | 40 | 1164
3 Revenue Sufficiency | 2029 | 50 | 661
3 Revenue Sufficiency | 2029 | 60 | 340
3 Revenue Sufficiency | 2029 | 70 | 175
3 Revenue Sufficiency | 2029 | 80 | 90
3 Revenue Sufficiency | 2029 | 90 | 64
3 Revenue Sufficiency | 2029 | 100 | 39
3 Revenue Sufficiency | 2029 | 110 | 31
3 Revenue Sufficiency | 2029 | 120 | 11
3 Revenue Sufficiency | 2029 | 130 | 6
3 Revenue Sufficiency | 2029 | 140 | 5
3 Revenue Sufficiency | 2029 | 150 | 4
3 Revenue Sufficiency | 2029 | 160 | 2
3 Revenue Sufficiency | 2029 | 170 | 7
3 Revenue Sufficiency | 2029 | 180 | 1
3 Revenue Sufficiency | 2029 | 190 | 1
3 Revenue Sufficiency | 2029 | 200 | 1
3 Revenue Sufficiency | 2029 | 210 | 2
3 Revenue Sufficiency | 2029 | 220 | 0
3 Revenue Sufficiency | 2029 | 230 | 0
3 Revenue Sufficiency | 2029 | 240 | 1
3 Revenue Sufficiency | 2029 | 250 | 1
3 Revenue Sufficiency | 2029 | 260 | 0
3 Revenue Sufficiency | 2029 | 270 | 0
3 Revenue Sufficiency | 2029 | 280 | 1
3 Revenue Sufficiency | 2030 | -320 | 1
3 Revenue Sufficiency | 2030 | -310 | 0
3 Revenue Sufficiency | 2030 | -300 | 0
3 Revenue Sufficiency | 2030 | -290 | 1
3 Revenue Sufficiency | 2030 | -280 | 0
3 Revenue Sufficiency | 2030 | -270 | 0
3 Revenue Sufficiency | 2030 | -260 | 0
3 Revenue Sufficiency | 2030 | -250 | 0
3 Revenue Sufficiency | 2030 | -240 | 0
3 Revenue Sufficiency | 2030 | -230 | 0
3 Revenue Sufficiency | 2030 | -220 | 3
3 Revenue Sufficiency | 2030 | -210 | 1
3 Revenue Sufficiency | 2030 | -200 | 0
3 Revenue Sufficiency | 2030 | -190 | 1
3 Revenue Sufficiency | 2030 | -180 | 2
3 Revenue Sufficiency | 2030 | -170 | 2
3 Revenue Sufficiency | 2030 | -160 | 4
3 Revenue Sufficiency | 2030 | -150 | 7
3 Revenue Sufficiency | 2030 | -140 | 10
3 Revenue Sufficiency | 2030 | -130 | 11
3 Revenue Sufficiency | 2030 | -120 | 18
3 Revenue Sufficiency | 2030 | -110 | 27
3 Revenue Sufficiency | 2030 | -100 | 31
3 Revenue Sufficiency | 2030 | -90 | 59
3 Revenue Sufficiency | 2030 | -80 | 95
3 Revenue Sufficiency | 2030 | -70 | 199
3 Revenue Sufficiency | 2030 | -60 | 302
3 Revenue Sufficiency | 2030 | -50 | 603
3 Revenue Sufficiency | 2030 | -40 | 1081
3 Revenue Sufficiency | 2030 | -30 | 2189
3 Revenue Sufficiency | 2030 | -20 | 4461
3 Revenue Sufficiency | 2030 | -10 | 9501
3 Revenue Sufficiency | 2030 | 0 | 15812
3 Revenue Sufficiency | 2030 | 10 | 8935
3 Revenue Sufficiency | 2030 | 20 | 4429
3 Revenue Sufficiency | 2030 | 30 | 2166
3 Revenue Sufficiency | 2030 | 40 | 1164
3 Revenue Sufficiency | 2030 | 50 | 661
3 Revenue Sufficiency | 2030 | 60 | 340
3 Revenue Sufficiency | 2030 | 70 | 175
3 Revenue Sufficiency | 2030 | 80 | 90
3 Revenue Sufficiency | 2030 | 90 | 64
3 Revenue Sufficiency | 2030 | 100 | 39
3 Revenue Sufficiency | 2030 | 110 | 31
3 Revenue Sufficiency | 2030 | 120 | 11
3 Revenue Sufficiency | 2030 | 130 | 6
3 Revenue Sufficiency | 2030 | 140 | 5
3 Revenue Sufficiency | 2030 | 150 | 4
3 Revenue Sufficiency | 2030 | 160 | 2
3 Revenue Sufficiency | 2030 | 170 | 7
3 Revenue Sufficiency | 2030 | 180 | 1
3 Revenue Sufficiency | 2030 | 190 | 1
3 Revenue Sufficiency | 2030 | 200 | 1
3 Revenue Sufficiency | 2030 | 210 | 2
3 Revenue Sufficiency | 2030 | 220 | 0
3 Revenue Sufficiency | 2030 | 230 | 0
3 Revenue Sufficiency | 2030 | 240 | 1
3 Revenue Sufficiency | 2030 | 250 | 1
3 Revenue Sufficiency | 2030 | 260 | 0
3 Revenue Sufficiency | 2030 | 270 | 0
3 Revenue Sufficiency | 2030 | 280 | 1

## 4-7 Cumulative Ramp
Back to Contents
Data for Figure 4-7 – Cumulative absolute dispatch ramp over 10-minute intervals
Description: Cumulative absolute dispatch ramp in aggregate over all 10 minute intervals in each year;
the absolute value of each ramp up (positive) or down (negative) is summed over each year to
calculate the cumulative absolute dispatch ramp in MW.
Scenario | Year | Metric | Cumulative Ramp (MW)
1 Reference Case | 2021 | Cumulative Absolute Dispatch Ramp (MW) | 5002000
1 Reference Case | 2022 | Cumulative Absolute Dispatch Ramp (MW) | 5698700
1 Reference Case | 2023 | Cumulative Absolute Dispatch Ramp (MW) | 6763900
1 Reference Case | 2024 | Cumulative Absolute Dispatch Ramp (MW) | 7140200
1 Reference Case | 2025 | Cumulative Absolute Dispatch Ramp (MW) | 7296000
1 Reference Case | 2026 | Cumulative Absolute Dispatch Ramp (MW) | 7044600
1 Reference Case | 2027 | Cumulative Absolute Dispatch Ramp (MW) | 7101700
1 Reference Case | 2028 | Cumulative Absolute Dispatch Ramp (MW) | 7411200
1 Reference Case | 2029 | Cumulative Absolute Dispatch Ramp (MW) | 7765700
1 Reference Case | 2030 | Cumulative Absolute Dispatch Ramp (MW) | 7009100
2 Diversification | 2021 | Cumulative Absolute Dispatch Ramp (MW) | 5029600
2 Diversification | 2022 | Cumulative Absolute Dispatch Ramp (MW) | 5733600
2 Diversification | 2023 | Cumulative Absolute Dispatch Ramp (MW) | 6791100
2 Diversification | 2024 | Cumulative Absolute Dispatch Ramp (MW) | 7318200
2 Diversification | 2025 | Cumulative Absolute Dispatch Ramp (MW) | 7478800
2 Diversification | 2026 | Cumulative Absolute Dispatch Ramp (MW) | 7351000
2 Diversification | 2027 | Cumulative Absolute Dispatch Ramp (MW) | 7387700
2 Diversification | 2028 | Cumulative Absolute Dispatch Ramp (MW) | 7731300
2 Diversification | 2029 | Cumulative Absolute Dispatch Ramp (MW) | 7474200
2 Diversification | 2030 | Cumulative Absolute Dispatch Ramp (MW) | 7001800
3 Revenue Sufficiency | 2021 | Cumulative Absolute Dispatch Ramp (MW) | 4974900
3 Revenue Sufficiency | 2022 | Cumulative Absolute Dispatch Ramp (MW) | 5715500
3 Revenue Sufficiency | 2023 | Cumulative Absolute Dispatch Ramp (MW) | 6821100
3 Revenue Sufficiency | 2024 | Cumulative Absolute Dispatch Ramp (MW) | 7400200
3 Revenue Sufficiency | 2025 | Cumulative Absolute Dispatch Ramp (MW) | 7490700
3 Revenue Sufficiency | 2026 | Cumulative Absolute Dispatch Ramp (MW) | 7302100
3 Revenue Sufficiency | 2027 | Cumulative Absolute Dispatch Ramp (MW) | 6948600
3 Revenue Sufficiency | 2028 | Cumulative Absolute Dispatch Ramp (MW) | 7287900
3 Revenue Sufficiency | 2029 | Cumulative Absolute Dispatch Ramp (MW) | 7547700
3 Revenue Sufficiency | 2030 | Cumulative Absolute Dispatch Ramp (MW) | 6981800

## 4-8 On-Off Cycles
Back to Contents
Data for Figure 4-8 – Average number of on/off cycles per generating asset by technology
Description: Average on/off cycles for baseload generating assets weighted by
maximum capability.
Scenario | Year | Asset Type | On/Off Cycles
1 Reference Case | 2021 | Coal | 17.39
1 Reference Case | 2022 | Coal | 13.59
1 Reference Case | 2023 | Coal | 6.78
1 Reference Case | 2024 | Coal | 8.07
1 Reference Case | 2025 | Coal | 10.32
1 Reference Case | 2026 | Coal | 14.11
1 Reference Case | 2027 | Coal | 12.11
1 Reference Case | 2028 | Coal | 7.04
1 Reference Case | 2029 | Coal | 0
1 Reference Case | 2030 | Coal | 0
2 Diversification | 2021 | Coal | 25.27
2 Diversification | 2022 | Coal | 13.91
2 Diversification | 2023 | Coal | 7.01
2 Diversification | 2024 | Coal | 7.43
2 Diversification | 2025 | Coal | 6.35
2 Diversification | 2026 | Coal | 11.37
2 Diversification | 2027 | Coal | 10.16
2 Diversification | 2028 | Coal | 4.79
2 Diversification | 2029 | Coal | 0
2 Diversification | 2030 | Coal | 0
3 Revenue Sufficiency | 2021 | Coal | 16.61
3 Revenue Sufficiency | 2022 | Coal | 13.96
3 Revenue Sufficiency | 2023 | Coal | 6.72
3 Revenue Sufficiency | 2024 | Coal | 6.91
3 Revenue Sufficiency | 2025 | Coal | 7.74
3 Revenue Sufficiency | 2026 | Coal | 13.64
3 Revenue Sufficiency | 2027 | Coal | 17
3 Revenue Sufficiency | 2028 | Coal | 9.59
3 Revenue Sufficiency | 2029 | Coal | 0
3 Revenue Sufficiency | 2030 | Coal | 0
1 Reference Case | 2021 | Combined Cycle | 7
1 Reference Case | 2022 | Combined Cycle | 9
1 Reference Case | 2023 | Combined Cycle | 9
1 Reference Case | 2024 | Combined Cycle | 10
1 Reference Case | 2025 | Combined Cycle | 8
1 Reference Case | 2026 | Combined Cycle | 9
1 Reference Case | 2027 | Combined Cycle | 6
1 Reference Case | 2028 | Combined Cycle | 7
1 Reference Case | 2029 | Combined Cycle | 7
1 Reference Case | 2030 | Combined Cycle | 6
2 Diversification | 2021 | Combined Cycle | 7.81
2 Diversification | 2022 | Combined Cycle | 9.31
2 Diversification | 2023 | Combined Cycle | 9.35
2 Diversification | 2024 | Combined Cycle | 10.01
2 Diversification | 2025 | Combined Cycle | 7.83
2 Diversification | 2026 | Combined Cycle | 9.21
2 Diversification | 2027 | Combined Cycle | 6.25
2 Diversification | 2028 | Combined Cycle | 7.36
2 Diversification | 2029 | Combined Cycle | 7.71
2 Diversification | 2030 | Combined Cycle | 9.75
3 Revenue Sufficiency | 2021 | Combined Cycle | 7
3 Revenue Sufficiency | 2022 | Combined Cycle | 9
3 Revenue Sufficiency | 2023 | Combined Cycle | 9
3 Revenue Sufficiency | 2024 | Combined Cycle | 10
3 Revenue Sufficiency | 2025 | Combined Cycle | 8
3 Revenue Sufficiency | 2026 | Combined Cycle | 9
3 Revenue Sufficiency | 2027 | Combined Cycle | 6
3 Revenue Sufficiency | 2028 | Combined Cycle | 7
3 Revenue Sufficiency | 2029 | Combined Cycle | 8
3 Revenue Sufficiency | 2030 | Combined Cycle | 8
1 Reference Case | 2021 | Coal-to-Gas | 9.39
1 Reference Case | 2022 | Coal-to-Gas | 13.05
1 Reference Case | 2023 | Coal-to-Gas | 20.36
1 Reference Case | 2024 | Coal-to-Gas | 17.7
1 Reference Case | 2025 | Coal-to-Gas | 17.75
1 Reference Case | 2026 | Coal-to-Gas | 20.06
1 Reference Case | 2027 | Coal-to-Gas | 19.36
1 Reference Case | 2028 | Coal-to-Gas | 19.54
1 Reference Case | 2029 | Coal-to-Gas | 18.11
1 Reference Case | 2030 | Coal-to-Gas | 24.15
2 Diversification | 2021 | Coal-to-Gas | 16.66
2 Diversification | 2022 | Coal-to-Gas | 14.82
2 Diversification | 2023 | Coal-to-Gas | 21.07
2 Diversification | 2024 | Coal-to-Gas | 16.78
2 Diversification | 2025 | Coal-to-Gas | 15.19
2 Diversification | 2026 | Coal-to-Gas | 17.66
2 Diversification | 2027 | Coal-to-Gas | 16.61
2 Diversification | 2028 | Coal-to-Gas | 17.76
2 Diversification | 2029 | Coal-to-Gas | 17.31
2 Diversification | 2030 | Coal-to-Gas | 24.75
3 Revenue Sufficiency | 2021 | Coal-to-Gas | 10.76
3 Revenue Sufficiency | 2022 | Coal-to-Gas | 13.2
3 Revenue Sufficiency | 2023 | Coal-to-Gas | 19.46
3 Revenue Sufficiency | 2024 | Coal-to-Gas | 16.68
3 Revenue Sufficiency | 2025 | Coal-to-Gas | 15.2
3 Revenue Sufficiency | 2026 | Coal-to-Gas | 17.35
3 Revenue Sufficiency | 2027 | Coal-to-Gas | 19.37
3 Revenue Sufficiency | 2028 | Coal-to-Gas | 19.6
3 Revenue Sufficiency | 2029 | Coal-to-Gas | 15.49
3 Revenue Sufficiency | 2030 | Coal-to-Gas | 27.2

## 4-9 Area Control Error
Back to Contents
Data for Figure 4-9 – Duration and size of simulated area control errors
Description: Duration and size of simulated area control error, reflecting the difference between actual interchange
and scheduled interchange over interties without taking into account the effects of frequency bias, time error, and
metering error. Duration of the simulated area control error is measured as the time, in minutes, from when the
actual interchange becomes larger (or smaller) than the scheduled interchange, to when it returns to equal the
scheduled interchange. Size is the average difference between actual interchange and scheduled interchange, in
MW, over the duration.
Scenario | Year | Duration (minutes) | Average Size (MW) | Count
1 Reference Case | 2021 | 1 | -397.6 | 1
1 Reference Case | 2021 | 1 | -349.9 | 1
1 Reference Case | 2021 | 1 | -131.3 | 1
1 Reference Case | 2021 | 1 | -116.5 | 1
1 Reference Case | 2021 | 1 | -74 | 1
1 Reference Case | 2021 | 1 | -71.7 | 1
1 Reference Case | 2021 | 1 | -71.3 | 1
1 Reference Case | 2021 | 1 | -70.9 | 1
1 Reference Case | 2021 | 1 | -69 | 1
1 Reference Case | 2021 | 1 | -68.7 | 1
1 Reference Case | 2021 | 1 | -68.1 | 1
1 Reference Case | 2021 | 1 | -67.9 | 1
1 Reference Case | 2021 | 1 | -67 | 1
1 Reference Case | 2021 | 1 | -66.3 | 1
1 Reference Case | 2021 | 1 | -65.9 | 1
1 Reference Case | 2021 | 1 | -65.4 | 1
1 Reference Case | 2021 | 1 | -65.1 | 1
1 Reference Case | 2021 | 1 | -63.7 | 1
1 Reference Case | 2021 | 1 | -63.3 | 1
1 Reference Case | 2021 | 1 | -63.2 | 1
1 Reference Case | 2021 | 1 | -63.1 | 1
1 Reference Case | 2021 | 1 | -63 | 1
1 Reference Case | 2021 | 1 | -61.6 | 1
1 Reference Case | 2021 | 1 | -61.3 | 1
1 Reference Case | 2021 | 1 | -61.2 | 1
1 Reference Case | 2021 | 1 | -60.7 | 2
1 Reference Case | 2021 | 1 | -59.4 | 1
1 Reference Case | 2021 | 1 | -59.2 | 1
1 Reference Case | 2021 | 1 | -58.7 | 1
1 Reference Case | 2021 | 1 | -58.6 | 1
1 Reference Case | 2021 | 1 | -58.2 | 1
1 Reference Case | 2021 | 1 | -58.1 | 1
1 Reference Case | 2021 | 1 | -56.8 | 1
1 Reference Case | 2021 | 1 | -56.7 | 2
1 Reference Case | 2021 | 1 | -56.6 | 1
1 Reference Case | 2021 | 1 | -56.4 | 3
1 Reference Case | 2021 | 1 | -56.2 | 1
1 Reference Case | 2021 | 1 | -55.6 | 1
1 Reference Case | 2021 | 1 | -55.4 | 3
1 Reference Case | 2021 | 1 | -55 | 1
1 Reference Case | 2021 | 1 | -54.9 | 1
1 Reference Case | 2021 | 1 | -54.7 | 1
1 Reference Case | 2021 | 1 | -54.6 | 1
1 Reference Case | 2021 | 1 | -54.4 | 1
1 Reference Case | 2021 | 1 | -54 | 1
1 Reference Case | 2021 | 1 | -53.9 | 2
1 Reference Case | 2021 | 1 | -53.8 | 1
1 Reference Case | 2021 | 1 | -53.6 | 3
1 Reference Case | 2021 | 1 | -53.3 | 1
1 Reference Case | 2021 | 1 | -53.2 | 1
1 Reference Case | 2021 | 1 | -53 | 2
1 Reference Case | 2021 | 1 | -52.8 | 1
1 Reference Case | 2021 | 1 | -52.6 | 1
1 Reference Case | 2021 | 1 | -52.5 | 1
1 Reference Case | 2021 | 1 | -52.4 | 2
1 Reference Case | 2021 | 1 | -52.2 | 1
1 Reference Case | 2021 | 1 | -52.1 | 1
1 Reference Case | 2021 | 1 | -51.7 | 1
1 Reference Case | 2021 | 1 | -51.6 | 2
1 Reference Case | 2021 | 1 | -51.4 | 4
1 Reference Case | 2021 | 1 | -51.3 | 4
1 Reference Case | 2021 | 1 | -51.1 | 2
1 Reference Case | 2021 | 1 | -51 | 1
1 Reference Case | 2021 | 1 | -50.8 | 1
1 Reference Case | 2021 | 1 | -50.7 | 1
1 Reference Case | 2021 | 1 | -50.5 | 2
1 Reference Case | 2021 | 1 | -50.4 | 1
1 Reference Case | 2021 | 1 | -50.3 | 1
1 Reference Case | 2021 | 1 | -50.2 | 1
1 Reference Case | 2021 | 1 | -49.9 | 1
1 Reference Case | 2021 | 1 | -49.8 | 1
1 Reference Case | 2021 | 1 | -49.7 | 1
1 Reference Case | 2021 | 1 | -49.6 | 1
1 Reference Case | 2021 | 1 | -49.5 | 3
1 Reference Case | 2021 | 1 | -49.4 | 2
1 Reference Case | 2021 | 1 | -49.3 | 1
1 Reference Case | 2021 | 1 | -49.2 | 2
1 Reference Case | 2021 | 1 | -48.9 | 1
1 Reference Case | 2021 | 1 | -48.8 | 3
1 Reference Case | 2021 | 1 | -48.7 | 1
1 Reference Case | 2021 | 1 | -48.6 | 5
1 Reference Case | 2021 | 1 | -48.3 | 3
1 Reference Case | 2021 | 1 | -48 | 3
1 Reference Case | 2021 | 1 | -47.9 | 2
1 Reference Case | 2021 | 1 | -47.7 | 2
1 Reference Case | 2021 | 1 | -47.6 | 2
1 Reference Case | 2021 | 1 | -47.5 | 3
1 Reference Case | 2021 | 1 | -47.3 | 1
1 Reference Case | 2021 | 1 | -47.2 | 1
1 Reference Case | 2021 | 1 | -47 | 2
1 Reference Case | 2021 | 1 | -46.9 | 4
1 Reference Case | 2021 | 1 | -46.7 | 1
1 Reference Case | 2021 | 1 | -46.6 | 1
1 Reference Case | 2021 | 1 | -46.5 | 3
1 Reference Case | 2021 | 1 | -46.4 | 5
1 Reference Case | 2021 | 1 | -46.3 | 2
1 Reference Case | 2021 | 1 | -46.2 | 1
1 Reference Case | 2021 | 1 | -46.1 | 3
1 Reference Case | 2021 | 1 | -46 | 2
1 Reference Case | 2021 | 1 | -45.9 | 1
1 Reference Case | 2021 | 1 | -45.7 | 3
1 Reference Case | 2021 | 1 | -45.6 | 2
1 Reference Case | 2021 | 1 | -45.5 | 4
1 Reference Case | 2021 | 1 | -45.4 | 4
1 Reference Case | 2021 | 1 | -45.3 | 1
1 Reference Case | 2021 | 1 | -45.2 | 2
1 Reference Case | 2021 | 1 | -45 | 5
1 Reference Case | 2021 | 1 | -44.9 | 3
1 Reference Case | 2021 | 1 | -44.8 | 1
1 Reference Case | 2021 | 1 | -44.7 | 2
1 Reference Case | 2021 | 1 | -44.6 | 2
1 Reference Case | 2021 | 1 | -44.5 | 2
1 Reference Case | 2021 | 1 | -44.4 | 3
1 Reference Case | 2021 | 1 | -44.2 | 2
1 Reference Case | 2021 | 1 | -44.1 | 2
1 Reference Case | 2021 | 1 | -44 | 5
1 Reference Case | 2021 | 1 | -43.9 | 4
1 Reference Case | 2021 | 1 | -43.8 | 2
1 Reference Case | 2021 | 1 | -43.7 | 2
1 Reference Case | 2021 | 1 | -43.6 | 6
1 Reference Case | 2021 | 1 | -43.5 | 4
1 Reference Case | 2021 | 1 | -43.4 | 2
1 Reference Case | 2021 | 1 | -43.3 | 1
1 Reference Case | 2021 | 1 | -43.2 | 1
1 Reference Case | 2021 | 1 | -43.1 | 3
1 Reference Case | 2021 | 1 | -42.9 | 1
1 Reference Case | 2021 | 1 | -42.8 | 4
1 Reference Case | 2021 | 1 | -42.7 | 3
1 Reference Case | 2021 | 1 | -42.6 | 3
1 Reference Case | 2021 | 1 | -42.5 | 2
1 Reference Case | 2021 | 1 | -42.4 | 5
1 Reference Case | 2021 | 1 | -42.3 | 4
1 Reference Case | 2021 | 1 | -42.2 | 3
1 Reference Case | 2021 | 1 | -42 | 5
1 Reference Case | 2021 | 1 | -41.9 | 5
1 Reference Case | 2021 | 1 | -41.8 | 2
1 Reference Case | 2021 | 1 | -41.7 | 3
1 Reference Case | 2021 | 1 | -41.6 | 5
1 Reference Case | 2021 | 1 | -41.5 | 4
1 Reference Case | 2021 | 1 | -41.4 | 3
1 Reference Case | 2021 | 1 | -41.3 | 1
1 Reference Case | 2021 | 1 | -41.2 | 6
1 Reference Case | 2021 | 1 | -41.1 | 4
1 Reference Case | 2021 | 1 | -41 | 1
1 Reference Case | 2021 | 1 | -40.9 | 3
1 Reference Case | 2021 | 1 | -40.8 | 4
1 Reference Case | 2021 | 1 | -40.7 | 2
1 Reference Case | 2021 | 1 | -40.6 | 2
1 Reference Case | 2021 | 1 | -40.5 | 6
1 Reference Case | 2021 | 1 | -40.4 | 6
1 Reference Case | 2021 | 1 | -40.3 | 7
1 Reference Case | 2021 | 1 | -40.2 | 6
1 Reference Case | 2021 | 1 | -40.1 | 9
1 Reference Case | 2021 | 1 | -40 | 3
1 Reference Case | 2021 | 1 | -39.9 | 4
1 Reference Case | 2021 | 1 | -39.8 | 6
1 Reference Case | 2021 | 1 | -39.7 | 3
1 Reference Case | 2021 | 1 | -39.6 | 3
1 Reference Case | 2021 | 1 | -39.5 | 2
1 Reference Case | 2021 | 1 | -39.4 | 3
1 Reference Case | 2021 | 1 | -39.3 | 6
1 Reference Case | 2021 | 1 | -39.2 | 5
1 Reference Case | 2021 | 1 | -39.1 | 8
1 Reference Case | 2021 | 1 | -39 | 5
1 Reference Case | 2021 | 1 | -38.9 | 9
1 Reference Case | 2021 | 1 | -38.8 | 2
1 Reference Case | 2021 | 1 | -38.7 | 7
1 Reference Case | 2021 | 1 | -38.6 | 3
1 Reference Case | 2021 | 1 | -38.5 | 6
1 Reference Case | 2021 | 1 | -38.4 | 3
1 Reference Case | 2021 | 1 | -38.3 | 5
1 Reference Case | 2021 | 1 | -38.2 | 8
1 Reference Case | 2021 | 1 | -38.1 | 7
1 Reference Case | 2021 | 1 | -38 | 5
1 Reference Case | 2021 | 1 | -37.9 | 5
1 Reference Case | 2021 | 1 | -37.8 | 6
1 Reference Case | 2021 | 1 | -37.7 | 11
1 Reference Case | 2021 | 1 | -37.6 | 6
1 Reference Case | 2021 | 1 | -37.5 | 6
1 Reference Case | 2021 | 1 | -37.4 | 4
1 Reference Case | 2021 | 1 | -37.3 | 10
1 Reference Case | 2021 | 1 | -37.2 | 10
1 Reference Case | 2021 | 1 | -37.1 | 6
1 Reference Case | 2021 | 1 | -37 | 8
1 Reference Case | 2021 | 1 | -36.9 | 10
1 Reference Case | 2021 | 1 | -36.8 | 7
1 Reference Case | 2021 | 1 | -36.7 | 7
1 Reference Case | 2021 | 1 | -36.6 | 8
1 Reference Case | 2021 | 1 | -36.5 | 5
1 Reference Case | 2021 | 1 | -36.4 | 5
1 Reference Case | 2021 | 1 | -36.3 | 5
1 Reference Case | 2021 | 1 | -36.2 | 8
1 Reference Case | 2021 | 1 | -36.1 | 7
1 Reference Case | 2021 | 1 | -36 | 8
1 Reference Case | 2021 | 1 | -35.9 | 15
1 Reference Case | 2021 | 1 | -35.8 | 11
1 Reference Case | 2021 | 1 | -35.7 | 7
1 Reference Case | 2021 | 1 | -35.6 | 9
1 Reference Case | 2021 | 1 | -35.5 | 13
1 Reference Case | 2021 | 1 | -35.4 | 5
1 Reference Case | 2021 | 1 | -35.3 | 8
1 Reference Case | 2021 | 1 | -35.2 | 7
1 Reference Case | 2021 | 1 | -35.1 | 8
1 Reference Case | 2021 | 1 | -35 | 17
1 Reference Case | 2021 | 1 | -34.9 | 10
1 Reference Case | 2021 | 1 | -34.8 | 8
1 Reference Case | 2021 | 1 | -34.7 | 5
1 Reference Case | 2021 | 1 | -34.6 | 5
1 Reference Case | 2021 | 1 | -34.5 | 9
1 Reference Case | 2021 | 1 | -34.4 | 12
1 Reference Case | 2021 | 1 | -34.3 | 4
1 Reference Case | 2021 | 1 | -34.2 | 15
1 Reference Case | 2021 | 1 | -34.1 | 8
1 Reference Case | 2021 | 1 | -34 | 10
1 Reference Case | 2021 | 1 | -33.9 | 6
1 Reference Case | 2021 | 1 | -33.8 | 14
1 Reference Case | 2021 | 1 | -33.7 | 11
1 Reference Case | 2021 | 1 | -33.6 | 6
1 Reference Case | 2021 | 1 | -33.5 | 9
1 Reference Case | 2021 | 1 | -33.4 | 16
1 Reference Case | 2021 | 1 | -33.3 | 9
1 Reference Case | 2021 | 1 | -33.2 | 13
1 Reference Case | 2021 | 1 | -33.1 | 11
1 Reference Case | 2021 | 1 | -33 | 14
1 Reference Case | 2021 | 1 | -32.9 | 18
1 Reference Case | 2021 | 1 | -32.8 | 9
1 Reference Case | 2021 | 1 | -32.7 | 10
1 Reference Case | 2021 | 1 | -32.6 | 13
1 Reference Case | 2021 | 1 | -32.5 | 13
1 Reference Case | 2021 | 1 | -32.4 | 10
1 Reference Case | 2021 | 1 | -32.3 | 12
1 Reference Case | 2021 | 1 | -32.2 | 15
1 Reference Case | 2021 | 1 | -32.1 | 10
1 Reference Case | 2021 | 1 | -32 | 14
1 Reference Case | 2021 | 1 | -31.9 | 15
1 Reference Case | 2021 | 1 | -31.8 | 11
1 Reference Case | 2021 | 1 | -31.7 | 17
1 Reference Case | 2021 | 1 | -31.6 | 27
1 Reference Case | 2021 | 1 | -31.5 | 7
1 Reference Case | 2021 | 1 | -31.4 | 11
1 Reference Case | 2021 | 1 | -31.3 | 9
1 Reference Case | 2021 | 1 | -31.2 | 20
1 Reference Case | 2021 | 1 | -31.1 | 12
1 Reference Case | 2021 | 1 | -31 | 21
1 Reference Case | 2021 | 1 | -30.9 | 20
1 Reference Case | 2021 | 1 | -30.8 | 15
1 Reference Case | 2021 | 1 | -30.7 | 17
1 Reference Case | 2021 | 1 | -30.6 | 23
1 Reference Case | 2021 | 1 | -30.5 | 15
1 Reference Case | 2021 | 1 | -30.4 | 17
1 Reference Case | 2021 | 1 | -30.3 | 17
1 Reference Case | 2021 | 1 | -30.2 | 11
1 Reference Case | 2021 | 1 | -30.1 | 24
1 Reference Case | 2021 | 1 | -30 | 9
1 Reference Case | 2021 | 1 | -29.9 | 23
1 Reference Case | 2021 | 1 | -29.8 | 16
1 Reference Case | 2021 | 1 | -29.7 | 17
1 Reference Case | 2021 | 1 | -29.6 | 13
1 Reference Case | 2021 | 1 | -29.5 | 15
1 Reference Case | 2021 | 1 | -29.4 | 23
1 Reference Case | 2021 | 1 | -29.3 | 16
1 Reference Case | 2021 | 1 | -29.2 | 17
1 Reference Case | 2021 | 1 | -29.1 | 22
1 Reference Case | 2021 | 1 | -29 | 32
1 Reference Case | 2021 | 1 | -28.9 | 12
1 Reference Case | 2021 | 1 | -28.8 | 26
1 Reference Case | 2021 | 1 | -28.7 | 27
1 Reference Case | 2021 | 1 | -28.6 | 25
1 Reference Case | 2021 | 1 | -28.5 | 26
1 Reference Case | 2021 | 1 | -28.4 | 21
1 Reference Case | 2021 | 1 | -28.3 | 21
1 Reference Case | 2021 | 1 | -28.2 | 24
1 Reference Case | 2021 | 1 | -28.1 | 20
1 Reference Case | 2021 | 1 | -28 | 26
1 Reference Case | 2021 | 1 | -27.9 | 25
1 Reference Case | 2021 | 1 | -27.8 | 18
1 Reference Case | 2021 | 1 | -27.7 | 19
1 Reference Case | 2021 | 1 | -27.6 | 23
1 Reference Case | 2021 | 1 | -27.5 | 21
1 Reference Case | 2021 | 1 | -27.4 | 26
1 Reference Case | 2021 | 1 | -27.3 | 27
1 Reference Case | 2021 | 1 | -27.2 | 39
1 Reference Case | 2021 | 1 | -27.1 | 29
1 Reference Case | 2021 | 1 | -27 | 25
1 Reference Case | 2021 | 1 | -26.9 | 28
1 Reference Case | 2021 | 1 | -26.8 | 28
1 Reference Case | 2021 | 1 | -26.7 | 28
1 Reference Case | 2021 | 1 | -26.6 | 36
1 Reference Case | 2021 | 1 | -26.5 | 36
1 Reference Case | 2021 | 1 | -26.4 | 21
1 Reference Case | 2021 | 1 | -26.3 | 18
1 Reference Case | 2021 | 1 | -26.2 | 35
1 Reference Case | 2021 | 1 | -26.1 | 31
1 Reference Case | 2021 | 1 | -26 | 29
1 Reference Case | 2021 | 1 | -25.9 | 33
1 Reference Case | 2021 | 1 | -25.8 | 23
1 Reference Case | 2021 | 1 | -25.7 | 32
1 Reference Case | 2021 | 1 | -25.6 | 47
1 Reference Case | 2021 | 1 | -25.5 | 38
1 Reference Case | 2021 | 1 | -25.4 | 26
1 Reference Case | 2021 | 1 | -25.3 | 30
1 Reference Case | 2021 | 1 | -25.2 | 30
1 Reference Case | 2021 | 1 | -25.1 | 34
1 Reference Case | 2021 | 1 | -25 | 41
1 Reference Case | 2021 | 1 | -24.9 | 30
1 Reference Case | 2021 | 1 | -24.8 | 27
1 Reference Case | 2021 | 1 | -24.7 | 37
1 Reference Case | 2021 | 1 | -24.6 | 33
1 Reference Case | 2021 | 1 | -24.5 | 32
1 Reference Case | 2021 | 1 | -24.4 | 30
1 Reference Case | 2021 | 1 | -24.3 | 35
1 Reference Case | 2021 | 1 | -24.2 | 34
1 Reference Case | 2021 | 1 | -24.1 | 47
1 Reference Case | 2021 | 1 | -24 | 36
1 Reference Case | 2021 | 1 | -23.9 | 45
1 Reference Case | 2021 | 1 | -23.8 | 43
1 Reference Case | 2021 | 1 | -23.7 | 52
1 Reference Case | 2021 | 1 | -23.6 | 36
1 Reference Case | 2021 | 1 | -23.5 | 42
1 Reference Case | 2021 | 1 | -23.4 | 48
1 Reference Case | 2021 | 1 | -23.3 | 54
1 Reference Case | 2021 | 1 | -23.2 | 44
1 Reference Case | 2021 | 1 | -23.1 | 37
1 Reference Case | 2021 | 1 | -23 | 37
1 Reference Case | 2021 | 1 | -22.9 | 53
1 Reference Case | 2021 | 1 | -22.8 | 37
1 Reference Case | 2021 | 1 | -22.7 | 45
1 Reference Case | 2021 | 1 | -22.6 | 44
1 Reference Case | 2021 | 1 | -22.5 | 47
1 Reference Case | 2021 | 1 | -22.4 | 24
1 Reference Case | 2021 | 1 | -22.3 | 46
1 Reference Case | 2021 | 1 | -22.2 | 44
1 Reference Case | 2021 | 1 | -22.1 | 55
1 Reference Case | 2021 | 1 | -22 | 49
1 Reference Case | 2021 | 1 | -21.9 | 44
1 Reference Case | 2021 | 1 | -21.8 | 50
1 Reference Case | 2021 | 1 | -21.7 | 51
1 Reference Case | 2021 | 1 | -21.6 | 58
1 Reference Case | 2021 | 1 | -21.5 | 49
1 Reference Case | 2021 | 1 | -21.4 | 57
1 Reference Case | 2021 | 1 | -21.3 | 49
1 Reference Case | 2021 | 1 | -21.2 | 68
1 Reference Case | 2021 | 1 | -21.1 | 52
1 Reference Case | 2021 | 1 | -21 | 62
1 Reference Case | 2021 | 1 | -20.9 | 59
1 Reference Case | 2021 | 1 | -20.8 | 55
1 Reference Case | 2021 | 1 | -20.7 | 53
1 Reference Case | 2021 | 1 | -20.6 | 51
1 Reference Case | 2021 | 1 | -20.5 | 63
1 Reference Case | 2021 | 1 | -20.4 | 54
1 Reference Case | 2021 | 1 | -20.3 | 62
1 Reference Case | 2021 | 1 | -20.2 | 65
1 Reference Case | 2021 | 1 | -20.1 | 55
1 Reference Case | 2021 | 1 | -20 | 68
1 Reference Case | 2021 | 1 | -19.9 | 67
1 Reference Case | 2021 | 1 | -19.8 | 64
1 Reference Case | 2021 | 1 | -19.7 | 70
1 Reference Case | 2021 | 1 | -19.6 | 76
1 Reference Case | 2021 | 1 | -19.5 | 55
1 Reference Case | 2021 | 1 | -19.4 | 65
1 Reference Case | 2021 | 1 | -19.3 | 63
1 Reference Case | 2021 | 1 | -19.2 | 82
1 Reference Case | 2021 | 1 | -19.1 | 70
1 Reference Case | 2021 | 1 | -19 | 84
1 Reference Case | 2021 | 1 | -18.9 | 71
1 Reference Case | 2021 | 1 | -18.8 | 72
1 Reference Case | 2021 | 1 | -18.7 | 73
1 Reference Case | 2021 | 1 | -18.6 | 74
1 Reference Case | 2021 | 1 | -18.5 | 89
1 Reference Case | 2021 | 1 | -18.4 | 76
1 Reference Case | 2021 | 1 | -18.3 | 72
1 Reference Case | 2021 | 1 | -18.2 | 89
1 Reference Case | 2021 | 1 | -18.1 | 86
1 Reference Case | 2021 | 1 | -18 | 81
1 Reference Case | 2021 | 1 | -17.9 | 94
1 Reference Case | 2021 | 1 | -17.8 | 68
1 Reference Case | 2021 | 1 | -17.7 | 74
1 Reference Case | 2021 | 1 | -17.6 | 77
1 Reference Case | 2021 | 1 | -17.5 | 82
1 Reference Case | 2021 | 1 | -17.4 | 86
1 Reference Case | 2021 | 1 | -17.3 | 63
1 Reference Case | 2021 | 1 | -17.2 | 79
1 Reference Case | 2021 | 1 | -17.1 | 93
1 Reference Case | 2021 | 1 | -17 | 78
1 Reference Case | 2021 | 1 | -16.9 | 101
1 Reference Case | 2021 | 1 | -16.8 | 89
1 Reference Case | 2021 | 1 | -16.7 | 84
1 Reference Case | 2021 | 1 | -16.6 | 86
1 Reference Case | 2021 | 1 | -16.5 | 104
1 Reference Case | 2021 | 1 | -16.4 | 100
1 Reference Case | 2021 | 1 | -16.3 | 99
1 Reference Case | 2021 | 1 | -16.2 | 104
1 Reference Case | 2021 | 1 | -16.1 | 112
1 Reference Case | 2021 | 1 | -16 | 98
1 Reference Case | 2021 | 1 | -15.9 | 98
1 Reference Case | 2021 | 1 | -15.8 | 81
1 Reference Case | 2021 | 1 | -15.7 | 95
1 Reference Case | 2021 | 1 | -15.6 | 111
1 Reference Case | 2021 | 1 | -15.5 | 110
1 Reference Case | 2021 | 1 | -15.4 | 116
1 Reference Case | 2021 | 1 | -15.3 | 111
1 Reference Case | 2021 | 1 | -15.2 | 103
1 Reference Case | 2021 | 1 | -15.1 | 99
1 Reference Case | 2021 | 1 | -15 | 90
1 Reference Case | 2021 | 1 | -14.9 | 109
1 Reference Case | 2021 | 1 | -14.8 | 100
1 Reference Case | 2021 | 1 | -14.7 | 104
1 Reference Case | 2021 | 1 | -14.6 | 118
1 Reference Case | 2021 | 1 | -14.5 | 102
1 Reference Case | 2021 | 1 | -14.4 | 104
1 Reference Case | 2021 | 1 | -14.3 | 120
1 Reference Case | 2021 | 1 | -14.2 | 116
1 Reference Case | 2021 | 1 | -14.1 | 117
1 Reference Case | 2021 | 1 | -14 | 127
1 Reference Case | 2021 | 1 | -13.9 | 119
1 Reference Case | 2021 | 1 | -13.8 | 117
1 Reference Case | 2021 | 1 | -13.7 | 109
1 Reference Case | 2021 | 1 | -13.6 | 120
1 Reference Case | 2021 | 1 | -13.5 | 129
1 Reference Case | 2021 | 1 | -13.4 | 120
1 Reference Case | 2021 | 1 | -13.3 | 135
1 Reference Case | 2021 | 1 | -13.2 | 133
1 Reference Case | 2021 | 1 | -13.1 | 116
1 Reference Case | 2021 | 1 | -13 | 124
1 Reference Case | 2021 | 1 | -12.9 | 122
1 Reference Case | 2021 | 1 | -12.8 | 115
1 Reference Case | 2021 | 1 | -12.7 | 129
1 Reference Case | 2021 | 1 | -12.6 | 156
1 Reference Case | 2021 | 1 | -12.5 | 154
1 Reference Case | 2021 | 1 | -12.4 | 137
1 Reference Case | 2021 | 1 | -12.3 | 138
1 Reference Case | 2021 | 1 | -12.2 | 125
1 Reference Case | 2021 | 1 | -12.1 | 150
1 Reference Case | 2021 | 1 | -12 | 140
1 Reference Case | 2021 | 1 | -11.9 | 150
1 Reference Case | 2021 | 1 | -11.8 | 146
1 Reference Case | 2021 | 1 | -11.7 | 139
1 Reference Case | 2021 | 1 | -11.6 | 143
1 Reference Case | 2021 | 1 | -11.5 | 156
1 Reference Case | 2021 | 1 | -11.4 | 150
1 Reference Case | 2021 | 1 | -11.3 | 163
1 Reference Case | 2021 | 1 | -11.2 | 155
1 Reference Case | 2021 | 1 | -11.1 | 155
1 Reference Case | 2021 | 1 | -11 | 159
1 Reference Case | 2021 | 1 | -10.9 | 188
1 Reference Case | 2021 | 1 | -10.8 | 173
1 Reference Case | 2021 | 1 | -10.7 | 168
1 Reference Case | 2021 | 1 | -10.6 | 153
1 Reference Case | 2021 | 1 | -10.5 | 185
1 Reference Case | 2021 | 1 | -10.4 | 142
1 Reference Case | 2021 | 1 | -10.3 | 153
1 Reference Case | 2021 | 1 | -10.2 | 168
1 Reference Case | 2021 | 1 | -10.1 | 174
1 Reference Case | 2021 | 1 | -10 | 190
1 Reference Case | 2021 | 1 | -9.9 | 171
1 Reference Case | 2021 | 1 | -9.8 | 164
1 Reference Case | 2021 | 1 | -9.7 | 175
1 Reference Case | 2021 | 1 | -9.6 | 191
1 Reference Case | 2021 | 1 | -9.5 | 169
1 Reference Case | 2021 | 1 | -9.4 | 192
1 Reference Case | 2021 | 1 | -9.3 | 204
1 Reference Case | 2021 | 1 | -9.2 | 180
1 Reference Case | 2021 | 1 | -9.1 | 166
1 Reference Case | 2021 | 1 | -9 | 172
1 Reference Case | 2021 | 1 | -8.9 | 189
1 Reference Case | 2021 | 1 | -8.8 | 200
1 Reference Case | 2021 | 1 | -8.7 | 189
1 Reference Case | 2021 | 1 | -8.6 | 207
1 Reference Case | 2021 | 1 | -8.5 | 208
1 Reference Case | 2021 | 1 | -8.4 | 189
1 Reference Case | 2021 | 1 | -8.3 | 221
1 Reference Case | 2021 | 1 | -8.2 | 188
1 Reference Case | 2021 | 1 | -8.1 | 221
1 Reference Case | 2021 | 1 | -8 | 214
1 Reference Case | 2021 | 1 | -7.9 | 186
1 Reference Case | 2021 | 1 | -7.8 | 205
1 Reference Case | 2021 | 1 | -7.7 | 221
1 Reference Case | 2021 | 1 | -7.6 | 246
1 Reference Case | 2021 | 1 | -7.5 | 207
1 Reference Case | 2021 | 1 | -7.4 | 205
1 Reference Case | 2021 | 1 | -7.3 | 247
1 Reference Case | 2021 | 1 | -7.2 | 235
1 Reference Case | 2021 | 1 | -7.1 | 213
1 Reference Case | 2021 | 1 | -7 | 209
1 Reference Case | 2021 | 1 | -6.9 | 249
1 Reference Case | 2021 | 1 | -6.8 | 221
1 Reference Case | 2021 | 1 | -6.7 | 246
1 Reference Case | 2021 | 1 | -6.6 | 221
1 Reference Case | 2021 | 1 | -6.5 | 218
1 Reference Case | 2021 | 1 | -6.4 | 218
1 Reference Case | 2021 | 1 | -6.3 | 242
1 Reference Case | 2021 | 1 | -6.2 | 260
1 Reference Case | 2021 | 1 | -6.1 | 263
1 Reference Case | 2021 | 1 | -6 | 275
1 Reference Case | 2021 | 1 | -5.9 | 267
1 Reference Case | 2021 | 1 | -5.8 | 260
1 Reference Case | 2021 | 1 | -5.7 | 241
1 Reference Case | 2021 | 1 | -5.6 | 239
1 Reference Case | 2021 | 1 | -5.5 | 267
1 Reference Case | 2021 | 1 | -5.4 | 256
1 Reference Case | 2021 | 1 | -5.3 | 264
1 Reference Case | 2021 | 1 | -5.2 | 263
1 Reference Case | 2021 | 1 | -5.1 | 277
1 Reference Case | 2021 | 1 | -5 | 282
1 Reference Case | 2021 | 1 | -4.9 | 295
1 Reference Case | 2021 | 1 | -4.8 | 258
1 Reference Case | 2021 | 1 | -4.7 | 258
1 Reference Case | 2021 | 1 | -4.6 | 293
1 Reference Case | 2021 | 1 | -4.5 | 294
1 Reference Case | 2021 | 1 | -4.4 | 297
1 Reference Case | 2021 | 1 | -4.3 | 302
1 Reference Case | 2021 | 1 | -4.2 | 261
1 Reference Case | 2021 | 1 | -4.1 | 266
1 Reference Case | 2021 | 1 | -4 | 312
1 Reference Case | 2021 | 1 | -3.9 | 282
1 Reference Case | 2021 | 1 | -3.8 | 338
1 Reference Case | 2021 | 1 | -3.7 | 283
1 Reference Case | 2021 | 1 | -3.6 | 271
1 Reference Case | 2021 | 1 | -3.5 | 328
1 Reference Case | 2021 | 1 | -3.4 | 316
1 Reference Case | 2021 | 1 | -3.3 | 303
1 Reference Case | 2021 | 1 | -3.2 | 321
1 Reference Case | 2021 | 1 | -3.1 | 341
1 Reference Case | 2021 | 1 | -3 | 315
1 Reference Case | 2021 | 1 | -2.9 | 354
1 Reference Case | 2021 | 1 | -2.8 | 343
1 Reference Case | 2021 | 1 | -2.7 | 328
1 Reference Case | 2021 | 1 | -2.6 | 318
1 Reference Case | 2021 | 1 | -2.5 | 339
1 Reference Case | 2021 | 1 | -2.4 | 332
1 Reference Case | 2021 | 1 | -2.3 | 326
1 Reference Case | 2021 | 1 | -2.2 | 339
1 Reference Case | 2021 | 1 | -2.1 | 335
1 Reference Case | 2021 | 1 | -2 | 346
1 Reference Case | 2021 | 1 | -1.9 | 356
1 Reference Case | 2021 | 1 | -1.8 | 332
1 Reference Case | 2021 | 1 | -1.7 | 367
1 Reference Case | 2021 | 1 | -1.6 | 340
1 Reference Case | 2021 | 1 | -1.5 | 314
1 Reference Case | 2021 | 1 | -1.4 | 351
1 Reference Case | 2021 | 1 | -1.3 | 350
1 Reference Case | 2021 | 1 | -1.2 | 351
1 Reference Case | 2021 | 1 | -1.1 | 396
1 Reference Case | 2021 | 1 | -1 | 350
1 Reference Case | 2021 | 1 | -0.9 | 357
1 Reference Case | 2021 | 1 | -0.8 | 367
1 Reference Case | 2021 | 1 | -0.7 | 391
1 Reference Case | 2021 | 1 | -0.6 | 373
1 Reference Case | 2021 | 1 | -0.5 | 375
1 Reference Case | 2021 | 1 | -0.4 | 375
1 Reference Case | 2021 | 1 | -0.3 | 376
1 Reference Case | 2021 | 1 | -0.2 | 391
1 Reference Case | 2021 | 1 | -0.1 | 369
1 Reference Case | 2021 | 1 | 0 | 11700
1 Reference Case | 2021 | 1 | 0.1 | 378
1 Reference Case | 2021 | 1 | 0.2 | 341
1 Reference Case | 2021 | 1 | 0.3 | 380
1 Reference Case | 2021 | 1 | 0.4 | 343
1 Reference Case | 2021 | 1 | 0.5 | 405
1 Reference Case | 2021 | 1 | 0.6 | 349
1 Reference Case | 2021 | 1 | 0.7 | 360
1 Reference Case | 2021 | 1 | 0.8 | 354
1 Reference Case | 2021 | 1 | 0.9 | 335
1 Reference Case | 2021 | 1 | 1 | 348
1 Reference Case | 2021 | 1 | 1.1 | 322
1 Reference Case | 2021 | 1 | 1.2 | 345
1 Reference Case | 2021 | 1 | 1.3 | 326
1 Reference Case | 2021 | 1 | 1.4 | 378
1 Reference Case | 2021 | 1 | 1.5 | 332
1 Reference Case | 2021 | 1 | 1.6 | 311
1 Reference Case | 2021 | 1 | 1.7 | 319
1 Reference Case | 2021 | 1 | 1.8 | 343
1 Reference Case | 2021 | 1 | 1.9 | 330
1 Reference Case | 2021 | 1 | 2 | 342
1 Reference Case | 2021 | 1 | 2.1 | 340
1 Reference Case | 2021 | 1 | 2.2 | 312
1 Reference Case | 2021 | 1 | 2.3 | 300
1 Reference Case | 2021 | 1 | 2.4 | 342
1 Reference Case | 2021 | 1 | 2.5 | 328
1 Reference Case | 2021 | 1 | 2.6 | 325
1 Reference Case | 2021 | 1 | 2.7 | 294
1 Reference Case | 2021 | 1 | 2.8 | 329
1 Reference Case | 2021 | 1 | 2.9 | 298
1 Reference Case | 2021 | 1 | 3 | 364
1 Reference Case | 2021 | 1 | 3.1 | 281
1 Reference Case | 2021 | 1 | 3.2 | 272
1 Reference Case | 2021 | 1 | 3.3 | 301
1 Reference Case | 2021 | 1 | 3.4 | 279
1 Reference Case | 2021 | 1 | 3.5 | 282
1 Reference Case | 2021 | 1 | 3.6 | 286
1 Reference Case | 2021 | 1 | 3.7 | 313
1 Reference Case | 2021 | 1 | 3.8 | 289
1 Reference Case | 2021 | 1 | 3.9 | 311
1 Reference Case | 2021 | 1 | 4 | 270
1 Reference Case | 2021 | 1 | 4.1 | 295
1 Reference Case | 2021 | 1 | 4.2 | 271
1 Reference Case | 2021 | 1 | 4.3 | 288
1 Reference Case | 2021 | 1 | 4.4 | 334
1 Reference Case | 2021 | 1 | 4.5 | 280
1 Reference Case | 2021 | 1 | 4.6 | 279
1 Reference Case | 2021 | 1 | 4.7 | 290
1 Reference Case | 2021 | 1 | 4.8 | 260
1 Reference Case | 2021 | 1 | 4.9 | 227
1 Reference Case | 2021 | 1 | 5 | 276
1 Reference Case | 2021 | 1 | 5.1 | 245
1 Reference Case | 2021 | 1 | 5.2 | 268
1 Reference Case | 2021 | 1 | 5.3 | 259
1 Reference Case | 2021 | 1 | 5.4 | 265
1 Reference Case | 2021 | 1 | 5.5 | 273
1 Reference Case | 2021 | 1 | 5.6 | 239
1 Reference Case | 2021 | 1 | 5.7 | 269
1 Reference Case | 2021 | 1 | 5.8 | 237
1 Reference Case | 2021 | 1 | 5.9 | 270
1 Reference Case | 2021 | 1 | 6 | 260
1 Reference Case | 2021 | 1 | 6.1 | 245
1 Reference Case | 2021 | 1 | 6.2 | 283
1 Reference Case | 2021 | 1 | 6.3 | 262
1 Reference Case | 2021 | 1 | 6.4 | 218
1 Reference Case | 2021 | 1 | 6.5 | 232
1 Reference Case | 2021 | 1 | 6.6 | 245
1 Reference Case | 2021 | 1 | 6.7 | 212
1 Reference Case | 2021 | 1 | 6.8 | 215
1 Reference Case | 2021 | 1 | 6.9 | 224
1 Reference Case | 2021 | 1 | 7 | 198
1 Reference Case | 2021 | 1 | 7.1 | 219
1 Reference Case | 2021 | 1 | 7.2 | 217
1 Reference Case | 2021 | 1 | 7.3 | 223
1 Reference Case | 2021 | 1 | 7.4 | 230
1 Reference Case | 2021 | 1 | 7.5 | 246
1 Reference Case | 2021 | 1 | 7.6 | 211
1 Reference Case | 2021 | 1 | 7.7 | 204
1 Reference Case | 2021 | 1 | 7.8 | 225
1 Reference Case | 2021 | 1 | 7.9 | 214
1 Reference Case | 2021 | 1 | 8 | 177
1 Reference Case | 2021 | 1 | 8.1 | 190
1 Reference Case | 2021 | 1 | 8.2 | 197
1 Reference Case | 2021 | 1 | 8.3 | 202
1 Reference Case | 2021 | 1 | 8.4 | 174
1 Reference Case | 2021 | 1 | 8.5 | 190
1 Reference Case | 2021 | 1 | 8.6 | 190
1 Reference Case | 2021 | 1 | 8.7 | 195
1 Reference Case | 2021 | 1 | 8.8 | 203
1 Reference Case | 2021 | 1 | 8.9 | 176
1 Reference Case | 2021 | 1 | 9 | 186
1 Reference Case | 2021 | 1 | 9.1 | 175
1 Reference Case | 2021 | 1 | 9.2 | 183
1 Reference Case | 2021 | 1 | 9.3 | 190
1 Reference Case | 2021 | 1 | 9.4 | 165
1 Reference Case | 2021 | 1 | 9.5 | 169
1 Reference Case | 2021 | 1 | 9.6 | 185
1 Reference Case | 2021 | 1 | 9.7 | 157
1 Reference Case | 2021 | 1 | 9.8 | 178
1 Reference Case | 2021 | 1 | 9.9 | 167
1 Reference Case | 2021 | 1 | 10 | 175
1 Reference Case | 2021 | 1 | 10.1 | 186
1 Reference Case | 2021 | 1 | 10.2 | 189
1 Reference Case | 2021 | 1 | 10.3 | 161
1 Reference Case | 2021 | 1 | 10.4 | 154
1 Reference Case | 2021 | 1 | 10.5 | 189
1 Reference Case | 2021 | 1 | 10.6 | 149
1 Reference Case | 2021 | 1 | 10.7 | 143
1 Reference Case | 2021 | 1 | 10.8 | 148
1 Reference Case | 2021 | 1 | 10.9 | 161
1 Reference Case | 2021 | 1 | 11 | 146
1 Reference Case | 2021 | 1 | 11.1 | 179
1 Reference Case | 2021 | 1 | 11.2 | 161
1 Reference Case | 2021 | 1 | 11.3 | 145
1 Reference Case | 2021 | 1 | 11.4 | 175
1 Reference Case | 2021 | 1 | 11.5 | 161
1 Reference Case | 2021 | 1 | 11.6 | 126
1 Reference Case | 2021 | 1 | 11.7 | 130
1 Reference Case | 2021 | 1 | 11.8 | 141
1 Reference Case | 2021 | 1 | 11.9 | 157
1 Reference Case | 2021 | 1 | 12 | 147
1 Reference Case | 2021 | 1 | 12.1 | 146
1 Reference Case | 2021 | 1 | 12.2 | 139
1 Reference Case | 2021 | 1 | 12.3 | 134
1 Reference Case | 2021 | 1 | 12.4 | 127
1 Reference Case | 2021 | 1 | 12.5 | 130
1 Reference Case | 2021 | 1 | 12.6 | 122
1 Reference Case | 2021 | 1 | 12.7 | 115
1 Reference Case | 2021 | 1 | 12.8 | 116
1 Reference Case | 2021 | 1 | 12.9 | 138
1 Reference Case | 2021 | 1 | 13 | 122
1 Reference Case | 2021 | 1 | 13.1 | 128
1 Reference Case | 2021 | 1 | 13.2 | 134
1 Reference Case | 2021 | 1 | 13.3 | 139
1 Reference Case | 2021 | 1 | 13.4 | 123
1 Reference Case | 2021 | 1 | 13.5 | 118
1 Reference Case | 2021 | 1 | 13.6 | 105
1 Reference Case | 2021 | 1 | 13.7 | 108
1 Reference Case | 2021 | 1 | 13.8 | 107
1 Reference Case | 2021 | 1 | 13.9 | 98
1 Reference Case | 2021 | 1 | 14 | 124
1 Reference Case | 2021 | 1 | 14.1 | 90
1 Reference Case | 2021 | 1 | 14.2 | 105
1 Reference Case | 2021 | 1 | 14.3 | 101
1 Reference Case | 2021 | 1 | 14.4 | 118
1 Reference Case | 2021 | 1 | 14.5 | 109
1 Reference Case | 2021 | 1 | 14.6 | 103
1 Reference Case | 2021 | 1 | 14.7 | 107
1 Reference Case | 2021 | 1 | 14.8 | 89
1 Reference Case | 2021 | 1 | 14.9 | 105
1 Reference Case | 2021 | 1 | 15 | 89
1 Reference Case | 2021 | 1 | 15.1 | 101
1 Reference Case | 2021 | 1 | 15.2 | 82
1 Reference Case | 2021 | 1 | 15.3 | 103
1 Reference Case | 2021 | 1 | 15.4 | 96
1 Reference Case | 2021 | 1 | 15.5 | 105
1 Reference Case | 2021 | 1 | 15.6 | 92
1 Reference Case | 2021 | 1 | 15.7 | 79
1 Reference Case | 2021 | 1 | 15.8 | 76
1 Reference Case | 2021 | 1 | 15.9 | 88
1 Reference Case | 2021 | 1 | 16 | 91
1 Reference Case | 2021 | 1 | 16.1 | 92
1 Reference Case | 2021 | 1 | 16.2 | 99
1 Reference Case | 2021 | 1 | 16.3 | 96
1 Reference Case | 2021 | 1 | 16.4 | 76
1 Reference Case | 2021 | 1 | 16.5 | 85
1 Reference Case | 2021 | 1 | 16.6 | 90
1 Reference Case | 2021 | 1 | 16.7 | 80
1 Reference Case | 2021 | 1 | 16.8 | 80
1 Reference Case | 2021 | 1 | 16.9 | 93
1 Reference Case | 2021 | 1 | 17 | 97
1 Reference Case | 2021 | 1 | 17.1 | 71
1 Reference Case | 2021 | 1 | 17.2 | 73
1 Reference Case | 2021 | 1 | 17.3 | 81
1 Reference Case | 2021 | 1 | 17.4 | 95
1 Reference Case | 2021 | 1 | 17.5 | 81
1 Reference Case | 2021 | 1 | 17.6 | 81
1 Reference Case | 2021 | 1 | 17.7 | 74
1 Reference Case | 2021 | 1 | 17.8 | 77
1 Reference Case | 2021 | 1 | 17.9 | 74
1 Reference Case | 2021 | 1 | 18 | 80
1 Reference Case | 2021 | 1 | 18.1 | 79
1 Reference Case | 2021 | 1 | 18.2 | 60
1 Reference Case | 2021 | 1 | 18.3 | 71
1 Reference Case | 2021 | 1 | 18.4 | 61
1 Reference Case | 2021 | 1 | 18.5 | 63
1 Reference Case | 2021 | 1 | 18.6 | 64
1 Reference Case | 2021 | 1 | 18.7 | 60
1 Reference Case | 2021 | 1 | 18.8 | 77
1 Reference Case | 2021 | 1 | 18.9 | 76
1 Reference Case | 2021 | 1 | 19 | 76
1 Reference Case | 2021 | 1 | 19.1 | 63
1 Reference Case | 2021 | 1 | 19.2 | 66
1 Reference Case | 2021 | 1 | 19.3 | 81
1 Reference Case | 2021 | 1 | 19.4 | 64
1 Reference Case | 2021 | 1 | 19.5 | 61
1 Reference Case | 2021 | 1 | 19.6 | 66
1 Reference Case | 2021 | 1 | 19.7 | 62
1 Reference Case | 2021 | 1 | 19.8 | 52
1 Reference Case | 2021 | 1 | 19.9 | 66
1 Reference Case | 2021 | 1 | 20 | 61
1 Reference Case | 2021 | 1 | 20.1 | 55
1 Reference Case | 2021 | 1 | 20.2 | 53
1 Reference Case | 2021 | 1 | 20.3 | 57
1 Reference Case | 2021 | 1 | 20.4 | 64
1 Reference Case | 2021 | 1 | 20.5 | 58
1 Reference Case | 2021 | 1 | 20.6 | 48
1 Reference Case | 2021 | 1 | 20.7 | 40
1 Reference Case | 2021 | 1 | 20.8 | 62
1 Reference Case | 2021 | 1 | 20.9 | 46
1 Reference Case | 2021 | 1 | 21 | 56
1 Reference Case | 2021 | 1 | 21.1 | 44
1 Reference Case | 2021 | 1 | 21.2 | 52
1 Reference Case | 2021 | 1 | 21.3 | 41
1 Reference Case | 2021 | 1 | 21.4 | 56
1 Reference Case | 2021 | 1 | 21.5 | 50
1 Reference Case | 2021 | 1 | 21.6 | 47
1 Reference Case | 2021 | 1 | 21.7 | 45
1 Reference Case | 2021 | 1 | 21.8 | 49
1 Reference Case | 2021 | 1 | 21.9 | 30
1 Reference Case | 2021 | 1 | 22 | 48
1 Reference Case | 2021 | 1 | 22.1 | 48
1 Reference Case | 2021 | 1 | 22.2 | 51
1 Reference Case | 2021 | 1 | 22.3 | 45
1 Reference Case | 2021 | 1 | 22.4 | 46
1 Reference Case | 2021 | 1 | 22.5 | 46
1 Reference Case | 2021 | 1 | 22.6 | 33
1 Reference Case | 2021 | 1 | 22.7 | 52
1 Reference Case | 2021 | 1 | 22.8 | 46
1 Reference Case | 2021 | 1 | 22.9 | 39
1 Reference Case | 2021 | 1 | 23 | 42
1 Reference Case | 2021 | 1 | 23.1 | 43
1 Reference Case | 2021 | 1 | 23.2 | 44
1 Reference Case | 2021 | 1 | 23.3 | 45
1 Reference Case | 2021 | 1 | 23.4 | 53
1 Reference Case | 2021 | 1 | 23.5 | 54
1 Reference Case | 2021 | 1 | 23.6 | 46
1 Reference Case | 2021 | 1 | 23.7 | 37
1 Reference Case | 2021 | 1 | 23.8 | 40
1 Reference Case | 2021 | 1 | 23.9 | 40
1 Reference Case | 2021 | 1 | 24 | 25
1 Reference Case | 2021 | 1 | 24.1 | 40
1 Reference Case | 2021 | 1 | 24.2 | 38
1 Reference Case | 2021 | 1 | 24.3 | 28
1 Reference Case | 2021 | 1 | 24.4 | 26
1 Reference Case | 2021 | 1 | 24.5 | 37
1 Reference Case | 2021 | 1 | 24.6 | 43
1 Reference Case | 2021 | 1 | 24.7 | 30
1 Reference Case | 2021 | 1 | 24.8 | 42
1 Reference Case | 2021 | 1 | 24.9 | 25
1 Reference Case | 2021 | 1 | 25 | 39
1 Reference Case | 2021 | 1 | 25.1 | 32
1 Reference Case | 2021 | 1 | 25.2 | 32
1 Reference Case | 2021 | 1 | 25.3 | 27
1 Reference Case | 2021 | 1 | 25.4 | 40
1 Reference Case | 2021 | 1 | 25.5 | 27
1 Reference Case | 2021 | 1 | 25.6 | 31
1 Reference Case | 2021 | 1 | 25.7 | 40
1 Reference Case | 2021 | 1 | 25.8 | 43
1 Reference Case | 2021 | 1 | 25.9 | 29
1 Reference Case | 2021 | 1 | 26 | 33
1 Reference Case | 2021 | 1 | 26.1 | 22
1 Reference Case | 2021 | 1 | 26.2 | 31
1 Reference Case | 2021 | 1 | 26.3 | 34
1 Reference Case | 2021 | 1 | 26.4 | 27
1 Reference Case | 2021 | 1 | 26.5 | 35
1 Reference Case | 2021 | 1 | 26.6 | 28
1 Reference Case | 2021 | 1 | 26.7 | 23
1 Reference Case | 2021 | 1 | 26.8 | 23
1 Reference Case | 2021 | 1 | 26.9 | 21
1 Reference Case | 2021 | 1 | 27 | 19
1 Reference Case | 2021 | 1 | 27.1 | 28
1 Reference Case | 2021 | 1 | 27.2 | 26
1 Reference Case | 2021 | 1 | 27.3 | 24
1 Reference Case | 2021 | 1 | 27.4 | 20
1 Reference Case | 2021 | 1 | 27.5 | 31
1 Reference Case | 2021 | 1 | 27.6 | 25
1 Reference Case | 2021 | 1 | 27.7 | 34
1 Reference Case | 2021 | 1 | 27.8 | 26
1 Reference Case | 2021 | 1 | 27.9 | 20
1 Reference Case | 2021 | 1 | 28 | 23
1 Reference Case | 2021 | 1 | 28.1 | 18
1 Reference Case | 2021 | 1 | 28.2 | 22
1 Reference Case | 2021 | 1 | 28.3 | 26
1 Reference Case | 2021 | 1 | 28.4 | 17
1 Reference Case | 2021 | 1 | 28.5 | 23
1 Reference Case | 2021 | 1 | 28.6 | 20
1 Reference Case | 2021 | 1 | 28.7 | 21
1 Reference Case | 2021 | 1 | 28.8 | 24
1 Reference Case | 2021 | 1 | 28.9 | 18
1 Reference Case | 2021 | 1 | 29 | 16
1 Reference Case | 2021 | 1 | 29.1 | 19
1 Reference Case | 2021 | 1 | 29.2 | 19
1 Reference Case | 2021 | 1 | 29.3 | 25
1 Reference Case | 2021 | 1 | 29.4 | 18
1 Reference Case | 2021 | 1 | 29.5 | 20
1 Reference Case | 2021 | 1 | 29.6 | 27
1 Reference Case | 2021 | 1 | 29.7 | 19
1 Reference Case | 2021 | 1 | 29.8 | 14
1 Reference Case | 2021 | 1 | 29.9 | 21
1 Reference Case | 2021 | 1 | 30 | 19
1 Reference Case | 2021 | 1 | 30.1 | 18
1 Reference Case | 2021 | 1 | 30.2 | 20
1 Reference Case | 2021 | 1 | 30.3 | 21
1 Reference Case | 2021 | 1 | 30.4 | 18
1 Reference Case | 2021 | 1 | 30.5 | 16
1 Reference Case | 2021 | 1 | 30.6 | 15
1 Reference Case | 2021 | 1 | 30.7 | 13
1 Reference Case | 2021 | 1 | 30.8 | 18
1 Reference Case | 2021 | 1 | 30.9 | 16
1 Reference Case | 2021 | 1 | 31 | 17
1 Reference Case | 2021 | 1 | 31.1 | 15
1 Reference Case | 2021 | 1 | 31.2 | 16
1 Reference Case | 2021 | 1 | 31.3 | 19
1 Reference Case | 2021 | 1 | 31.4 | 19
1 Reference Case | 2021 | 1 | 31.5 | 15
1 Reference Case | 2021 | 1 | 31.6 | 14
1 Reference Case | 2021 | 1 | 31.7 | 20
1 Reference Case | 2021 | 1 | 31.8 | 16
1 Reference Case | 2021 | 1 | 31.9 | 19
1 Reference Case | 2021 | 1 | 32 | 17
1 Reference Case | 2021 | 1 | 32.1 | 12
1 Reference Case | 2021 | 1 | 32.2 | 13
1 Reference Case | 2021 | 1 | 32.3 | 7
1 Reference Case | 2021 | 1 | 32.4 | 14
1 Reference Case | 2021 | 1 | 32.5 | 20
1 Reference Case | 2021 | 1 | 32.6 | 15
1 Reference Case | 2021 | 1 | 32.7 | 12
1 Reference Case | 2021 | 1 | 32.8 | 13
1 Reference Case | 2021 | 1 | 32.9 | 11
1 Reference Case | 2021 | 1 | 33 | 18
1 Reference Case | 2021 | 1 | 33.1 | 13
1 Reference Case | 2021 | 1 | 33.2 | 15
1 Reference Case | 2021 | 1 | 33.3 | 15
1 Reference Case | 2021 | 1 | 33.4 | 17
1 Reference Case | 2021 | 1 | 33.5 | 10
1 Reference Case | 2021 | 1 | 33.6 | 6
1 Reference Case | 2021 | 1 | 33.7 | 9
1 Reference Case | 2021 | 1 | 33.8 | 11
1 Reference Case | 2021 | 1 | 33.9 | 11
1 Reference Case | 2021 | 1 | 34 | 9
1 Reference Case | 2021 | 1 | 34.1 | 10
1 Reference Case | 2021 | 1 | 34.2 | 9
1 Reference Case | 2021 | 1 | 34.3 | 9
1 Reference Case | 2021 | 1 | 34.4 | 10
1 Reference Case | 2021 | 1 | 34.5 | 8
1 Reference Case | 2021 | 1 | 34.6 | 4
1 Reference Case | 2021 | 1 | 34.7 | 18
1 Reference Case | 2021 | 1 | 34.8 | 6
1 Reference Case | 2021 | 1 | 34.9 | 12
1 Reference Case | 2021 | 1 | 35 | 5
1 Reference Case | 2021 | 1 | 35.1 | 8
1 Reference Case | 2021 | 1 | 35.2 | 7
1 Reference Case | 2021 | 1 | 35.3 | 17
1 Reference Case | 2021 | 1 | 35.4 | 4
1 Reference Case | 2021 | 1 | 35.5 | 14
1 Reference Case | 2021 | 1 | 35.6 | 10
1 Reference Case | 2021 | 1 | 35.7 | 13
1 Reference Case | 2021 | 1 | 35.8 | 12
1 Reference Case | 2021 | 1 | 35.9 | 6
1 Reference Case | 2021 | 1 | 36 | 11
1 Reference Case | 2021 | 1 | 36.1 | 8
1 Reference Case | 2021 | 1 | 36.2 | 9
1 Reference Case | 2021 | 1 | 36.3 | 8
1 Reference Case | 2021 | 1 | 36.4 | 5
1 Reference Case | 2021 | 1 | 36.5 | 11
1 Reference Case | 2021 | 1 | 36.6 | 6
1 Reference Case | 2021 | 1 | 36.7 | 3
1 Reference Case | 2021 | 1 | 36.8 | 8
1 Reference Case | 2021 | 1 | 36.9 | 12
1 Reference Case | 2021 | 1 | 37 | 13
1 Reference Case | 2021 | 1 | 37.1 | 5
1 Reference Case | 2021 | 1 | 37.2 | 2
1 Reference Case | 2021 | 1 | 37.3 | 7
1 Reference Case | 2021 | 1 | 37.4 | 7
1 Reference Case | 2021 | 1 | 37.5 | 6
1 Reference Case | 2021 | 1 | 37.6 | 7
1 Reference Case | 2021 | 1 | 37.7 | 6
1 Reference Case | 2021 | 1 | 37.8 | 9
1 Reference Case | 2021 | 1 | 37.9 | 9
1 Reference Case | 2021 | 1 | 38 | 4
1 Reference Case | 2021 | 1 | 38.1 | 6
1 Reference Case | 2021 | 1 | 38.2 | 11
1 Reference Case | 2021 | 1 | 38.3 | 3
1 Reference Case | 2021 | 1 | 38.4 | 9
1 Reference Case | 2021 | 1 | 38.5 | 14
1 Reference Case | 2021 | 1 | 38.6 | 10
1 Reference Case | 2021 | 1 | 38.7 | 7
1 Reference Case | 2021 | 1 | 38.8 | 5
1 Reference Case | 2021 | 1 | 38.9 | 5
1 Reference Case | 2021 | 1 | 39 | 2
1 Reference Case | 2021 | 1 | 39.1 | 3
1 Reference Case | 2021 | 1 | 39.2 | 7
1 Reference Case | 2021 | 1 | 39.3 | 11
1 Reference Case | 2021 | 1 | 39.4 | 4
1 Reference Case | 2021 | 1 | 39.5 | 7
1 Reference Case | 2021 | 1 | 39.6 | 2
1 Reference Case | 2021 | 1 | 39.7 | 7
1 Reference Case | 2021 | 1 | 39.8 | 12
1 Reference Case | 2021 | 1 | 39.9 | 4
1 Reference Case | 2021 | 1 | 40 | 3
1 Reference Case | 2021 | 1 | 40.1 | 3
1 Reference Case | 2021 | 1 | 40.2 | 5
1 Reference Case | 2021 | 1 | 40.3 | 5
1 Reference Case | 2021 | 1 | 40.4 | 8
1 Reference Case | 2021 | 1 | 40.5 | 3
1 Reference Case | 2021 | 1 | 40.6 | 5
1 Reference Case | 2021 | 1 | 40.7 | 3
1 Reference Case | 2021 | 1 | 40.8 | 3
1 Reference Case | 2021 | 1 | 40.9 | 6
1 Reference Case | 2021 | 1 | 41 | 3
1 Reference Case | 2021 | 1 | 41.1 | 8
1 Reference Case | 2021 | 1 | 41.2 | 4
1 Reference Case | 2021 | 1 | 41.3 | 1
1 Reference Case | 2021 | 1 | 41.4 | 3
1 Reference Case | 2021 | 1 | 41.5 | 6
1 Reference Case | 2021 | 1 | 41.6 | 6
1 Reference Case | 2021 | 1 | 41.7 | 3
1 Reference Case | 2021 | 1 | 41.8 | 3
1 Reference Case | 2021 | 1 | 41.9 | 4
1 Reference Case | 2021 | 1 | 42 | 8
1 Reference Case | 2021 | 1 | 42.1 | 2
1 Reference Case | 2021 | 1 | 42.2 | 4
1 Reference Case | 2021 | 1 | 42.3 | 1
1 Reference Case | 2021 | 1 | 42.4 | 3
1 Reference Case | 2021 | 1 | 42.5 | 11
1 Reference Case | 2021 | 1 | 42.6 | 1
1 Reference Case | 2021 | 1 | 42.7 | 8
1 Reference Case | 2021 | 1 | 42.8 | 6
1 Reference Case | 2021 | 1 | 42.9 | 3
1 Reference Case | 2021 | 1 | 43 | 1
1 Reference Case | 2021 | 1 | 43.1 | 3
1 Reference Case | 2021 | 1 | 43.2 | 2
1 Reference Case | 2021 | 1 | 43.3 | 8
1 Reference Case | 2021 | 1 | 43.4 | 5
1 Reference Case | 2021 | 1 | 43.5 | 2
1 Reference Case | 2021 | 1 | 43.6 | 9
1 Reference Case | 2021 | 1 | 43.7 | 4
1 Reference Case | 2021 | 1 | 43.8 | 2
1 Reference Case | 2021 | 1 | 43.9 | 4
1 Reference Case | 2021 | 1 | 44 | 2
1 Reference Case | 2021 | 1 | 44.1 | 3
1 Reference Case | 2021 | 1 | 44.2 | 5
1 Reference Case | 2021 | 1 | 44.3 | 5
1 Reference Case | 2021 | 1 | 44.4 | 1
1 Reference Case | 2021 | 1 | 44.5 | 7
1 Reference Case | 2021 | 1 | 44.6 | 4
1 Reference Case | 2021 | 1 | 44.7 | 3
1 Reference Case | 2021 | 1 | 44.8 | 4
1 Reference Case | 2021 | 1 | 44.9 | 3
1 Reference Case | 2021 | 1 | 45 | 7
1 Reference Case | 2021 | 1 | 45.1 | 5
1 Reference Case | 2021 | 1 | 45.2 | 4
1 Reference Case | 2021 | 1 | 45.3 | 4
1 Reference Case | 2021 | 1 | 45.4 | 5
1 Reference Case | 2021 | 1 | 45.5 | 3
1 Reference Case | 2021 | 1 | 45.6 | 7
1 Reference Case | 2021 | 1 | 45.7 | 2
1 Reference Case | 2021 | 1 | 45.9 | 4
1 Reference Case | 2021 | 1 | 46 | 4
1 Reference Case | 2021 | 1 | 46.1 | 1
1 Reference Case | 2021 | 1 | 46.3 | 2
1 Reference Case | 2021 | 1 | 46.4 | 3
1 Reference Case | 2021 | 1 | 46.5 | 3
1 Reference Case | 2021 | 1 | 46.6 | 6
1 Reference Case | 2021 | 1 | 46.7 | 1
1 Reference Case | 2021 | 1 | 46.8 | 3
1 Reference Case | 2021 | 1 | 46.9 | 2
1 Reference Case | 2021 | 1 | 47 | 4
1 Reference Case | 2021 | 1 | 47.1 | 2
1 Reference Case | 2021 | 1 | 47.2 | 5
1 Reference Case | 2021 | 1 | 47.3 | 1
1 Reference Case | 2021 | 1 | 47.4 | 2
1 Reference Case | 2021 | 1 | 47.6 | 1
1 Reference Case | 2021 | 1 | 47.7 | 2
1 Reference Case | 2021 | 1 | 47.8 | 2
1 Reference Case | 2021 | 1 | 47.9 | 4
1 Reference Case | 2021 | 1 | 48 | 3
1 Reference Case | 2021 | 1 | 48.1 | 2
1 Reference Case | 2021 | 1 | 48.3 | 4
1 Reference Case | 2021 | 1 | 48.4 | 1
1 Reference Case | 2021 | 1 | 48.5 | 1
1 Reference Case | 2021 | 1 | 48.6 | 1
1 Reference Case | 2021 | 1 | 48.7 | 1
1 Reference Case | 2021 | 1 | 48.8 | 2
1 Reference Case | 2021 | 1 | 48.9 | 1
1 Reference Case | 2021 | 1 | 49 | 2
1 Reference Case | 2021 | 1 | 49.1 | 5
1 Reference Case | 2021 | 1 | 49.2 | 2
1 Reference Case | 2021 | 1 | 49.4 | 4
1 Reference Case | 2021 | 1 | 49.5 | 3
1 Reference Case | 2021 | 1 | 49.6 | 1
1 Reference Case | 2021 | 1 | 49.7 | 1
1 Reference Case | 2021 | 1 | 49.8 | 1
1 Reference Case | 2021 | 1 | 50 | 2
1 Reference Case | 2021 | 1 | 50.1 | 1
1 Reference Case | 2021 | 1 | 50.2 | 3
1 Reference Case | 2021 | 1 | 50.3 | 3
1 Reference Case | 2021 | 1 | 50.4 | 1
1 Reference Case | 2021 | 1 | 50.5 | 3
1 Reference Case | 2021 | 1 | 50.6 | 2
1 Reference Case | 2021 | 1 | 50.7 | 2
1 Reference Case | 2021 | 1 | 50.8 | 4
1 Reference Case | 2021 | 1 | 50.9 | 4
1 Reference Case | 2021 | 1 | 51 | 1
1 Reference Case | 2021 | 1 | 51.1 | 4
1 Reference Case | 2021 | 1 | 51.2 | 1
1 Reference Case | 2021 | 1 | 51.4 | 2
1 Reference Case | 2021 | 1 | 51.6 | 2
1 Reference Case | 2021 | 1 | 52 | 1
1 Reference Case | 2021 | 1 | 52.1 | 1
1 Reference Case | 2021 | 1 | 52.2 | 1
1 Reference Case | 2021 | 1 | 52.4 | 2
1 Reference Case | 2021 | 1 | 52.6 | 1
1 Reference Case | 2021 | 1 | 52.7 | 1
1 Reference Case | 2021 | 1 | 52.9 | 1
1 Reference Case | 2021 | 1 | 53.1 | 1
1 Reference Case | 2021 | 1 | 53.2 | 1
1 Reference Case | 2021 | 1 | 53.4 | 2
1 Reference Case | 2021 | 1 | 53.5 | 2
1 Reference Case | 2021 | 1 | 53.7 | 1
1 Reference Case | 2021 | 1 | 53.8 | 3
1 Reference Case | 2021 | 1 | 53.9 | 3
1 Reference Case | 2021 | 1 | 54.2 | 2
1 Reference Case | 2021 | 1 | 54.4 | 1
1 Reference Case | 2021 | 1 | 54.7 | 2
1 Reference Case | 2021 | 1 | 54.8 | 2
1 Reference Case | 2021 | 1 | 55.1 | 2
1 Reference Case | 2021 | 1 | 55.2 | 1
1 Reference Case | 2021 | 1 | 55.3 | 1
1 Reference Case | 2021 | 1 | 55.4 | 1
1 Reference Case | 2021 | 1 | 55.5 | 1
1 Reference Case | 2021 | 1 | 55.7 | 1
1 Reference Case | 2021 | 1 | 55.9 | 1
1 Reference Case | 2021 | 1 | 56 | 1
1 Reference Case | 2021 | 1 | 56.1 | 2
1 Reference Case | 2021 | 1 | 56.2 | 1
1 Reference Case | 2021 | 1 | 56.4 | 2
1 Reference Case | 2021 | 1 | 56.5 | 1
1 Reference Case | 2021 | 1 | 56.7 | 1
1 Reference Case | 2021 | 1 | 56.8 | 1
1 Reference Case | 2021 | 1 | 56.9 | 1
1 Reference Case | 2021 | 1 | 57.2 | 1
1 Reference Case | 2021 | 1 | 57.3 | 2
1 Reference Case | 2021 | 1 | 58.3 | 1
1 Reference Case | 2021 | 1 | 58.4 | 2
1 Reference Case | 2021 | 1 | 58.6 | 1
1 Reference Case | 2021 | 1 | 58.9 | 1
1 Reference Case | 2021 | 1 | 59.2 | 1
1 Reference Case | 2021 | 1 | 59.6 | 2
1 Reference Case | 2021 | 1 | 60 | 2
1 Reference Case | 2021 | 1 | 60.1 | 1
1 Reference Case | 2021 | 1 | 60.5 | 1
1 Reference Case | 2021 | 1 | 60.6 | 1
1 Reference Case | 2021 | 1 | 60.7 | 1
1 Reference Case | 2021 | 1 | 61 | 1
1 Reference Case | 2021 | 1 | 61.1 | 1
1 Reference Case | 2021 | 1 | 62.2 | 1
1 Reference Case | 2021 | 1 | 63 | 1
1 Reference Case | 2021 | 1 | 63.2 | 1
1 Reference Case | 2021 | 1 | 63.4 | 1
1 Reference Case | 2021 | 1 | 63.5 | 1
1 Reference Case | 2021 | 1 | 64.2 | 1
1 Reference Case | 2021 | 1 | 64.6 | 1
1 Reference Case | 2021 | 1 | 64.9 | 1
1 Reference Case | 2021 | 1 | 65.5 | 1
1 Reference Case | 2021 | 1 | 65.9 | 2
1 Reference Case | 2021 | 1 | 67.1 | 1
1 Reference Case | 2021 | 1 | 67.3 | 1
1 Reference Case | 2021 | 1 | 67.4 | 1
1 Reference Case | 2021 | 1 | 68.2 | 1
1 Reference Case | 2021 | 1 | 68.4 | 1
1 Reference Case | 2021 | 1 | 69.8 | 1
1 Reference Case | 2021 | 1 | 70 | 1
1 Reference Case | 2021 | 1 | 71.4 | 1
1 Reference Case | 2021 | 1 | 73.5 | 1
1 Reference Case | 2021 | 1 | 75.8 | 1
1 Reference Case | 2021 | 1 | 76.4 | 1
1 Reference Case | 2021 | 1 | 77 | 1
1 Reference Case | 2021 | 1 | 79.1 | 1
1 Reference Case | 2021 | 1 | 80 | 1
1 Reference Case | 2021 | 1 | 85.7 | 1
1 Reference Case | 2021 | 1 | 86.7 | 1
1 Reference Case | 2021 | 1 | 92.8 | 1
1 Reference Case | 2021 | 1 | 124.3 | 1
1 Reference Case | 2021 | 1 | 176.2 | 1
1 Reference Case | 2021 | 1 | 244.9 | 1
1 Reference Case | 2021 | 2 | -229.1 | 1
1 Reference Case | 2021 | 2 | -64.3 | 1
1 Reference Case | 2021 | 2 | -63.8 | 1
1 Reference Case | 2021 | 2 | -62.7 | 1
1 Reference Case | 2021 | 2 | -59.7 | 1
1 Reference Case | 2021 | 2 | -59.2 | 1
1 Reference Case | 2021 | 2 | -57.7 | 1
1 Reference Case | 2021 | 2 | -56.2 | 1
1 Reference Case | 2021 | 2 | -55 | 1
1 Reference Case | 2021 | 2 | -54.9 | 1
1 Reference Case | 2021 | 2 | -54.5 | 1
1 Reference Case | 2021 | 2 | -53.6 | 1
1 Reference Case | 2021 | 2 | -53.5 | 1
1 Reference Case | 2021 | 2 | -53.2 | 1
1 Reference Case | 2021 | 2 | -52.8 | 2
1 Reference Case | 2021 | 2 | -52.4 | 1
1 Reference Case | 2021 | 2 | -51.3 | 1
1 Reference Case | 2021 | 2 | -51 | 1
1 Reference Case | 2021 | 2 | -50.9 | 1
1 Reference Case | 2021 | 2 | -50.7 | 1
1 Reference Case | 2021 | 2 | -49.9 | 1
1 Reference Case | 2021 | 2 | -49.7 | 2
1 Reference Case | 2021 | 2 | -49.4 | 1
1 Reference Case | 2021 | 2 | -49.1 | 1
1 Reference Case | 2021 | 2 | -48.7 | 1
1 Reference Case | 2021 | 2 | -48.6 | 1
1 Reference Case | 2021 | 2 | -48.1 | 2
1 Reference Case | 2021 | 2 | -48 | 1
1 Reference Case | 2021 | 2 | -47.9 | 3
1 Reference Case | 2021 | 2 | -47.6 | 1
1 Reference Case | 2021 | 2 | -46.8 | 1
1 Reference Case | 2021 | 2 | -46.6 | 1
1 Reference Case | 2021 | 2 | -46.5 | 3
1 Reference Case | 2021 | 2 | -46.4 | 1
1 Reference Case | 2021 | 2 | -46.1 | 2
1 Reference Case | 2021 | 2 | -45.8 | 2
1 Reference Case | 2021 | 2 | -45.6 | 2
1 Reference Case | 2021 | 2 | -45.5 | 1
1 Reference Case | 2021 | 2 | -45.4 | 1
1 Reference Case | 2021 | 2 | -45.3 | 1
1 Reference Case | 2021 | 2 | -44.8 | 1
1 Reference Case | 2021 | 2 | -44.7 | 1
1 Reference Case | 2021 | 2 | -44.2 | 2
1 Reference Case | 2021 | 2 | -44 | 1
1 Reference Case | 2021 | 2 | -43.7 | 1
1 Reference Case | 2021 | 2 | -43.6 | 2
1 Reference Case | 2021 | 2 | -43.5 | 1
1 Reference Case | 2021 | 2 | -43.4 | 2
1 Reference Case | 2021 | 2 | -43.2 | 1
1 Reference Case | 2021 | 2 | -43 | 1
1 Reference Case | 2021 | 2 | -42.7 | 1
1 Reference Case | 2021 | 2 | -42.3 | 1
1 Reference Case | 2021 | 2 | -42.2 | 1
1 Reference Case | 2021 | 2 | -41.9 | 3
1 Reference Case | 2021 | 2 | -41.8 | 1
1 Reference Case | 2021 | 2 | -41.7 | 1
1 Reference Case | 2021 | 2 | -41.5 | 2
1 Reference Case | 2021 | 2 | -41.4 | 1
1 Reference Case | 2021 | 2 | -41.2 | 3
1 Reference Case | 2021 | 2 | -41.1 | 1
1 Reference Case | 2021 | 2 | -41 | 2
1 Reference Case | 2021 | 2 | -40.9 | 1
1 Reference Case | 2021 | 2 | -40.8 | 1
1 Reference Case | 2021 | 2 | -40.5 | 2
1 Reference Case | 2021 | 2 | -40.2 | 1
1 Reference Case | 2021 | 2 | -40.1 | 2
1 Reference Case | 2021 | 2 | -40 | 4
1 Reference Case | 2021 | 2 | -39.9 | 4
1 Reference Case | 2021 | 2 | -39.8 | 3
1 Reference Case | 2021 | 2 | -39.7 | 3
1 Reference Case | 2021 | 2 | -39.6 | 2
1 Reference Case | 2021 | 2 | -39.5 | 6
1 Reference Case | 2021 | 2 | -39.4 | 1
1 Reference Case | 2021 | 2 | -39.3 | 1
1 Reference Case | 2021 | 2 | -39.2 | 2
1 Reference Case | 2021 | 2 | -39.1 | 4
1 Reference Case | 2021 | 2 | -39 | 2
1 Reference Case | 2021 | 2 | -38.9 | 1
1 Reference Case | 2021 | 2 | -38.8 | 2
1 Reference Case | 2021 | 2 | -38.7 | 4
1 Reference Case | 2021 | 2 | -38.6 | 4
1 Reference Case | 2021 | 2 | -38.5 | 2
1 Reference Case | 2021 | 2 | -38.4 | 3
1 Reference Case | 2021 | 2 | -38.2 | 6
1 Reference Case | 2021 | 2 | -38.1 | 1
1 Reference Case | 2021 | 2 | -37.9 | 1
1 Reference Case | 2021 | 2 | -37.7 | 5
1 Reference Case | 2021 | 2 | -37.6 | 3
1 Reference Case | 2021 | 2 | -37.5 | 4
1 Reference Case | 2021 | 2 | -37.4 | 3
1 Reference Case | 2021 | 2 | -37.3 | 1
1 Reference Case | 2021 | 2 | -37 | 3
1 Reference Case | 2021 | 2 | -36.9 | 3
1 Reference Case | 2021 | 2 | -36.8 | 1
1 Reference Case | 2021 | 2 | -36.7 | 4
1 Reference Case | 2021 | 2 | -36.6 | 2
1 Reference Case | 2021 | 2 | -36.5 | 5
1 Reference Case | 2021 | 2 | -36.3 | 1
1 Reference Case | 2021 | 2 | -36.2 | 3
1 Reference Case | 2021 | 2 | -36.1 | 1
1 Reference Case | 2021 | 2 | -36 | 2
1 Reference Case | 2021 | 2 | -35.8 | 5
1 Reference Case | 2021 | 2 | -35.7 | 7
1 Reference Case | 2021 | 2 | -35.6 | 5
1 Reference Case | 2021 | 2 | -35.5 | 7
1 Reference Case | 2021 | 2 | -35.4 | 6
1 Reference Case | 2021 | 2 | -35.3 | 4
1 Reference Case | 2021 | 2 | -35.2 | 4
1 Reference Case | 2021 | 2 | -35.1 | 6
1 Reference Case | 2021 | 2 | -35 | 4
1 Reference Case | 2021 | 2 | -34.9 | 4
1 Reference Case | 2021 | 2 | -34.8 | 6
1 Reference Case | 2021 | 2 | -34.7 | 5
1 Reference Case | 2021 | 2 | -34.6 | 3
1 Reference Case | 2021 | 2 | -34.5 | 5
1 Reference Case | 2021 | 2 | -34.4 | 3
1 Reference Case | 2021 | 2 | -34.3 | 4
1 Reference Case | 2021 | 2 | -34.2 | 7
1 Reference Case | 2021 | 2 | -34.1 | 1
1 Reference Case | 2021 | 2 | -34 | 2
1 Reference Case | 2021 | 2 | -33.8 | 4
1 Reference Case | 2021 | 2 | -33.7 | 3
1 Reference Case | 2021 | 2 | -33.6 | 3
1 Reference Case | 2021 | 2 | -33.5 | 4
1 Reference Case | 2021 | 2 | -33.4 | 6
1 Reference Case | 2021 | 2 | -33.3 | 6
1 Reference Case | 2021 | 2 | -33.2 | 8
1 Reference Case | 2021 | 2 | -33.1 | 6
1 Reference Case | 2021 | 2 | -33 | 3
1 Reference Case | 2021 | 2 | -32.9 | 4
1 Reference Case | 2021 | 2 | -32.8 | 2
1 Reference Case | 2021 | 2 | -32.7 | 5
1 Reference Case | 2021 | 2 | -32.6 | 9
1 Reference Case | 2021 | 2 | -32.5 | 3
1 Reference Case | 2021 | 2 | -32.4 | 6
1 Reference Case | 2021 | 2 | -32.3 | 4
1 Reference Case | 2021 | 2 | -32.2 | 4
1 Reference Case | 2021 | 2 | -32.1 | 8
1 Reference Case | 2021 | 2 | -32 | 5
1 Reference Case | 2021 | 2 | -31.9 | 9
1 Reference Case | 2021 | 2 | -31.8 | 7
1 Reference Case | 2021 | 2 | -31.7 | 5
1 Reference Case | 2021 | 2 | -31.6 | 6
1 Reference Case | 2021 | 2 | -31.5 | 7
1 Reference Case | 2021 | 2 | -31.4 | 4
1 Reference Case | 2021 | 2 | -31.3 | 7
1 Reference Case | 2021 | 2 | -31.2 | 7
1 Reference Case | 2021 | 2 | -31.1 | 9
1 Reference Case | 2021 | 2 | -31 | 8
1 Reference Case | 2021 | 2 | -30.9 | 8
1 Reference Case | 2021 | 2 | -30.8 | 8
1 Reference Case | 2021 | 2 | -30.7 | 2
1 Reference Case | 2021 | 2 | -30.6 | 7
1 Reference Case | 2021 | 2 | -30.5 | 9
1 Reference Case | 2021 | 2 | -30.4 | 9
1 Reference Case | 2021 | 2 | -30.3 | 9
1 Reference Case | 2021 | 2 | -30.2 | 8
1 Reference Case | 2021 | 2 | -30.1 | 5
1 Reference Case | 2021 | 2 | -30 | 5
1 Reference Case | 2021 | 2 | -29.9 | 8
1 Reference Case | 2021 | 2 | -29.8 | 7
1 Reference Case | 2021 | 2 | -29.7 | 2
1 Reference Case | 2021 | 2 | -29.6 | 7
1 Reference Case | 2021 | 2 | -29.5 | 9
1 Reference Case | 2021 | 2 | -29.4 | 13
1 Reference Case | 2021 | 2 | -29.3 | 4
1 Reference Case | 2021 | 2 | -29.2 | 8
1 Reference Case | 2021 | 2 | -29.1 | 9
1 Reference Case | 2021 | 2 | -29 | 6
1 Reference Case | 2021 | 2 | -28.9 | 10
1 Reference Case | 2021 | 2 | -28.8 | 5
1 Reference Case | 2021 | 2 | -28.7 | 8
1 Reference Case | 2021 | 2 | -28.6 | 11
1 Reference Case | 2021 | 2 | -28.5 | 10
1 Reference Case | 2021 | 2 | -28.4 | 11
1 Reference Case | 2021 | 2 | -28.3 | 12
1 Reference Case | 2021 | 2 | -28.2 | 10
1 Reference Case | 2021 | 2 | -28.1 | 9
1 Reference Case | 2021 | 2 | -28 | 11
1 Reference Case | 2021 | 2 | -27.9 | 9
1 Reference Case | 2021 | 2 | -27.8 | 11
1 Reference Case | 2021 | 2 | -27.7 | 7
1 Reference Case | 2021 | 2 | -27.6 | 10
1 Reference Case | 2021 | 2 | -27.5 | 6
1 Reference Case | 2021 | 2 | -27.4 | 7
1 Reference Case | 2021 | 2 | -27.3 | 9
1 Reference Case | 2021 | 2 | -27.2 | 15
1 Reference Case | 2021 | 2 | -27.1 | 9
1 Reference Case | 2021 | 2 | -27 | 13
1 Reference Case | 2021 | 2 | -26.9 | 9
1 Reference Case | 2021 | 2 | -26.8 | 11
1 Reference Case | 2021 | 2 | -26.7 | 8
1 Reference Case | 2021 | 2 | -26.6 | 11
1 Reference Case | 2021 | 2 | -26.5 | 15
1 Reference Case | 2021 | 2 | -26.4 | 13
1 Reference Case | 2021 | 2 | -26.3 | 13
1 Reference Case | 2021 | 2 | -26.2 | 10
1 Reference Case | 2021 | 2 | -26.1 | 13
1 Reference Case | 2021 | 2 | -26 | 9
1 Reference Case | 2021 | 2 | -25.9 | 9
1 Reference Case | 2021 | 2 | -25.8 | 16
1 Reference Case | 2021 | 2 | -25.7 | 12
1 Reference Case | 2021 | 2 | -25.6 | 11
1 Reference Case | 2021 | 2 | -25.5 | 17
1 Reference Case | 2021 | 2 | -25.4 | 8
1 Reference Case | 2021 | 2 | -25.3 | 7
1 Reference Case | 2021 | 2 | -25.2 | 11
1 Reference Case | 2021 | 2 | -25.1 | 15
1 Reference Case | 2021 | 2 | -25 | 15
1 Reference Case | 2021 | 2 | -24.9 | 17
1 Reference Case | 2021 | 2 | -24.8 | 21
1 Reference Case | 2021 | 2 | -24.7 | 15
1 Reference Case | 2021 | 2 | -24.6 | 14
1 Reference Case | 2021 | 2 | -24.5 | 11
1 Reference Case | 2021 | 2 | -24.4 | 18
1 Reference Case | 2021 | 2 | -24.3 | 16
1 Reference Case | 2021 | 2 | -24.2 | 26
1 Reference Case | 2021 | 2 | -24.1 | 15
1 Reference Case | 2021 | 2 | -24 | 18
1 Reference Case | 2021 | 2 | -23.9 | 18
1 Reference Case | 2021 | 2 | -23.8 | 17
1 Reference Case | 2021 | 2 | -23.7 | 13
1 Reference Case | 2021 | 2 | -23.6 | 14
1 Reference Case | 2021 | 2 | -23.5 | 14
1 Reference Case | 2021 | 2 | -23.4 | 15
1 Reference Case | 2021 | 2 | -23.3 | 16
1 Reference Case | 2021 | 2 | -23.2 | 14
1 Reference Case | 2021 | 2 | -23.1 | 18
1 Reference Case | 2021 | 2 | -23 | 14
1 Reference Case | 2021 | 2 | -22.9 | 17
1 Reference Case | 2021 | 2 | -22.8 | 13
1 Reference Case | 2021 | 2 | -22.7 | 27
1 Reference Case | 2021 | 2 | -22.6 | 21
1 Reference Case | 2021 | 2 | -22.5 | 22
1 Reference Case | 2021 | 2 | -22.4 | 26
1 Reference Case | 2021 | 2 | -22.3 | 10
1 Reference Case | 2021 | 2 | -22.2 | 17
1 Reference Case | 2021 | 2 | -22.1 | 14
1 Reference Case | 2021 | 2 | -22 | 19
1 Reference Case | 2021 | 2 | -21.9 | 27
1 Reference Case | 2021 | 2 | -21.8 | 19
1 Reference Case | 2021 | 2 | -21.7 | 27
1 Reference Case | 2021 | 2 | -21.6 | 32
1 Reference Case | 2021 | 2 | -21.5 | 31
1 Reference Case | 2021 | 2 | -21.4 | 18
1 Reference Case | 2021 | 2 | -21.3 | 34
1 Reference Case | 2021 | 2 | -21.2 | 36
1 Reference Case | 2021 | 2 | -21.1 | 23
1 Reference Case | 2021 | 2 | -21 | 15
1 Reference Case | 2021 | 2 | -20.9 | 19
1 Reference Case | 2021 | 2 | -20.8 | 20
1 Reference Case | 2021 | 2 | -20.7 | 19
1 Reference Case | 2021 | 2 | -20.6 | 16
1 Reference Case | 2021 | 2 | -20.5 | 34
1 Reference Case | 2021 | 2 | -20.4 | 28
1 Reference Case | 2021 | 2 | -20.3 | 26
1 Reference Case | 2021 | 2 | -20.2 | 24
1 Reference Case | 2021 | 2 | -20.1 | 28
1 Reference Case | 2021 | 2 | -20 | 35
1 Reference Case | 2021 | 2 | -19.9 | 34
1 Reference Case | 2021 | 2 | -19.8 | 21
1 Reference Case | 2021 | 2 | -19.7 | 33
1 Reference Case | 2021 | 2 | -19.6 | 27
1 Reference Case | 2021 | 2 | -19.5 | 32
1 Reference Case | 2021 | 2 | -19.4 | 30
1 Reference Case | 2021 | 2 | -19.3 | 31
1 Reference Case | 2021 | 2 | -19.2 | 27
1 Reference Case | 2021 | 2 | -19.1 | 32
1 Reference Case | 2021 | 2 | -19 | 29
1 Reference Case | 2021 | 2 | -18.9 | 47
1 Reference Case | 2021 | 2 | -18.8 | 29
1 Reference Case | 2021 | 2 | -18.7 | 36
1 Reference Case | 2021 | 2 | -18.6 | 30
1 Reference Case | 2021 | 2 | -18.5 | 25
1 Reference Case | 2021 | 2 | -18.4 | 34
1 Reference Case | 2021 | 2 | -18.3 | 26
1 Reference Case | 2021 | 2 | -18.2 | 27
1 Reference Case | 2021 | 2 | -18.1 | 28
1 Reference Case | 2021 | 2 | -18 | 43
1 Reference Case | 2021 | 2 | -17.9 | 32
1 Reference Case | 2021 | 2 | -17.8 | 27
1 Reference Case | 2021 | 2 | -17.7 | 45
1 Reference Case | 2021 | 2 | -17.6 | 40
1 Reference Case | 2021 | 2 | -17.5 | 42
1 Reference Case | 2021 | 2 | -17.4 | 40
1 Reference Case | 2021 | 2 | -17.3 | 44
1 Reference Case | 2021 | 2 | -17.2 | 38
1 Reference Case | 2021 | 2 | -17.1 | 48
1 Reference Case | 2021 | 2 | -17 | 30
1 Reference Case | 2021 | 2 | -16.9 | 43
1 Reference Case | 2021 | 2 | -16.8 | 50
1 Reference Case | 2021 | 2 | -16.7 | 43
1 Reference Case | 2021 | 2 | -16.6 | 44
1 Reference Case | 2021 | 2 | -16.5 | 45
1 Reference Case | 2021 | 2 | -16.4 | 48
1 Reference Case | 2021 | 2 | -16.3 | 46
1 Reference Case | 2021 | 2 | -16.2 | 36
1 Reference Case | 2021 | 2 | -16.1 | 42
1 Reference Case | 2021 | 2 | -16 | 36
1 Reference Case | 2021 | 2 | -15.9 | 44
1 Reference Case | 2021 | 2 | -15.8 | 32
1 Reference Case | 2021 | 2 | -15.7 | 44
1 Reference Case | 2021 | 2 | -15.6 | 43
1 Reference Case | 2021 | 2 | -15.5 | 44
1 Reference Case | 2021 | 2 | -15.4 | 47
1 Reference Case | 2021 | 2 | -15.3 | 40
1 Reference Case | 2021 | 2 | -15.2 | 39
1 Reference Case | 2021 | 2 | -15.1 | 42
1 Reference Case | 2021 | 2 | -15 | 67
1 Reference Case | 2021 | 2 | -14.9 | 41
1 Reference Case | 2021 | 2 | -14.8 | 44
1 Reference Case | 2021 | 2 | -14.7 | 48
1 Reference Case | 2021 | 2 | -14.6 | 56
1 Reference Case | 2021 | 2 | -14.5 | 50
1 Reference Case | 2021 | 2 | -14.4 | 40
1 Reference Case | 2021 | 2 | -14.3 | 53
1 Reference Case | 2021 | 2 | -14.2 | 55
1 Reference Case | 2021 | 2 | -14.1 | 46
1 Reference Case | 2021 | 2 | -14 | 58
1 Reference Case | 2021 | 2 | -13.9 | 46
1 Reference Case | 2021 | 2 | -13.8 | 51
1 Reference Case | 2021 | 2 | -13.7 | 62
1 Reference Case | 2021 | 2 | -13.6 | 56
1 Reference Case | 2021 | 2 | -13.5 | 58
1 Reference Case | 2021 | 2 | -13.4 | 54
1 Reference Case | 2021 | 2 | -13.3 | 78
1 Reference Case | 2021 | 2 | -13.2 | 65
1 Reference Case | 2021 | 2 | -13.1 | 55
1 Reference Case | 2021 | 2 | -13 | 60
1 Reference Case | 2021 | 2 | -12.9 | 64
1 Reference Case | 2021 | 2 | -12.8 | 72
1 Reference Case | 2021 | 2 | -12.7 | 57
1 Reference Case | 2021 | 2 | -12.6 | 66
1 Reference Case | 2021 | 2 | -12.5 | 57
1 Reference Case | 2021 | 2 | -12.4 | 67
1 Reference Case | 2021 | 2 | -12.3 | 66
1 Reference Case | 2021 | 2 | -12.2 | 72
1 Reference Case | 2021 | 2 | -12.1 | 56
1 Reference Case | 2021 | 2 | -12 | 59
1 Reference Case | 2021 | 2 | -11.9 | 63
1 Reference Case | 2021 | 2 | -11.8 | 63
1 Reference Case | 2021 | 2 | -11.7 | 68
1 Reference Case | 2021 | 2 | -11.6 | 69
1 Reference Case | 2021 | 2 | -11.5 | 64
1 Reference Case | 2021 | 2 | -11.4 | 67
1 Reference Case | 2021 | 2 | -11.3 | 55
1 Reference Case | 2021 | 2 | -11.2 | 60
1 Reference Case | 2021 | 2 | -11.1 | 65
1 Reference Case | 2021 | 2 | -11 | 61
1 Reference Case | 2021 | 2 | -10.9 | 68
1 Reference Case | 2021 | 2 | -10.8 | 76
1 Reference Case | 2021 | 2 | -10.7 | 57
1 Reference Case | 2021 | 2 | -10.6 | 86
1 Reference Case | 2021 | 2 | -10.5 | 78
1 Reference Case | 2021 | 2 | -10.4 | 61
1 Reference Case | 2021 | 2 | -10.3 | 68
1 Reference Case | 2021 | 2 | -10.2 | 78
1 Reference Case | 2021 | 2 | -10.1 | 74
1 Reference Case | 2021 | 2 | -10 | 73
1 Reference Case | 2021 | 2 | -9.9 | 71
1 Reference Case | 2021 | 2 | -9.8 | 81
1 Reference Case | 2021 | 2 | -9.7 | 80
1 Reference Case | 2021 | 2 | -9.6 | 60
1 Reference Case | 2021 | 2 | -9.5 | 74
1 Reference Case | 2021 | 2 | -9.4 | 78
1 Reference Case | 2021 | 2 | -9.3 | 69
1 Reference Case | 2021 | 2 | -9.2 | 80
1 Reference Case | 2021 | 2 | -9.1 | 83
1 Reference Case | 2021 | 2 | -9 | 88
1 Reference Case | 2021 | 2 | -8.9 | 68
1 Reference Case | 2021 | 2 | -8.8 | 71
1 Reference Case | 2021 | 2 | -8.7 | 81
1 Reference Case | 2021 | 2 | -8.6 | 79
1 Reference Case | 2021 | 2 | -8.5 | 78
1 Reference Case | 2021 | 2 | -8.4 | 67
1 Reference Case | 2021 | 2 | -8.3 | 70
1 Reference Case | 2021 | 2 | -8.2 | 91
1 Reference Case | 2021 | 2 | -8.1 | 79
1 Reference Case | 2021 | 2 | -8 | 82
1 Reference Case | 2021 | 2 | -7.9 | 63
1 Reference Case | 2021 | 2 | -7.8 | 68
1 Reference Case | 2021 | 2 | -7.7 | 90
1 Reference Case | 2021 | 2 | -7.6 | 93
1 Reference Case | 2021 | 2 | -7.5 | 74
1 Reference Case | 2021 | 2 | -7.4 | 71
1 Reference Case | 2021 | 2 | -7.3 | 78
1 Reference Case | 2021 | 2 | -7.2 | 72
1 Reference Case | 2021 | 2 | -7.1 | 84
1 Reference Case | 2021 | 2 | -7 | 97
1 Reference Case | 2021 | 2 | -6.9 | 89
1 Reference Case | 2021 | 2 | -6.8 | 90
1 Reference Case | 2021 | 2 | -6.7 | 91
1 Reference Case | 2021 | 2 | -6.6 | 93
1 Reference Case | 2021 | 2 | -6.5 | 89
1 Reference Case | 2021 | 2 | -6.4 | 79
1 Reference Case | 2021 | 2 | -6.3 | 83
1 Reference Case | 2021 | 2 | -6.2 | 79
1 Reference Case | 2021 | 2 | -6.1 | 74
1 Reference Case | 2021 | 2 | -6 | 92
1 Reference Case | 2021 | 2 | -5.9 | 75
1 Reference Case | 2021 | 2 | -5.8 | 76
1 Reference Case | 2021 | 2 | -5.7 | 93
1 Reference Case | 2021 | 2 | -5.6 | 78
1 Reference Case | 2021 | 2 | -5.5 | 96
1 Reference Case | 2021 | 2 | -5.4 | 77
1 Reference Case | 2021 | 2 | -5.3 | 77
1 Reference Case | 2021 | 2 | -5.2 | 82
1 Reference Case | 2021 | 2 | -5.1 | 90
1 Reference Case | 2021 | 2 | -5 | 88
1 Reference Case | 2021 | 2 | -4.9 | 78
1 Reference Case | 2021 | 2 | -4.8 | 83
1 Reference Case | 2021 | 2 | -4.7 | 75
1 Reference Case | 2021 | 2 | -4.6 | 76
1 Reference Case | 2021 | 2 | -4.5 | 84
1 Reference Case | 2021 | 2 | -4.4 | 96
1 Reference Case | 2021 | 2 | -4.3 | 106
1 Reference Case | 2021 | 2 | -4.2 | 69
1 Reference Case | 2021 | 2 | -4.1 | 86
1 Reference Case | 2021 | 2 | -4 | 69
1 Reference Case | 2021 | 2 | -3.9 | 96
1 Reference Case | 2021 | 2 | -3.8 | 63
1 Reference Case | 2021 | 2 | -3.7 | 71
1 Reference Case | 2021 | 2 | -3.6 | 90
1 Reference Case | 2021 | 2 | -3.5 | 75
1 Reference Case | 2021 | 2 | -3.4 | 76
1 Reference Case | 2021 | 2 | -3.3 | 75
1 Reference Case | 2021 | 2 | -3.2 | 72
1 Reference Case | 2021 | 2 | -3.1 | 73
1 Reference Case | 2021 | 2 | -3 | 59
1 Reference Case | 2021 | 2 | -2.9 | 89
1 Reference Case | 2021 | 2 | -2.8 | 68
1 Reference Case | 2021 | 2 | -2.7 | 77
1 Reference Case | 2021 | 2 | -2.6 | 74
1 Reference Case | 2021 | 2 | -2.5 | 72
1 Reference Case | 2021 | 2 | -2.4 | 72
1 Reference Case | 2021 | 2 | -2.3 | 67
1 Reference Case | 2021 | 2 | -2.2 | 71
1 Reference Case | 2021 | 2 | -2.1 | 65
1 Reference Case | 2021 | 2 | -2 | 60
1 Reference Case | 2021 | 2 | -1.9 | 75
1 Reference Case | 2021 | 2 | -1.8 | 54
1 Reference Case | 2021 | 2 | -1.7 | 54
1 Reference Case | 2021 | 2 | -1.6 | 67
1 Reference Case | 2021 | 2 | -1.5 | 54
1 Reference Case | 2021 | 2 | -1.4 | 54
1 Reference Case | 2021 | 2 | -1.3 | 52
1 Reference Case | 2021 | 2 | -1.2 | 61
1 Reference Case | 2021 | 2 | -1.1 | 53
1 Reference Case | 2021 | 2 | -1 | 49
1 Reference Case | 2021 | 2 | -0.9 | 60
1 Reference Case | 2021 | 2 | -0.8 | 64
1 Reference Case | 2021 | 2 | -0.7 | 38
1 Reference Case | 2021 | 2 | -0.6 | 46
1 Reference Case | 2021 | 2 | -0.5 | 42
1 Reference Case | 2021 | 2 | -0.4 | 56
1 Reference Case | 2021 | 2 | -0.3 | 47
1 Reference Case | 2021 | 2 | -0.2 | 48
1 Reference Case | 2021 | 2 | -0.1 | 41
1 Reference Case | 2021 | 2 | 0 | 1280
1 Reference Case | 2021 | 2 | 0.1 | 38
1 Reference Case | 2021 | 2 | 0.2 | 29
1 Reference Case | 2021 | 2 | 0.3 | 40
1 Reference Case | 2021 | 2 | 0.4 | 25
1 Reference Case | 2021 | 2 | 0.5 | 46
1 Reference Case | 2021 | 2 | 0.6 | 43
1 Reference Case | 2021 | 2 | 0.7 | 51
1 Reference Case | 2021 | 2 | 0.8 | 53
1 Reference Case | 2021 | 2 | 0.9 | 45
1 Reference Case | 2021 | 2 | 1 | 51
1 Reference Case | 2021 | 2 | 1.1 | 45
1 Reference Case | 2021 | 2 | 1.2 | 64
1 Reference Case | 2021 | 2 | 1.3 | 58
1 Reference Case | 2021 | 2 | 1.4 | 55
1 Reference Case | 2021 | 2 | 1.5 | 60
1 Reference Case | 2021 | 2 | 1.6 | 60
1 Reference Case | 2021 | 2 | 1.7 | 54
1 Reference Case | 2021 | 2 | 1.8 | 63
1 Reference Case | 2021 | 2 | 1.9 | 68
1 Reference Case | 2021 | 2 | 2 | 62
1 Reference Case | 2021 | 2 | 2.1 | 60
1 Reference Case | 2021 | 2 | 2.2 | 64
1 Reference Case | 2021 | 2 | 2.3 | 66
1 Reference Case | 2021 | 2 | 2.4 | 71
1 Reference Case | 2021 | 2 | 2.5 | 60
1 Reference Case | 2021 | 2 | 2.6 | 68
1 Reference Case | 2021 | 2 | 2.7 | 68
1 Reference Case | 2021 | 2 | 2.8 | 66
1 Reference Case | 2021 | 2 | 2.9 | 64
1 Reference Case | 2021 | 2 | 3 | 75
1 Reference Case | 2021 | 2 | 3.1 | 72
1 Reference Case | 2021 | 2 | 3.2 | 67
1 Reference Case | 2021 | 2 | 3.3 | 59
1 Reference Case | 2021 | 2 | 3.4 | 64
1 Reference Case | 2021 | 2 | 3.5 | 76
1 Reference Case | 2021 | 2 | 3.6 | 77
1 Reference Case | 2021 | 2 | 3.7 | 74
1 Reference Case | 2021 | 2 | 3.8 | 104
1 Reference Case | 2021 | 2 | 3.9 | 82
1 Reference Case | 2021 | 2 | 4 | 71
1 Reference Case | 2021 | 2 | 4.1 | 74
1 Reference Case | 2021 | 2 | 4.2 | 94
1 Reference Case | 2021 | 2 | 4.3 | 88
1 Reference Case | 2021 | 2 | 4.4 | 78
1 Reference Case | 2021 | 2 | 4.5 | 58
1 Reference Case | 2021 | 2 | 4.6 | 91
1 Reference Case | 2021 | 2 | 4.7 | 75
1 Reference Case | 2021 | 2 | 4.8 | 83
1 Reference Case | 2021 | 2 | 4.9 | 63
1 Reference Case | 2021 | 2 | 5 | 82
1 Reference Case | 2021 | 2 | 5.1 | 77
1 Reference Case | 2021 | 2 | 5.2 | 72
1 Reference Case | 2021 | 2 | 5.3 | 82
1 Reference Case | 2021 | 2 | 5.4 | 71
1 Reference Case | 2021 | 2 | 5.5 | 73
1 Reference Case | 2021 | 2 | 5.6 | 82
1 Reference Case | 2021 | 2 | 5.7 | 70
1 Reference Case | 2021 | 2 | 5.8 | 74
1 Reference Case | 2021 | 2 | 5.9 | 65
1 Reference Case | 2021 | 2 | 6 | 82
1 Reference Case | 2021 | 2 | 6.1 | 67
1 Reference Case | 2021 | 2 | 6.2 | 71
1 Reference Case | 2021 | 2 | 6.3 | 84
1 Reference Case | 2021 | 2 | 6.4 | 52
1 Reference Case | 2021 | 2 | 6.5 | 86
1 Reference Case | 2021 | 2 | 6.6 | 87
1 Reference Case | 2021 | 2 | 6.7 | 66
1 Reference Case | 2021 | 2 | 6.8 | 84
1 Reference Case | 2021 | 2 | 6.9 | 69
1 Reference Case | 2021 | 2 | 7 | 85
1 Reference Case | 2021 | 2 | 7.1 | 87
1 Reference Case | 2021 | 2 | 7.2 | 90
1 Reference Case | 2021 | 2 | 7.3 | 92
1 Reference Case | 2021 | 2 | 7.4 | 73
1 Reference Case | 2021 | 2 | 7.5 | 94
1 Reference Case | 2021 | 2 | 7.6 | 76
1 Reference Case | 2021 | 2 | 7.7 | 76
1 Reference Case | 2021 | 2 | 7.8 | 76
1 Reference Case | 2021 | 2 | 7.9 | 73
1 Reference Case | 2021 | 2 | 8 | 75
1 Reference Case | 2021 | 2 | 8.1 | 76
1 Reference Case | 2021 | 2 | 8.2 | 84
1 Reference Case | 2021 | 2 | 8.3 | 67
1 Reference Case | 2021 | 2 | 8.4 | 66
1 Reference Case | 2021 | 2 | 8.5 | 67
1 Reference Case | 2021 | 2 | 8.6 | 82
1 Reference Case | 2021 | 2 | 8.7 | 78
1 Reference Case | 2021 | 2 | 8.8 | 70
1 Reference Case | 2021 | 2 | 8.9 | 62
1 Reference Case | 2021 | 2 | 9 | 68
1 Reference Case | 2021 | 2 | 9.1 | 80
1 Reference Case | 2021 | 2 | 9.2 | 88
1 Reference Case | 2021 | 2 | 9.3 | 93
1 Reference Case | 2021 | 2 | 9.4 | 67
1 Reference Case | 2021 | 2 | 9.5 | 73
1 Reference Case | 2021 | 2 | 9.6 | 81
1 Reference Case | 2021 | 2 | 9.7 | 78
1 Reference Case | 2021 | 2 | 9.8 | 70
1 Reference Case | 2021 | 2 | 9.9 | 57
1 Reference Case | 2021 | 2 | 10 | 69
1 Reference Case | 2021 | 2 | 10.1 | 84
1 Reference Case | 2021 | 2 | 10.2 | 73
1 Reference Case | 2021 | 2 | 10.3 | 79
1 Reference Case | 2021 | 2 | 10.4 | 73
1 Reference Case | 2021 | 2 | 10.5 | 65
1 Reference Case | 2021 | 2 | 10.6 | 75
1 Reference Case | 2021 | 2 | 10.7 | 82
1 Reference Case | 2021 | 2 | 10.8 | 59
1 Reference Case | 2021 | 2 | 10.9 | 60
1 Reference Case | 2021 | 2 | 11 | 69
1 Reference Case | 2021 | 2 | 11.1 | 81
1 Reference Case | 2021 | 2 | 11.2 | 70
1 Reference Case | 2021 | 2 | 11.3 | 63
1 Reference Case | 2021 | 2 | 11.4 | 50
1 Reference Case | 2021 | 2 | 11.5 | 63
1 Reference Case | 2021 | 2 | 11.6 | 67
1 Reference Case | 2021 | 2 | 11.7 | 44
1 Reference Case | 2021 | 2 | 11.8 | 54
1 Reference Case | 2021 | 2 | 11.9 | 57
1 Reference Case | 2021 | 2 | 12 | 59
1 Reference Case | 2021 | 2 | 12.1 | 50
1 Reference Case | 2021 | 2 | 12.2 | 51
1 Reference Case | 2021 | 2 | 12.3 | 61
1 Reference Case | 2021 | 2 | 12.4 | 64
1 Reference Case | 2021 | 2 | 12.5 | 58
1 Reference Case | 2021 | 2 | 12.6 | 57
1 Reference Case | 2021 | 2 | 12.7 | 61
1 Reference Case | 2021 | 2 | 12.8 | 60
1 Reference Case | 2021 | 2 | 12.9 | 61
1 Reference Case | 2021 | 2 | 13 | 56
1 Reference Case | 2021 | 2 | 13.1 | 41
1 Reference Case | 2021 | 2 | 13.2 | 49
1 Reference Case | 2021 | 2 | 13.3 | 57
1 Reference Case | 2021 | 2 | 13.4 | 70
1 Reference Case | 2021 | 2 | 13.5 | 51
1 Reference Case | 2021 | 2 | 13.6 | 52
1 Reference Case | 2021 | 2 | 13.7 | 60
1 Reference Case | 2021 | 2 | 13.8 | 57
1 Reference Case | 2021 | 2 | 13.9 | 58
1 Reference Case | 2021 | 2 | 14 | 56
1 Reference Case | 2021 | 2 | 14.1 | 48
1 Reference Case | 2021 | 2 | 14.2 | 59
1 Reference Case | 2021 | 2 | 14.3 | 41
1 Reference Case | 2021 | 2 | 14.4 | 53
1 Reference Case | 2021 | 2 | 14.5 | 65
1 Reference Case | 2021 | 2 | 14.6 | 51
1 Reference Case | 2021 | 2 | 14.7 | 49
1 Reference Case | 2021 | 2 | 14.8 | 46
1 Reference Case | 2021 | 2 | 14.9 | 49
1 Reference Case | 2021 | 2 | 15 | 47
1 Reference Case | 2021 | 2 | 15.1 | 52
1 Reference Case | 2021 | 2 | 15.2 | 44
1 Reference Case | 2021 | 2 | 15.3 | 36
1 Reference Case | 2021 | 2 | 15.4 | 47
1 Reference Case | 2021 | 2 | 15.5 | 41
1 Reference Case | 2021 | 2 | 15.6 | 52
1 Reference Case | 2021 | 2 | 15.7 | 46
1 Reference Case | 2021 | 2 | 15.8 | 39
1 Reference Case | 2021 | 2 | 15.9 | 47
1 Reference Case | 2021 | 2 | 16 | 42
1 Reference Case | 2021 | 2 | 16.1 | 37
1 Reference Case | 2021 | 2 | 16.2 | 41
1 Reference Case | 2021 | 2 | 16.3 | 34
1 Reference Case | 2021 | 2 | 16.4 | 38
1 Reference Case | 2021 | 2 | 16.5 | 50
1 Reference Case | 2021 | 2 | 16.6 | 43
1 Reference Case | 2021 | 2 | 16.7 | 47
1 Reference Case | 2021 | 2 | 16.8 | 46
1 Reference Case | 2021 | 2 | 16.9 | 42
1 Reference Case | 2021 | 2 | 17 | 47
1 Reference Case | 2021 | 2 | 17.1 | 45
1 Reference Case | 2021 | 2 | 17.2 | 40
1 Reference Case | 2021 | 2 | 17.3 | 34
1 Reference Case | 2021 | 2 | 17.4 | 49
1 Reference Case | 2021 | 2 | 17.5 | 39
1 Reference Case | 2021 | 2 | 17.6 | 44
1 Reference Case | 2021 | 2 | 17.7 | 41
1 Reference Case | 2021 | 2 | 17.8 | 46
1 Reference Case | 2021 | 2 | 17.9 | 46
1 Reference Case | 2021 | 2 | 18 | 52
1 Reference Case | 2021 | 2 | 18.1 | 44
1 Reference Case | 2021 | 2 | 18.2 | 43
1 Reference Case | 2021 | 2 | 18.3 | 32
1 Reference Case | 2021 | 2 | 18.4 | 27
1 Reference Case | 2021 | 2 | 18.5 | 29
1 Reference Case | 2021 | 2 | 18.6 | 28
1 Reference Case | 2021 | 2 | 18.7 | 28
1 Reference Case | 2021 | 2 | 18.8 | 45
1 Reference Case | 2021 | 2 | 18.9 | 42
1 Reference Case | 2021 | 2 | 19 | 27
1 Reference Case | 2021 | 2 | 19.1 | 30
1 Reference Case | 2021 | 2 | 19.2 | 28
1 Reference Case | 2021 | 2 | 19.3 | 37
1 Reference Case | 2021 | 2 | 19.4 | 34
1 Reference Case | 2021 | 2 | 19.5 | 23
1 Reference Case | 2021 | 2 | 19.6 | 29
1 Reference Case | 2021 | 2 | 19.7 | 28
1 Reference Case | 2021 | 2 | 19.8 | 16
1 Reference Case | 2021 | 2 | 19.9 | 35
1 Reference Case | 2021 | 2 | 20 | 28
1 Reference Case | 2021 | 2 | 20.1 | 35
1 Reference Case | 2021 | 2 | 20.2 | 21
1 Reference Case | 2021 | 2 | 20.3 | 29
1 Reference Case | 2021 | 2 | 20.4 | 29
1 Reference Case | 2021 | 2 | 20.5 | 36
1 Reference Case | 2021 | 2 | 20.6 | 20
1 Reference Case | 2021 | 2 | 20.7 | 25
1 Reference Case | 2021 | 2 | 20.8 | 40
1 Reference Case | 2021 | 2 | 20.9 | 31
1 Reference Case | 2021 | 2 | 21 | 29
1 Reference Case | 2021 | 2 | 21.1 | 21
1 Reference Case | 2021 | 2 | 21.2 | 13
1 Reference Case | 2021 | 2 | 21.3 | 26
1 Reference Case | 2021 | 2 | 21.4 | 27
1 Reference Case | 2021 | 2 | 21.5 | 32
1 Reference Case | 2021 | 2 | 21.6 | 25
1 Reference Case | 2021 | 2 | 21.7 | 21
1 Reference Case | 2021 | 2 | 21.8 | 21
1 Reference Case | 2021 | 2 | 21.9 | 34
1 Reference Case | 2021 | 2 | 22 | 19
1 Reference Case | 2021 | 2 | 22.1 | 28
1 Reference Case | 2021 | 2 | 22.2 | 16
1 Reference Case | 2021 | 2 | 22.3 | 18
1 Reference Case | 2021 | 2 | 22.4 | 22
1 Reference Case | 2021 | 2 | 22.5 | 27
1 Reference Case | 2021 | 2 | 22.6 | 28
1 Reference Case | 2021 | 2 | 22.7 | 16
1 Reference Case | 2021 | 2 | 22.8 | 19
1 Reference Case | 2021 | 2 | 22.9 | 13
1 Reference Case | 2021 | 2 | 23 | 30
1 Reference Case | 2021 | 2 | 23.1 | 21
1 Reference Case | 2021 | 2 | 23.2 | 24
1 Reference Case | 2021 | 2 | 23.3 | 25
1 Reference Case | 2021 | 2 | 23.4 | 26
1 Reference Case | 2021 | 2 | 23.5 | 21
1 Reference Case | 2021 | 2 | 23.6 | 23
1 Reference Case | 2021 | 2 | 23.7 | 18
1 Reference Case | 2021 | 2 | 23.8 | 18
1 Reference Case | 2021 | 2 | 23.9 | 21
1 Reference Case | 2021 | 2 | 24 | 26
1 Reference Case | 2021 | 2 | 24.1 | 14
1 Reference Case | 2021 | 2 | 24.2 | 17
1 Reference Case | 2021 | 2 | 24.3 | 9
1 Reference Case | 2021 | 2 | 24.4 | 17
1 Reference Case | 2021 | 2 | 24.5 | 17
1 Reference Case | 2021 | 2 | 24.6 | 21
1 Reference Case | 2021 | 2 | 24.7 | 26
1 Reference Case | 2021 | 2 | 24.8 | 20
1 Reference Case | 2021 | 2 | 24.9 | 14
1 Reference Case | 2021 | 2 | 25 | 19
1 Reference Case | 2021 | 2 | 25.1 | 10
1 Reference Case | 2021 | 2 | 25.2 | 23
1 Reference Case | 2021 | 2 | 25.3 | 16
1 Reference Case | 2021 | 2 | 25.4 | 13
1 Reference Case | 2021 | 2 | 25.5 | 18
1 Reference Case | 2021 | 2 | 25.6 | 12
1 Reference Case | 2021 | 2 | 25.7 | 23
1 Reference Case | 2021 | 2 | 25.8 | 22
1 Reference Case | 2021 | 2 | 25.9 | 18
1 Reference Case | 2021 | 2 | 26 | 17
1 Reference Case | 2021 | 2 | 26.1 | 8
1 Reference Case | 2021 | 2 | 26.2 | 20
1 Reference Case | 2021 | 2 | 26.3 | 18
1 Reference Case | 2021 | 2 | 26.4 | 11
1 Reference Case | 2021 | 2 | 26.5 | 15
1 Reference Case | 2021 | 2 | 26.6 | 11
1 Reference Case | 2021 | 2 | 26.7 | 10
1 Reference Case | 2021 | 2 | 26.8 | 12
1 Reference Case | 2021 | 2 | 26.9 | 8
1 Reference Case | 2021 | 2 | 27 | 19
1 Reference Case | 2021 | 2 | 27.1 | 8
1 Reference Case | 2021 | 2 | 27.2 | 16
1 Reference Case | 2021 | 2 | 27.3 | 10
1 Reference Case | 2021 | 2 | 27.4 | 14
1 Reference Case | 2021 | 2 | 27.5 | 11
1 Reference Case | 2021 | 2 | 27.6 | 13
1 Reference Case | 2021 | 2 | 27.7 | 10
1 Reference Case | 2021 | 2 | 27.8 | 13
1 Reference Case | 2021 | 2 | 27.9 | 11
1 Reference Case | 2021 | 2 | 28 | 15
1 Reference Case | 2021 | 2 | 28.1 | 11
1 Reference Case | 2021 | 2 | 28.2 | 14
1 Reference Case | 2021 | 2 | 28.3 | 10
1 Reference Case | 2021 | 2 | 28.4 | 10
1 Reference Case | 2021 | 2 | 28.5 | 10
1 Reference Case | 2021 | 2 | 28.6 | 16
1 Reference Case | 2021 | 2 | 28.7 | 8
1 Reference Case | 2021 | 2 | 28.8 | 9
1 Reference Case | 2021 | 2 | 28.9 | 11
1 Reference Case | 2021 | 2 | 29 | 11
1 Reference Case | 2021 | 2 | 29.1 | 22
1 Reference Case | 2021 | 2 | 29.2 | 14
1 Reference Case | 2021 | 2 | 29.3 | 17
1 Reference Case | 2021 | 2 | 29.4 | 9
1 Reference Case | 2021 | 2 | 29.5 | 10
1 Reference Case | 2021 | 2 | 29.6 | 9
1 Reference Case | 2021 | 2 | 29.7 | 7
1 Reference Case | 2021 | 2 | 29.8 | 10
1 Reference Case | 2021 | 2 | 29.9 | 8
1 Reference Case | 2021 | 2 | 30 | 14
1 Reference Case | 2021 | 2 | 30.1 | 10
1 Reference Case | 2021 | 2 | 30.2 | 4
1 Reference Case | 2021 | 2 | 30.3 | 11
1 Reference Case | 2021 | 2 | 30.4 | 12
1 Reference Case | 2021 | 2 | 30.5 | 8
1 Reference Case | 2021 | 2 | 30.6 | 8
1 Reference Case | 2021 | 2 | 30.7 | 8
1 Reference Case | 2021 | 2 | 30.8 | 11
1 Reference Case | 2021 | 2 | 30.9 | 11
1 Reference Case | 2021 | 2 | 31 | 9
1 Reference Case | 2021 | 2 | 31.1 | 5
1 Reference Case | 2021 | 2 | 31.2 | 14
1 Reference Case | 2021 | 2 | 31.3 | 8
1 Reference Case | 2021 | 2 | 31.4 | 10
1 Reference Case | 2021 | 2 | 31.5 | 11
1 Reference Case | 2021 | 2 | 31.6 | 5
1 Reference Case | 2021 | 2 | 31.7 | 11
1 Reference Case | 2021 | 2 | 31.8 | 13
1 Reference Case | 2021 | 2 | 31.9 | 6
1 Reference Case | 2021 | 2 | 32 | 7
1 Reference Case | 2021 | 2 | 32.1 | 10
1 Reference Case | 2021 | 2 | 32.2 | 8
1 Reference Case | 2021 | 2 | 32.3 | 4
1 Reference Case | 2021 | 2 | 32.4 | 5
1 Reference Case | 2021 | 2 | 32.5 | 5
1 Reference Case | 2021 | 2 | 32.6 | 7
1 Reference Case | 2021 | 2 | 32.7 | 9
1 Reference Case | 2021 | 2 | 32.8 | 8
1 Reference Case | 2021 | 2 | 32.9 | 7
1 Reference Case | 2021 | 2 | 33 | 6
1 Reference Case | 2021 | 2 | 33.1 | 3
1 Reference Case | 2021 | 2 | 33.2 | 8
1 Reference Case | 2021 | 2 | 33.3 | 4
1 Reference Case | 2021 | 2 | 33.4 | 7
1 Reference Case | 2021 | 2 | 33.5 | 3
1 Reference Case | 2021 | 2 | 33.6 | 4
1 Reference Case | 2021 | 2 | 33.7 | 6
1 Reference Case | 2021 | 2 | 33.8 | 1
1 Reference Case | 2021 | 2 | 33.9 | 8
1 Reference Case | 2021 | 2 | 34 | 6
1 Reference Case | 2021 | 2 | 34.1 | 7
1 Reference Case | 2021 | 2 | 34.2 | 8
1 Reference Case | 2021 | 2 | 34.3 | 7
1 Reference Case | 2021 | 2 | 34.4 | 8
1 Reference Case | 2021 | 2 | 34.5 | 8
1 Reference Case | 2021 | 2 | 34.6 | 4
1 Reference Case | 2021 | 2 | 34.7 | 4
1 Reference Case | 2021 | 2 | 34.8 | 6
1 Reference Case | 2021 | 2 | 34.9 | 11
1 Reference Case | 2021 | 2 | 35 | 2
1 Reference Case | 2021 | 2 | 35.1 | 4
1 Reference Case | 2021 | 2 | 35.2 | 7
1 Reference Case | 2021 | 2 | 35.3 | 9
1 Reference Case | 2021 | 2 | 35.4 | 7
1 Reference Case | 2021 | 2 | 35.5 | 4
1 Reference Case | 2021 | 2 | 35.6 | 6
1 Reference Case | 2021 | 2 | 35.7 | 4
1 Reference Case | 2021 | 2 | 35.8 | 7
1 Reference Case | 2021 | 2 | 35.9 | 4
1 Reference Case | 2021 | 2 | 36 | 4
1 Reference Case | 2021 | 2 | 36.1 | 4
1 Reference Case | 2021 | 2 | 36.2 | 4
1 Reference Case | 2021 | 2 | 36.3 | 6
1 Reference Case | 2021 | 2 | 36.4 | 7
1 Reference Case | 2021 | 2 | 36.5 | 2
1 Reference Case | 2021 | 2 | 36.6 | 4
1 Reference Case | 2021 | 2 | 36.7 | 2
1 Reference Case | 2021 | 2 | 36.8 | 2
1 Reference Case | 2021 | 2 | 36.9 | 9
1 Reference Case | 2021 | 2 | 37 | 4
1 Reference Case | 2021 | 2 | 37.1 | 5
1 Reference Case | 2021 | 2 | 37.2 | 3
1 Reference Case | 2021 | 2 | 37.3 | 3
1 Reference Case | 2021 | 2 | 37.4 | 3
1 Reference Case | 2021 | 2 | 37.5 | 3
1 Reference Case | 2021 | 2 | 37.6 | 7
1 Reference Case | 2021 | 2 | 37.7 | 4
1 Reference Case | 2021 | 2 | 37.8 | 2
1 Reference Case | 2021 | 2 | 37.9 | 4
1 Reference Case | 2021 | 2 | 38 | 4
1 Reference Case | 2021 | 2 | 38.1 | 8
1 Reference Case | 2021 | 2 | 38.2 | 3
1 Reference Case | 2021 | 2 | 38.3 | 4
1 Reference Case | 2021 | 2 | 38.4 | 4
1 Reference Case | 2021 | 2 | 38.5 | 8
1 Reference Case | 2021 | 2 | 38.6 | 5
1 Reference Case | 2021 | 2 | 38.7 | 4
1 Reference Case | 2021 | 2 | 38.8 | 3
1 Reference Case | 2021 | 2 | 39 | 4
1 Reference Case | 2021 | 2 | 39.1 | 8
1 Reference Case | 2021 | 2 | 39.2 | 5
1 Reference Case | 2021 | 2 | 39.3 | 6
1 Reference Case | 2021 | 2 | 39.4 | 1
1 Reference Case | 2021 | 2 | 39.5 | 4
1 Reference Case | 2021 | 2 | 39.6 | 4
1 Reference Case | 2021 | 2 | 39.7 | 2
1 Reference Case | 2021 | 2 | 39.8 | 3
1 Reference Case | 2021 | 2 | 39.9 | 5
1 Reference Case | 2021 | 2 | 40 | 4
1 Reference Case | 2021 | 2 | 40.1 | 4
1 Reference Case | 2021 | 2 | 40.2 | 4
1 Reference Case | 2021 | 2 | 40.3 | 1
1 Reference Case | 2021 | 2 | 40.4 | 1
1 Reference Case | 2021 | 2 | 40.5 | 1
1 Reference Case | 2021 | 2 | 40.6 | 4
1 Reference Case | 2021 | 2 | 40.7 | 2
1 Reference Case | 2021 | 2 | 40.8 | 4
1 Reference Case | 2021 | 2 | 40.9 | 2
1 Reference Case | 2021 | 2 | 41 | 2
1 Reference Case | 2021 | 2 | 41.1 | 1
1 Reference Case | 2021 | 2 | 41.2 | 2
1 Reference Case | 2021 | 2 | 41.3 | 3
1 Reference Case | 2021 | 2 | 41.4 | 2
1 Reference Case | 2021 | 2 | 41.5 | 1
1 Reference Case | 2021 | 2 | 41.7 | 6
1 Reference Case | 2021 | 2 | 41.8 | 4
1 Reference Case | 2021 | 2 | 41.9 | 4
1 Reference Case | 2021 | 2 | 42 | 5
1 Reference Case | 2021 | 2 | 42.2 | 1
1 Reference Case | 2021 | 2 | 42.3 | 2
1 Reference Case | 2021 | 2 | 42.4 | 3
1 Reference Case | 2021 | 2 | 42.5 | 4
1 Reference Case | 2021 | 2 | 42.6 | 6
1 Reference Case | 2021 | 2 | 42.8 | 3
1 Reference Case | 2021 | 2 | 42.9 | 1
1 Reference Case | 2021 | 2 | 43 | 1
1 Reference Case | 2021 | 2 | 43.1 | 3
1 Reference Case | 2021 | 2 | 43.2 | 2
1 Reference Case | 2021 | 2 | 43.3 | 2
1 Reference Case | 2021 | 2 | 43.5 | 4
1 Reference Case | 2021 | 2 | 43.6 | 1
1 Reference Case | 2021 | 2 | 43.7 | 3
1 Reference Case | 2021 | 2 | 43.8 | 3
1 Reference Case | 2021 | 2 | 43.9 | 2
1 Reference Case | 2021 | 2 | 44 | 3
1 Reference Case | 2021 | 2 | 44.1 | 1
1 Reference Case | 2021 | 2 | 44.2 | 1
1 Reference Case | 2021 | 2 | 44.3 | 4
1 Reference Case | 2021 | 2 | 44.6 | 3
1 Reference Case | 2021 | 2 | 44.7 | 3
1 Reference Case | 2021 | 2 | 44.9 | 2
1 Reference Case | 2021 | 2 | 45 | 3
1 Reference Case | 2021 | 2 | 45.1 | 3
1 Reference Case | 2021 | 2 | 45.2 | 1
1 Reference Case | 2021 | 2 | 45.4 | 3
1 Reference Case | 2021 | 2 | 45.6 | 1
1 Reference Case | 2021 | 2 | 45.8 | 1
1 Reference Case | 2021 | 2 | 46.2 | 1
1 Reference Case | 2021 | 2 | 46.3 | 2
1 Reference Case | 2021 | 2 | 46.4 | 1
1 Reference Case | 2021 | 2 | 46.5 | 3
1 Reference Case | 2021 | 2 | 46.6 | 2
1 Reference Case | 2021 | 2 | 46.7 | 2
1 Reference Case | 2021 | 2 | 46.8 | 1
1 Reference Case | 2021 | 2 | 46.9 | 1
1 Reference Case | 2021 | 2 | 47 | 1
1 Reference Case | 2021 | 2 | 47.1 | 1
1 Reference Case | 2021 | 2 | 47.2 | 2
1 Reference Case | 2021 | 2 | 47.5 | 3
1 Reference Case | 2021 | 2 | 47.6 | 1
1 Reference Case | 2021 | 2 | 47.7 | 3
1 Reference Case | 2021 | 2 | 48.1 | 3
1 Reference Case | 2021 | 2 | 48.2 | 2
1 Reference Case | 2021 | 2 | 48.3 | 1
1 Reference Case | 2021 | 2 | 48.4 | 1
1 Reference Case | 2021 | 2 | 48.5 | 2
1 Reference Case | 2021 | 2 | 48.6 | 1
1 Reference Case | 2021 | 2 | 48.8 | 1
1 Reference Case | 2021 | 2 | 49 | 2
1 Reference Case | 2021 | 2 | 49.4 | 1
1 Reference Case | 2021 | 2 | 49.5 | 2
1 Reference Case | 2021 | 2 | 49.6 | 2
1 Reference Case | 2021 | 2 | 49.7 | 1
1 Reference Case | 2021 | 2 | 49.9 | 1
1 Reference Case | 2021 | 2 | 50 | 1
1 Reference Case | 2021 | 2 | 50.1 | 1
1 Reference Case | 2021 | 2 | 50.2 | 3
1 Reference Case | 2021 | 2 | 50.3 | 1
1 Reference Case | 2021 | 2 | 50.5 | 1
1 Reference Case | 2021 | 2 | 50.6 | 1
1 Reference Case | 2021 | 2 | 50.7 | 1
1 Reference Case | 2021 | 2 | 50.8 | 1
1 Reference Case | 2021 | 2 | 50.9 | 1
1 Reference Case | 2021 | 2 | 51 | 1
1 Reference Case | 2021 | 2 | 51.1 | 1
1 Reference Case | 2021 | 2 | 51.2 | 1
1 Reference Case | 2021 | 2 | 51.3 | 1
1 Reference Case | 2021 | 2 | 51.5 | 1
1 Reference Case | 2021 | 2 | 51.7 | 4
1 Reference Case | 2021 | 2 | 51.9 | 1
1 Reference Case | 2021 | 2 | 52 | 1
1 Reference Case | 2021 | 2 | 52.1 | 1
1 Reference Case | 2021 | 2 | 52.2 | 1
1 Reference Case | 2021 | 2 | 52.8 | 1
1 Reference Case | 2021 | 2 | 52.9 | 1
1 Reference Case | 2021 | 2 | 53 | 1
1 Reference Case | 2021 | 2 | 53.3 | 1
1 Reference Case | 2021 | 2 | 53.5 | 1
1 Reference Case | 2021 | 2 | 53.6 | 2
1 Reference Case | 2021 | 2 | 53.8 | 1
1 Reference Case | 2021 | 2 | 54 | 1
1 Reference Case | 2021 | 2 | 55.1 | 1
1 Reference Case | 2021 | 2 | 55.2 | 1
1 Reference Case | 2021 | 2 | 55.7 | 2
1 Reference Case | 2021 | 2 | 55.9 | 2
1 Reference Case | 2021 | 2 | 56.4 | 1
1 Reference Case | 2021 | 2 | 56.5 | 1
1 Reference Case | 2021 | 2 | 56.7 | 1
1 Reference Case | 2021 | 2 | 56.9 | 1
1 Reference Case | 2021 | 2 | 57 | 1
1 Reference Case | 2021 | 2 | 57.3 | 1
1 Reference Case | 2021 | 2 | 57.6 | 1
1 Reference Case | 2021 | 2 | 58.6 | 2
1 Reference Case | 2021 | 2 | 58.9 | 1
1 Reference Case | 2021 | 2 | 59 | 2
1 Reference Case | 2021 | 2 | 59.2 | 1
1 Reference Case | 2021 | 2 | 59.6 | 1
1 Reference Case | 2021 | 2 | 60 | 1
1 Reference Case | 2021 | 2 | 61.4 | 1
1 Reference Case | 2021 | 2 | 62.1 | 1
1 Reference Case | 2021 | 2 | 62.4 | 1
1 Reference Case | 2021 | 2 | 62.5 | 1
1 Reference Case | 2021 | 2 | 63.5 | 1
1 Reference Case | 2021 | 2 | 65.2 | 1
1 Reference Case | 2021 | 2 | 65.5 | 1
1 Reference Case | 2021 | 2 | 67.2 | 2
1 Reference Case | 2021 | 2 | 67.3 | 1
1 Reference Case | 2021 | 2 | 70.8 | 1
1 Reference Case | 2021 | 2 | 71.2 | 1
1 Reference Case | 2021 | 2 | 74.8 | 1
1 Reference Case | 2021 | 2 | 87.6 | 1
1 Reference Case | 2021 | 2 | 97.1 | 1
1 Reference Case | 2021 | 2 | 161.4 | 1
1 Reference Case | 2021 | 2 | 232.6 | 1
1 Reference Case | 2021 | 3 | -179.9 | 1
1 Reference Case | 2021 | 3 | -78 | 1
1 Reference Case | 2021 | 3 | -65.2 | 1
1 Reference Case | 2021 | 3 | -63.4 | 1
1 Reference Case | 2021 | 3 | -56.2 | 1
1 Reference Case | 2021 | 3 | -56.1 | 1
1 Reference Case | 2021 | 3 | -55.8 | 1
1 Reference Case | 2021 | 3 | -54.7 | 1
1 Reference Case | 2021 | 3 | -54.5 | 1
1 Reference Case | 2021 | 3 | -53.9 | 1
1 Reference Case | 2021 | 3 | -53.7 | 1
1 Reference Case | 2021 | 3 | -52.9 | 1
1 Reference Case | 2021 | 3 | -52.2 | 1
1 Reference Case | 2021 | 3 | -51.8 | 1
1 Reference Case | 2021 | 3 | -50.9 | 1
1 Reference Case | 2021 | 3 | -50.7 | 1
1 Reference Case | 2021 | 3 | -50.4 | 1
1 Reference Case | 2021 | 3 | -49.8 | 2
1 Reference Case | 2021 | 3 | -49.4 | 1
1 Reference Case | 2021 | 3 | -49.3 | 1
1 Reference Case | 2021 | 3 | -47.8 | 2
1 Reference Case | 2021 | 3 | -47.7 | 1
1 Reference Case | 2021 | 3 | -47.5 | 1
1 Reference Case | 2021 | 3 | -46.8 | 1
1 Reference Case | 2021 | 3 | -46.7 | 2
1 Reference Case | 2021 | 3 | -46.6 | 1
1 Reference Case | 2021 | 3 | -46.3 | 2
1 Reference Case | 2021 | 3 | -46 | 1
1 Reference Case | 2021 | 3 | -45.8 | 1
1 Reference Case | 2021 | 3 | -45.4 | 1
1 Reference Case | 2021 | 3 | -45.3 | 1
1 Reference Case | 2021 | 3 | -45 | 1
1 Reference Case | 2021 | 3 | -44.7 | 2
1 Reference Case | 2021 | 3 | -44.2 | 1
1 Reference Case | 2021 | 3 | -43.8 | 2
1 Reference Case | 2021 | 3 | -43.7 | 2
1 Reference Case | 2021 | 3 | -43.6 | 1
1 Reference Case | 2021 | 3 | -43.5 | 1
1 Reference Case | 2021 | 3 | -43.4 | 1
1 Reference Case | 2021 | 3 | -43.2 | 2
1 Reference Case | 2021 | 3 | -42.9 | 1
1 Reference Case | 2021 | 3 | -42.7 | 1
1 Reference Case | 2021 | 3 | -41.8 | 1
1 Reference Case | 2021 | 3 | -41.6 | 1
1 Reference Case | 2021 | 3 | -41.5 | 1
1 Reference Case | 2021 | 3 | -41.1 | 1
1 Reference Case | 2021 | 3 | -40.8 | 3
1 Reference Case | 2021 | 3 | -40.7 | 1
1 Reference Case | 2021 | 3 | -40.6 | 1
1 Reference Case | 2021 | 3 | -40.5 | 1
1 Reference Case | 2021 | 3 | -40.4 | 2
1 Reference Case | 2021 | 3 | -40.3 | 1
1 Reference Case | 2021 | 3 | -40.1 | 2
1 Reference Case | 2021 | 3 | -39.9 | 2
1 Reference Case | 2021 | 3 | -39.7 | 3
1 Reference Case | 2021 | 3 | -39.6 | 1
1 Reference Case | 2021 | 3 | -39.5 | 1
1 Reference Case | 2021 | 3 | -39.2 | 1
1 Reference Case | 2021 | 3 | -38.9 | 2
1 Reference Case | 2021 | 3 | -38.8 | 3
1 Reference Case | 2021 | 3 | -38.7 | 1
1 Reference Case | 2021 | 3 | -38.6 | 1
1 Reference Case | 2021 | 3 | -38.4 | 1
1 Reference Case | 2021 | 3 | -38.3 | 2
1 Reference Case | 2021 | 3 | -38.2 | 1
1 Reference Case | 2021 | 3 | -38.1 | 3
1 Reference Case | 2021 | 3 | -37.9 | 4
1 Reference Case | 2021 | 3 | -37.8 | 3
1 Reference Case | 2021 | 3 | -37.6 | 2
1 Reference Case | 2021 | 3 | -37.5 | 3
1 Reference Case | 2021 | 3 | -37.4 | 1
1 Reference Case | 2021 | 3 | -37.3 | 2
1 Reference Case | 2021 | 3 | -37.2 | 1
1 Reference Case | 2021 | 3 | -37.1 | 3
1 Reference Case | 2021 | 3 | -37 | 2
1 Reference Case | 2021 | 3 | -36.9 | 3
1 Reference Case | 2021 | 3 | -36.8 | 3
1 Reference Case | 2021 | 3 | -36.6 | 5
1 Reference Case | 2021 | 3 | -36.5 | 2
1 Reference Case | 2021 | 3 | -36.4 | 1
1 Reference Case | 2021 | 3 | -36.2 | 2
1 Reference Case | 2021 | 3 | -36.1 | 1
1 Reference Case | 2021 | 3 | -36 | 3
1 Reference Case | 2021 | 3 | -35.9 | 3
1 Reference Case | 2021 | 3 | -35.8 | 2
1 Reference Case | 2021 | 3 | -35.7 | 1
1 Reference Case | 2021 | 3 | -35.6 | 1
1 Reference Case | 2021 | 3 | -35.5 | 1
1 Reference Case | 2021 | 3 | -35.4 | 4
1 Reference Case | 2021 | 3 | -35.3 | 1
1 Reference Case | 2021 | 3 | -35.2 | 3
1 Reference Case | 2021 | 3 | -35 | 2
1 Reference Case | 2021 | 3 | -34.9 | 8
1 Reference Case | 2021 | 3 | -34.8 | 1
1 Reference Case | 2021 | 3 | -34.7 | 1
1 Reference Case | 2021 | 3 | -34.6 | 2
1 Reference Case | 2021 | 3 | -34.5 | 3
1 Reference Case | 2021 | 3 | -34.4 | 3
1 Reference Case | 2021 | 3 | -34.3 | 1
1 Reference Case | 2021 | 3 | -34.2 | 2
1 Reference Case | 2021 | 3 | -34.1 | 3
1 Reference Case | 2021 | 3 | -34 | 2
1 Reference Case | 2021 | 3 | -33.9 | 4
1 Reference Case | 2021 | 3 | -33.8 | 1
1 Reference Case | 2021 | 3 | -33.7 | 5
1 Reference Case | 2021 | 3 | -33.6 | 1
1 Reference Case | 2021 | 3 | -33.5 | 5
1 Reference Case | 2021 | 3 | -33.4 | 1
1 Reference Case | 2021 | 3 | -33.3 | 1
1 Reference Case | 2021 | 3 | -33.1 | 4
1 Reference Case | 2021 | 3 | -33 | 3
1 Reference Case | 2021 | 3 | -32.9 | 2
1 Reference Case | 2021 | 3 | -32.8 | 1
1 Reference Case | 2021 | 3 | -32.7 | 3
1 Reference Case | 2021 | 3 | -32.6 | 1
1 Reference Case | 2021 | 3 | -32.5 | 3
1 Reference Case | 2021 | 3 | -32.3 | 3
1 Reference Case | 2021 | 3 | -32.2 | 2
1 Reference Case | 2021 | 3 | -32.1 | 5
1 Reference Case | 2021 | 3 | -32 | 3
1 Reference Case | 2021 | 3 | -31.9 | 1
1 Reference Case | 2021 | 3 | -31.8 | 4
1 Reference Case | 2021 | 3 | -31.7 | 5
1 Reference Case | 2021 | 3 | -31.6 | 6
1 Reference Case | 2021 | 3 | -31.5 | 5
1 Reference Case | 2021 | 3 | -31.4 | 1
1 Reference Case | 2021 | 3 | -31.3 | 2
1 Reference Case | 2021 | 3 | -31.2 | 3
1 Reference Case | 2021 | 3 | -31.1 | 3
1 Reference Case | 2021 | 3 | -31 | 5
1 Reference Case | 2021 | 3 | -30.9 | 1
1 Reference Case | 2021 | 3 | -30.8 | 4
1 Reference Case | 2021 | 3 | -30.7 | 8
1 Reference Case | 2021 | 3 | -30.6 | 5
1 Reference Case | 2021 | 3 | -30.5 | 1
1 Reference Case | 2021 | 3 | -30.4 | 7
1 Reference Case | 2021 | 3 | -30.3 | 3
1 Reference Case | 2021 | 3 | -30.2 | 4
1 Reference Case | 2021 | 3 | -30.1 | 3
1 Reference Case | 2021 | 3 | -30 | 5
1 Reference Case | 2021 | 3 | -29.9 | 3
1 Reference Case | 2021 | 3 | -29.8 | 4
1 Reference Case | 2021 | 3 | -29.7 | 3
1 Reference Case | 2021 | 3 | -29.6 | 4
1 Reference Case | 2021 | 3 | -29.5 | 2
1 Reference Case | 2021 | 3 | -29.4 | 7
1 Reference Case | 2021 | 3 | -29.3 | 4
1 Reference Case | 2021 | 3 | -29.2 | 5
1 Reference Case | 2021 | 3 | -29.1 | 6
1 Reference Case | 2021 | 3 | -29 | 6
1 Reference Case | 2021 | 3 | -28.9 | 2
1 Reference Case | 2021 | 3 | -28.8 | 6
1 Reference Case | 2021 | 3 | -28.7 | 4
1 Reference Case | 2021 | 3 | -28.6 | 5
1 Reference Case | 2021 | 3 | -28.5 | 4
1 Reference Case | 2021 | 3 | -28.4 | 5
1 Reference Case | 2021 | 3 | -28.3 | 12
1 Reference Case | 2021 | 3 | -28.2 | 4
1 Reference Case | 2021 | 3 | -28.1 | 8
1 Reference Case | 2021 | 3 | -28 | 4
1 Reference Case | 2021 | 3 | -27.9 | 10
1 Reference Case | 2021 | 3 | -27.8 | 3
1 Reference Case | 2021 | 3 | -27.7 | 13
1 Reference Case | 2021 | 3 | -27.6 | 9
1 Reference Case | 2021 | 3 | -27.5 | 4
1 Reference Case | 2021 | 3 | -27.4 | 6
1 Reference Case | 2021 | 3 | -27.3 | 11
1 Reference Case | 2021 | 3 | -27.2 | 6
1 Reference Case | 2021 | 3 | -27.1 | 5
1 Reference Case | 2021 | 3 | -27 | 13
1 Reference Case | 2021 | 3 | -26.9 | 3
1 Reference Case | 2021 | 3 | -26.8 | 6
1 Reference Case | 2021 | 3 | -26.7 | 8
1 Reference Case | 2021 | 3 | -26.6 | 8
1 Reference Case | 2021 | 3 | -26.5 | 7
1 Reference Case | 2021 | 3 | -26.4 | 9
1 Reference Case | 2021 | 3 | -26.3 | 4
1 Reference Case | 2021 | 3 | -26.2 | 6
1 Reference Case | 2021 | 3 | -26.1 | 6
1 Reference Case | 2021 | 3 | -26 | 8
1 Reference Case | 2021 | 3 | -25.9 | 4
1 Reference Case | 2021 | 3 | -25.8 | 6
1 Reference Case | 2021 | 3 | -25.7 | 12
1 Reference Case | 2021 | 3 | -25.6 | 6
1 Reference Case | 2021 | 3 | -25.5 | 9
1 Reference Case | 2021 | 3 | -25.4 | 9
1 Reference Case | 2021 | 3 | -25.3 | 11
1 Reference Case | 2021 | 3 | -25.2 | 10
1 Reference Case | 2021 | 3 | -25.1 | 7
1 Reference Case | 2021 | 3 | -25 | 6
1 Reference Case | 2021 | 3 | -24.9 | 18
1 Reference Case | 2021 | 3 | -24.8 | 11
1 Reference Case | 2021 | 3 | -24.7 | 7
1 Reference Case | 2021 | 3 | -24.6 | 13
1 Reference Case | 2021 | 3 | -24.5 | 8
1 Reference Case | 2021 | 3 | -24.4 | 6
1 Reference Case | 2021 | 3 | -24.3 | 12
1 Reference Case | 2021 | 3 | -24.2 | 16
1 Reference Case | 2021 | 3 | -24.1 | 12
1 Reference Case | 2021 | 3 | -24 | 10
1 Reference Case | 2021 | 3 | -23.9 | 6
1 Reference Case | 2021 | 3 | -23.8 | 11
1 Reference Case | 2021 | 3 | -23.7 | 9
1 Reference Case | 2021 | 3 | -23.6 | 8
1 Reference Case | 2021 | 3 | -23.5 | 11
1 Reference Case | 2021 | 3 | -23.4 | 6
1 Reference Case | 2021 | 3 | -23.3 | 7
1 Reference Case | 2021 | 3 | -23.2 | 12
1 Reference Case | 2021 | 3 | -23.1 | 10
1 Reference Case | 2021 | 3 | -23 | 13
1 Reference Case | 2021 | 3 | -22.9 | 12
1 Reference Case | 2021 | 3 | -22.8 | 5
1 Reference Case | 2021 | 3 | -22.7 | 16
1 Reference Case | 2021 | 3 | -22.6 | 8
1 Reference Case | 2021 | 3 | -22.5 | 11
1 Reference Case | 2021 | 3 | -22.4 | 9
1 Reference Case | 2021 | 3 | -22.3 | 20
1 Reference Case | 2021 | 3 | -22.2 | 14
1 Reference Case | 2021 | 3 | -22.1 | 11
1 Reference Case | 2021 | 3 | -22 | 12
1 Reference Case | 2021 | 3 | -21.9 | 19
1 Reference Case | 2021 | 3 | -21.8 | 21
1 Reference Case | 2021 | 3 | -21.7 | 17
1 Reference Case | 2021 | 3 | -21.6 | 10
1 Reference Case | 2021 | 3 | -21.5 | 7
1 Reference Case | 2021 | 3 | -21.4 | 18
1 Reference Case | 2021 | 3 | -21.3 | 15
1 Reference Case | 2021 | 3 | -21.2 | 10
1 Reference Case | 2021 | 3 | -21.1 | 9
1 Reference Case | 2021 | 3 | -21 | 23
1 Reference Case | 2021 | 3 | -20.9 | 12
1 Reference Case | 2021 | 3 | -20.8 | 13
1 Reference Case | 2021 | 3 | -20.7 | 16
1 Reference Case | 2021 | 3 | -20.6 | 16
1 Reference Case | 2021 | 3 | -20.5 | 14
1 Reference Case | 2021 | 3 | -20.4 | 12
1 Reference Case | 2021 | 3 | -20.3 | 17
1 Reference Case | 2021 | 3 | -20.2 | 19
1 Reference Case | 2021 | 3 | -20.1 | 11
1 Reference Case | 2021 | 3 | -20 | 11
1 Reference Case | 2021 | 3 | -19.9 | 17
1 Reference Case | 2021 | 3 | -19.8 | 16
1 Reference Case | 2021 | 3 | -19.7 | 10
1 Reference Case | 2021 | 3 | -19.6 | 12
1 Reference Case | 2021 | 3 | -19.5 | 15
1 Reference Case | 2021 | 3 | -19.4 | 12
1 Reference Case | 2021 | 3 | -19.3 | 20
1 Reference Case | 2021 | 3 | -19.2 | 19
1 Reference Case | 2021 | 3 | -19.1 | 16
1 Reference Case | 2021 | 3 | -19 | 13
1 Reference Case | 2021 | 3 | -18.9 | 18
1 Reference Case | 2021 | 3 | -18.8 | 12
1 Reference Case | 2021 | 3 | -18.7 | 17
1 Reference Case | 2021 | 3 | -18.6 | 15
1 Reference Case | 2021 | 3 | -18.5 | 25
1 Reference Case | 2021 | 3 | -18.4 | 16
1 Reference Case | 2021 | 3 | -18.3 | 22
1 Reference Case | 2021 | 3 | -18.2 | 18
1 Reference Case | 2021 | 3 | -18.1 | 18
1 Reference Case | 2021 | 3 | -18 | 14
1 Reference Case | 2021 | 3 | -17.9 | 19
1 Reference Case | 2021 | 3 | -17.8 | 14
1 Reference Case | 2021 | 3 | -17.7 | 17
1 Reference Case | 2021 | 3 | -17.6 | 14
1 Reference Case | 2021 | 3 | -17.5 | 22
1 Reference Case | 2021 | 3 | -17.4 | 18
1 Reference Case | 2021 | 3 | -17.3 | 26
1 Reference Case | 2021 | 3 | -17.2 | 15
1 Reference Case | 2021 | 3 | -17.1 | 15
1 Reference Case | 2021 | 3 | -17 | 19
1 Reference Case | 2021 | 3 | -16.9 | 20
1 Reference Case | 2021 | 3 | -16.8 | 20
1 Reference Case | 2021 | 3 | -16.7 | 30
1 Reference Case | 2021 | 3 | -16.6 | 24
1 Reference Case | 2021 | 3 | -16.5 | 27
1 Reference Case | 2021 | 3 | -16.4 | 22
1 Reference Case | 2021 | 3 | -16.3 | 26
1 Reference Case | 2021 | 3 | -16.2 | 21
1 Reference Case | 2021 | 3 | -16.1 | 19
1 Reference Case | 2021 | 3 | -16 | 23
1 Reference Case | 2021 | 3 | -15.9 | 27
1 Reference Case | 2021 | 3 | -15.8 | 26
1 Reference Case | 2021 | 3 | -15.7 | 29
1 Reference Case | 2021 | 3 | -15.6 | 28
1 Reference Case | 2021 | 3 | -15.5 | 29
1 Reference Case | 2021 | 3 | -15.4 | 30
1 Reference Case | 2021 | 3 | -15.3 | 25
1 Reference Case | 2021 | 3 | -15.2 | 23
1 Reference Case | 2021 | 3 | -15.1 | 19
1 Reference Case | 2021 | 3 | -15 | 26
1 Reference Case | 2021 | 3 | -14.9 | 29
1 Reference Case | 2021 | 3 | -14.8 | 19
1 Reference Case | 2021 | 3 | -14.7 | 23
1 Reference Case | 2021 | 3 | -14.6 | 27
1 Reference Case | 2021 | 3 | -14.5 | 22
1 Reference Case | 2021 | 3 | -14.4 | 21
1 Reference Case | 2021 | 3 | -14.3 | 25
1 Reference Case | 2021 | 3 | -14.2 | 32
1 Reference Case | 2021 | 3 | -14.1 | 33
1 Reference Case | 2021 | 3 | -14 | 27
1 Reference Case | 2021 | 3 | -13.9 | 23
1 Reference Case | 2021 | 3 | -13.8 | 24
1 Reference Case | 2021 | 3 | -13.7 | 27
1 Reference Case | 2021 | 3 | -13.6 | 31
1 Reference Case | 2021 | 3 | -13.5 | 22
1 Reference Case | 2021 | 3 | -13.4 | 24
1 Reference Case | 2021 | 3 | -13.3 | 21
1 Reference Case | 2021 | 3 | -13.2 | 33
1 Reference Case | 2021 | 3 | -13.1 | 29
1 Reference Case | 2021 | 3 | -13 | 30
1 Reference Case | 2021 | 3 | -12.9 | 31
1 Reference Case | 2021 | 3 | -12.8 | 26
1 Reference Case | 2021 | 3 | -12.7 | 30
1 Reference Case | 2021 | 3 | -12.6 | 21
1 Reference Case | 2021 | 3 | -12.5 | 39
1 Reference Case | 2021 | 3 | -12.4 | 18
1 Reference Case | 2021 | 3 | -12.3 | 37
1 Reference Case | 2021 | 3 | -12.2 | 27
1 Reference Case | 2021 | 3 | -12.1 | 26
1 Reference Case | 2021 | 3 | -12 | 38
1 Reference Case | 2021 | 3 | -11.9 | 28
1 Reference Case | 2021 | 3 | -11.8 | 37
1 Reference Case | 2021 | 3 | -11.7 | 20
1 Reference Case | 2021 | 3 | -11.6 | 19
1 Reference Case | 2021 | 3 | -11.5 | 30
1 Reference Case | 2021 | 3 | -11.4 | 34
1 Reference Case | 2021 | 3 | -11.3 | 21
1 Reference Case | 2021 | 3 | -11.2 | 24
1 Reference Case | 2021 | 3 | -11.1 | 35
1 Reference Case | 2021 | 3 | -11 | 33
1 Reference Case | 2021 | 3 | -10.9 | 27
1 Reference Case | 2021 | 3 | -10.8 | 28
1 Reference Case | 2021 | 3 | -10.7 | 36
1 Reference Case | 2021 | 3 | -10.6 | 32
1 Reference Case | 2021 | 3 | -10.5 | 25
1 Reference Case | 2021 | 3 | -10.4 | 20
1 Reference Case | 2021 | 3 | -10.3 | 37
1 Reference Case | 2021 | 3 | -10.2 | 24
1 Reference Case | 2021 | 3 | -10.1 | 33
1 Reference Case | 2021 | 3 | -10 | 32
1 Reference Case | 2021 | 3 | -9.9 | 21
1 Reference Case | 2021 | 3 | -9.8 | 35
1 Reference Case | 2021 | 3 | -9.7 | 36
1 Reference Case | 2021 | 3 | -9.6 | 35
1 Reference Case | 2021 | 3 | -9.5 | 37
1 Reference Case | 2021 | 3 | -9.4 | 27
1 Reference Case | 2021 | 3 | -9.3 | 31
1 Reference Case | 2021 | 3 | -9.2 | 28
1 Reference Case | 2021 | 3 | -9.1 | 32
1 Reference Case | 2021 | 3 | -9 | 39
1 Reference Case | 2021 | 3 | -8.9 | 37
1 Reference Case | 2021 | 3 | -8.8 | 33
1 Reference Case | 2021 | 3 | -8.7 | 22
1 Reference Case | 2021 | 3 | -8.6 | 25
1 Reference Case | 2021 | 3 | -8.5 | 32
1 Reference Case | 2021 | 3 | -8.4 | 33
1 Reference Case | 2021 | 3 | -8.3 | 26
1 Reference Case | 2021 | 3 | -8.2 | 26
1 Reference Case | 2021 | 3 | -8.1 | 28
1 Reference Case | 2021 | 3 | -8 | 27
1 Reference Case | 2021 | 3 | -7.9 | 27
1 Reference Case | 2021 | 3 | -7.8 | 21
1 Reference Case | 2021 | 3 | -7.7 | 29
1 Reference Case | 2021 | 3 | -7.6 | 32
1 Reference Case | 2021 | 3 | -7.5 | 38
1 Reference Case | 2021 | 3 | -7.4 | 34
1 Reference Case | 2021 | 3 | -7.3 | 21
1 Reference Case | 2021 | 3 | -7.2 | 29
1 Reference Case | 2021 | 3 | -7.1 | 38
1 Reference Case | 2021 | 3 | -7 | 27
1 Reference Case | 2021 | 3 | -6.9 | 21
1 Reference Case | 2021 | 3 | -6.8 | 27
1 Reference Case | 2021 | 3 | -6.7 | 30
1 Reference Case | 2021 | 3 | -6.6 | 39
1 Reference Case | 2021 | 3 | -6.5 | 30
1 Reference Case | 2021 | 3 | -6.4 | 24
1 Reference Case | 2021 | 3 | -6.3 | 22
1 Reference Case | 2021 | 3 | -6.2 | 19
1 Reference Case | 2021 | 3 | -6.1 | 26
1 Reference Case | 2021 | 3 | -6 | 23
1 Reference Case | 2021 | 3 | -5.9 | 26
1 Reference Case | 2021 | 3 | -5.8 | 32
1 Reference Case | 2021 | 3 | -5.7 | 24
1 Reference Case | 2021 | 3 | -5.6 | 28
1 Reference Case | 2021 | 3 | -5.5 | 24
1 Reference Case | 2021 | 3 | -5.4 | 22
1 Reference Case | 2021 | 3 | -5.3 | 26
1 Reference Case | 2021 | 3 | -5.2 | 26
1 Reference Case | 2021 | 3 | -5.1 | 23
1 Reference Case | 2021 | 3 | -5 | 17
1 Reference Case | 2021 | 3 | -4.9 | 23
1 Reference Case | 2021 | 3 | -4.8 | 25
1 Reference Case | 2021 | 3 | -4.7 | 27
1 Reference Case | 2021 | 3 | -4.6 | 23
1 Reference Case | 2021 | 3 | -4.5 | 21
1 Reference Case | 2021 | 3 | -4.4 | 16
1 Reference Case | 2021 | 3 | -4.3 | 26
1 Reference Case | 2021 | 3 | -4.2 | 26
1 Reference Case | 2021 | 3 | -4.1 | 13
1 Reference Case | 2021 | 3 | -4 | 26
1 Reference Case | 2021 | 3 | -3.9 | 19
1 Reference Case | 2021 | 3 | -3.8 | 22
1 Reference Case | 2021 | 3 | -3.7 | 22
1 Reference Case | 2021 | 3 | -3.6 | 16
1 Reference Case | 2021 | 3 | -3.5 | 13
1 Reference Case | 2021 | 3 | -3.4 | 16
1 Reference Case | 2021 | 3 | -3.3 | 19
1 Reference Case | 2021 | 3 | -3.2 | 11
1 Reference Case | 2021 | 3 | -3.1 | 18
1 Reference Case | 2021 | 3 | -3 | 29
1 Reference Case | 2021 | 3 | -2.9 | 15
1 Reference Case | 2021 | 3 | -2.8 | 24
1 Reference Case | 2021 | 3 | -2.7 | 13
1 Reference Case | 2021 | 3 | -2.6 | 12
1 Reference Case | 2021 | 3 | -2.5 | 17
1 Reference Case | 2021 | 3 | -2.4 | 19
1 Reference Case | 2021 | 3 | -2.3 | 16
1 Reference Case | 2021 | 3 | -2.2 | 12
1 Reference Case | 2021 | 3 | -2.1 | 15
1 Reference Case | 2021 | 3 | -2 | 11
1 Reference Case | 2021 | 3 | -1.9 | 17
1 Reference Case | 2021 | 3 | -1.8 | 11
1 Reference Case | 2021 | 3 | -1.7 | 10
1 Reference Case | 2021 | 3 | -1.6 | 9
1 Reference Case | 2021 | 3 | -1.5 | 12
1 Reference Case | 2021 | 3 | -1.4 | 10
1 Reference Case | 2021 | 3 | -1.3 | 13
1 Reference Case | 2021 | 3 | -1.2 | 14
1 Reference Case | 2021 | 3 | -1.1 | 11
1 Reference Case | 2021 | 3 | -1 | 10
1 Reference Case | 2021 | 3 | -0.9 | 10
1 Reference Case | 2021 | 3 | -0.8 | 11
1 Reference Case | 2021 | 3 | -0.7 | 9
1 Reference Case | 2021 | 3 | -0.6 | 11
1 Reference Case | 2021 | 3 | -0.5 | 7
1 Reference Case | 2021 | 3 | -0.4 | 8
1 Reference Case | 2021 | 3 | -0.3 | 11
1 Reference Case | 2021 | 3 | -0.2 | 14
1 Reference Case | 2021 | 3 | -0.1 | 6
1 Reference Case | 2021 | 3 | 0 | 177
1 Reference Case | 2021 | 3 | 0.1 | 11
1 Reference Case | 2021 | 3 | 0.2 | 8
1 Reference Case | 2021 | 3 | 0.3 | 14
1 Reference Case | 2021 | 3 | 0.4 | 10
1 Reference Case | 2021 | 3 | 0.5 | 12
1 Reference Case | 2021 | 3 | 0.6 | 14
1 Reference Case | 2021 | 3 | 0.7 | 12
1 Reference Case | 2021 | 3 | 0.8 | 10
1 Reference Case | 2021 | 3 | 0.9 | 3
1 Reference Case | 2021 | 3 | 1 | 12
1 Reference Case | 2021 | 3 | 1.1 | 5
1 Reference Case | 2021 | 3 | 1.2 | 10
1 Reference Case | 2021 | 3 | 1.3 | 15
1 Reference Case | 2021 | 3 | 1.4 | 10
1 Reference Case | 2021 | 3 | 1.5 | 23
1 Reference Case | 2021 | 3 | 1.6 | 9
1 Reference Case | 2021 | 3 | 1.7 | 13
1 Reference Case | 2021 | 3 | 1.8 | 14
1 Reference Case | 2021 | 3 | 1.9 | 15
1 Reference Case | 2021 | 3 | 2 | 19
1 Reference Case | 2021 | 3 | 2.1 | 33
1 Reference Case | 2021 | 3 | 2.2 | 13
1 Reference Case | 2021 | 3 | 2.3 | 18
1 Reference Case | 2021 | 3 | 2.4 | 12
1 Reference Case | 2021 | 3 | 2.5 | 9
1 Reference Case | 2021 | 3 | 2.6 | 18
1 Reference Case | 2021 | 3 | 2.7 | 13
1 Reference Case | 2021 | 3 | 2.8 | 12
1 Reference Case | 2021 | 3 | 2.9 | 15
1 Reference Case | 2021 | 3 | 3 | 19
1 Reference Case | 2021 | 3 | 3.1 | 14
1 Reference Case | 2021 | 3 | 3.2 | 12
1 Reference Case | 2021 | 3 | 3.3 | 15
1 Reference Case | 2021 | 3 | 3.4 | 19
1 Reference Case | 2021 | 3 | 3.5 | 14
1 Reference Case | 2021 | 3 | 3.6 | 20
1 Reference Case | 2021 | 3 | 3.7 | 16
1 Reference Case | 2021 | 3 | 3.8 | 18
1 Reference Case | 2021 | 3 | 3.9 | 14
1 Reference Case | 2021 | 3 | 4 | 15
1 Reference Case | 2021 | 3 | 4.1 | 21
1 Reference Case | 2021 | 3 | 4.2 | 19
1 Reference Case | 2021 | 3 | 4.3 | 30
1 Reference Case | 2021 | 3 | 4.4 | 30
1 Reference Case | 2021 | 3 | 4.5 | 30
1 Reference Case | 2021 | 3 | 4.6 | 22
1 Reference Case | 2021 | 3 | 4.7 | 21
1 Reference Case | 2021 | 3 | 4.8 | 17
1 Reference Case | 2021 | 3 | 4.9 | 20
1 Reference Case | 2021 | 3 | 5 | 28
1 Reference Case | 2021 | 3 | 5.1 | 31
1 Reference Case | 2021 | 3 | 5.2 | 27
1 Reference Case | 2021 | 3 | 5.3 | 26
1 Reference Case | 2021 | 3 | 5.4 | 27
1 Reference Case | 2021 | 3 | 5.5 | 25
1 Reference Case | 2021 | 3 | 5.6 | 23
1 Reference Case | 2021 | 3 | 5.7 | 31
1 Reference Case | 2021 | 3 | 5.8 | 26
1 Reference Case | 2021 | 3 | 5.9 | 29
1 Reference Case | 2021 | 3 | 6 | 36
1 Reference Case | 2021 | 3 | 6.1 | 35
1 Reference Case | 2021 | 3 | 6.2 | 26
1 Reference Case | 2021 | 3 | 6.3 | 21
1 Reference Case | 2021 | 3 | 6.4 | 25
1 Reference Case | 2021 | 3 | 6.5 | 16
1 Reference Case | 2021 | 3 | 6.6 | 26
1 Reference Case | 2021 | 3 | 6.7 | 21
1 Reference Case | 2021 | 3 | 6.8 | 26
1 Reference Case | 2021 | 3 | 6.9 | 35
1 Reference Case | 2021 | 3 | 7 | 29
1 Reference Case | 2021 | 3 | 7.1 | 25
1 Reference Case | 2021 | 3 | 7.2 | 31
1 Reference Case | 2021 | 3 | 7.3 | 32
1 Reference Case | 2021 | 3 | 7.4 | 27
1 Reference Case | 2021 | 3 | 7.5 | 32
1 Reference Case | 2021 | 3 | 7.6 | 31
1 Reference Case | 2021 | 3 | 7.7 | 24
1 Reference Case | 2021 | 3 | 7.8 | 32
1 Reference Case | 2021 | 3 | 7.9 | 29
1 Reference Case | 2021 | 3 | 8 | 27
1 Reference Case | 2021 | 3 | 8.1 | 28
1 Reference Case | 2021 | 3 | 8.2 | 30
1 Reference Case | 2021 | 3 | 8.3 | 34
1 Reference Case | 2021 | 3 | 8.4 | 32
1 Reference Case | 2021 | 3 | 8.5 | 28
1 Reference Case | 2021 | 3 | 8.6 | 16
1 Reference Case | 2021 | 3 | 8.7 | 28
1 Reference Case | 2021 | 3 | 8.8 | 26
1 Reference Case | 2021 | 3 | 8.9 | 25
1 Reference Case | 2021 | 3 | 9 | 26
1 Reference Case | 2021 | 3 | 9.1 | 28
1 Reference Case | 2021 | 3 | 9.2 | 28
1 Reference Case | 2021 | 3 | 9.3 | 41
1 Reference Case | 2021 | 3 | 9.4 | 38
1 Reference Case | 2021 | 3 | 9.5 | 35
1 Reference Case | 2021 | 3 | 9.6 | 19
1 Reference Case | 2021 | 3 | 9.7 | 26
1 Reference Case | 2021 | 3 | 9.8 | 26
1 Reference Case | 2021 | 3 | 9.9 | 36
1 Reference Case | 2021 | 3 | 10 | 32
1 Reference Case | 2021 | 3 | 10.1 | 28
1 Reference Case | 2021 | 3 | 10.2 | 33
1 Reference Case | 2021 | 3 | 10.3 | 26
1 Reference Case | 2021 | 3 | 10.4 | 29
1 Reference Case | 2021 | 3 | 10.5 | 27
1 Reference Case | 2021 | 3 | 10.6 | 34
1 Reference Case | 2021 | 3 | 10.7 | 20
1 Reference Case | 2021 | 3 | 10.8 | 31
1 Reference Case | 2021 | 3 | 10.9 | 37
1 Reference Case | 2021 | 3 | 11 | 34
1 Reference Case | 2021 | 3 | 11.1 | 26
1 Reference Case | 2021 | 3 | 11.2 | 27
1 Reference Case | 2021 | 3 | 11.3 | 32
1 Reference Case | 2021 | 3 | 11.4 | 21
1 Reference Case | 2021 | 3 | 11.5 | 22
1 Reference Case | 2021 | 3 | 11.6 | 29
1 Reference Case | 2021 | 3 | 11.7 | 25
1 Reference Case | 2021 | 3 | 11.8 | 26
1 Reference Case | 2021 | 3 | 11.9 | 30
1 Reference Case | 2021 | 3 | 12 | 32
1 Reference Case | 2021 | 3 | 12.1 | 28
1 Reference Case | 2021 | 3 | 12.2 | 35
1 Reference Case | 2021 | 3 | 12.3 | 36
1 Reference Case | 2021 | 3 | 12.4 | 22
1 Reference Case | 2021 | 3 | 12.5 | 27
1 Reference Case | 2021 | 3 | 12.6 | 21
1 Reference Case | 2021 | 3 | 12.7 | 26
1 Reference Case | 2021 | 3 | 12.8 | 41
1 Reference Case | 2021 | 3 | 12.9 | 28
1 Reference Case | 2021 | 3 | 13 | 21
1 Reference Case | 2021 | 3 | 13.1 | 32
1 Reference Case | 2021 | 3 | 13.2 | 31
1 Reference Case | 2021 | 3 | 13.3 | 36
1 Reference Case | 2021 | 3 | 13.4 | 22
1 Reference Case | 2021 | 3 | 13.5 | 28
1 Reference Case | 2021 | 3 | 13.6 | 34
1 Reference Case | 2021 | 3 | 13.7 | 24
1 Reference Case | 2021 | 3 | 13.8 | 32
1 Reference Case | 2021 | 3 | 13.9 | 31
1 Reference Case | 2021 | 3 | 14 | 22
1 Reference Case | 2021 | 3 | 14.1 | 23
1 Reference Case | 2021 | 3 | 14.2 | 25
1 Reference Case | 2021 | 3 | 14.3 | 23
1 Reference Case | 2021 | 3 | 14.4 | 28
1 Reference Case | 2021 | 3 | 14.5 | 17
1 Reference Case | 2021 | 3 | 14.6 | 29
1 Reference Case | 2021 | 3 | 14.7 | 21
1 Reference Case | 2021 | 3 | 14.8 | 31
1 Reference Case | 2021 | 3 | 14.9 | 19
1 Reference Case | 2021 | 3 | 15 | 24
1 Reference Case | 2021 | 3 | 15.1 | 29
1 Reference Case | 2021 | 3 | 15.2 | 22
1 Reference Case | 2021 | 3 | 15.3 | 21
1 Reference Case | 2021 | 3 | 15.4 | 37
1 Reference Case | 2021 | 3 | 15.5 | 26
1 Reference Case | 2021 | 3 | 15.6 | 24
1 Reference Case | 2021 | 3 | 15.7 | 18
1 Reference Case | 2021 | 3 | 15.8 | 20
1 Reference Case | 2021 | 3 | 15.9 | 29
1 Reference Case | 2021 | 3 | 16 | 24
1 Reference Case | 2021 | 3 | 16.1 | 25
1 Reference Case | 2021 | 3 | 16.2 | 22
1 Reference Case | 2021 | 3 | 16.3 | 22
1 Reference Case | 2021 | 3 | 16.4 | 22
1 Reference Case | 2021 | 3 | 16.5 | 20
1 Reference Case | 2021 | 3 | 16.6 | 29
1 Reference Case | 2021 | 3 | 16.7 | 19
1 Reference Case | 2021 | 3 | 16.8 | 26
1 Reference Case | 2021 | 3 | 16.9 | 17
1 Reference Case | 2021 | 3 | 17 | 27
1 Reference Case | 2021 | 3 | 17.1 | 28
1 Reference Case | 2021 | 3 | 17.2 | 22
1 Reference Case | 2021 | 3 | 17.3 | 18
1 Reference Case | 2021 | 3 | 17.4 | 23
1 Reference Case | 2021 | 3 | 17.5 | 20
1 Reference Case | 2021 | 3 | 17.6 | 23
1 Reference Case | 2021 | 3 | 17.7 | 21
1 Reference Case | 2021 | 3 | 17.8 | 14
1 Reference Case | 2021 | 3 | 17.9 | 23
1 Reference Case | 2021 | 3 | 18 | 10
1 Reference Case | 2021 | 3 | 18.1 | 18
1 Reference Case | 2021 | 3 | 18.2 | 15
1 Reference Case | 2021 | 3 | 18.3 | 17
1 Reference Case | 2021 | 3 | 18.4 | 23
1 Reference Case | 2021 | 3 | 18.5 | 25
1 Reference Case | 2021 | 3 | 18.6 | 18
1 Reference Case | 2021 | 3 | 18.7 | 25
1 Reference Case | 2021 | 3 | 18.8 | 16
1 Reference Case | 2021 | 3 | 18.9 | 19
1 Reference Case | 2021 | 3 | 19 | 17
1 Reference Case | 2021 | 3 | 19.1 | 21
1 Reference Case | 2021 | 3 | 19.2 | 21
1 Reference Case | 2021 | 3 | 19.3 | 23
1 Reference Case | 2021 | 3 | 19.4 | 13
1 Reference Case | 2021 | 3 | 19.5 | 19
1 Reference Case | 2021 | 3 | 19.6 | 26
1 Reference Case | 2021 | 3 | 19.7 | 27
1 Reference Case | 2021 | 3 | 19.8 | 19
1 Reference Case | 2021 | 3 | 19.9 | 19
1 Reference Case | 2021 | 3 | 20 | 21
1 Reference Case | 2021 | 3 | 20.1 | 16
1 Reference Case | 2021 | 3 | 20.2 | 11
1 Reference Case | 2021 | 3 | 20.3 | 19
1 Reference Case | 2021 | 3 | 20.4 | 19
1 Reference Case | 2021 | 3 | 20.5 | 10
1 Reference Case | 2021 | 3 | 20.6 | 15
1 Reference Case | 2021 | 3 | 20.7 | 20
1 Reference Case | 2021 | 3 | 20.8 | 20
1 Reference Case | 2021 | 3 | 20.9 | 11
1 Reference Case | 2021 | 3 | 21 | 19
1 Reference Case | 2021 | 3 | 21.1 | 17
1 Reference Case | 2021 | 3 | 21.2 | 13
1 Reference Case | 2021 | 3 | 21.3 | 18
1 Reference Case | 2021 | 3 | 21.4 | 12
1 Reference Case | 2021 | 3 | 21.5 | 22
1 Reference Case | 2021 | 3 | 21.6 | 19
1 Reference Case | 2021 | 3 | 21.7 | 20
1 Reference Case | 2021 | 3 | 21.8 | 9
1 Reference Case | 2021 | 3 | 21.9 | 10
1 Reference Case | 2021 | 3 | 22 | 16
1 Reference Case | 2021 | 3 | 22.1 | 21
1 Reference Case | 2021 | 3 | 22.2 | 13
1 Reference Case | 2021 | 3 | 22.3 | 11
1 Reference Case | 2021 | 3 | 22.4 | 14
1 Reference Case | 2021 | 3 | 22.5 | 10
1 Reference Case | 2021 | 3 | 22.6 | 11
1 Reference Case | 2021 | 3 | 22.7 | 12
1 Reference Case | 2021 | 3 | 22.8 | 7
1 Reference Case | 2021 | 3 | 22.9 | 12
1 Reference Case | 2021 | 3 | 23 | 10
1 Reference Case | 2021 | 3 | 23.1 | 13
1 Reference Case | 2021 | 3 | 23.2 | 15
1 Reference Case | 2021 | 3 | 23.3 | 16
1 Reference Case | 2021 | 3 | 23.4 | 11
1 Reference Case | 2021 | 3 | 23.5 | 22
1 Reference Case | 2021 | 3 | 23.6 | 4
1 Reference Case | 2021 | 3 | 23.7 | 9
1 Reference Case | 2021 | 3 | 23.8 | 14
1 Reference Case | 2021 | 3 | 23.9 | 12
1 Reference Case | 2021 | 3 | 24 | 10
1 Reference Case | 2021 | 3 | 24.1 | 9
1 Reference Case | 2021 | 3 | 24.2 | 12
1 Reference Case | 2021 | 3 | 24.3 | 10
1 Reference Case | 2021 | 3 | 24.4 | 16
1 Reference Case | 2021 | 3 | 24.5 | 14
1 Reference Case | 2021 | 3 | 24.6 | 14
1 Reference Case | 2021 | 3 | 24.7 | 10
1 Reference Case | 2021 | 3 | 24.8 | 16
1 Reference Case | 2021 | 3 | 24.9 | 8
1 Reference Case | 2021 | 3 | 25 | 12
1 Reference Case | 2021 | 3 | 25.1 | 9
1 Reference Case | 2021 | 3 | 25.2 | 12
1 Reference Case | 2021 | 3 | 25.3 | 15
1 Reference Case | 2021 | 3 | 25.4 | 16
1 Reference Case | 2021 | 3 | 25.5 | 9
1 Reference Case | 2021 | 3 | 25.6 | 10
1 Reference Case | 2021 | 3 | 25.7 | 10
1 Reference Case | 2021 | 3 | 25.8 | 8
1 Reference Case | 2021 | 3 | 25.9 | 14
1 Reference Case | 2021 | 3 | 26 | 8
1 Reference Case | 2021 | 3 | 26.1 | 7
1 Reference Case | 2021 | 3 | 26.2 | 14
1 Reference Case | 2021 | 3 | 26.3 | 18
1 Reference Case | 2021 | 3 | 26.4 | 12
1 Reference Case | 2021 | 3 | 26.5 | 7
1 Reference Case | 2021 | 3 | 26.6 | 10
1 Reference Case | 2021 | 3 | 26.7 | 11
1 Reference Case | 2021 | 3 | 26.8 | 7
1 Reference Case | 2021 | 3 | 26.9 | 10
1 Reference Case | 2021 | 3 | 27 | 12
1 Reference Case | 2021 | 3 | 27.1 | 9
1 Reference Case | 2021 | 3 | 27.2 | 6
1 Reference Case | 2021 | 3 | 27.3 | 6
1 Reference Case | 2021 | 3 | 27.4 | 8
1 Reference Case | 2021 | 3 | 27.5 | 9
1 Reference Case | 2021 | 3 | 27.6 | 5
1 Reference Case | 2021 | 3 | 27.7 | 11
1 Reference Case | 2021 | 3 | 27.8 | 14
1 Reference Case | 2021 | 3 | 27.9 | 7
1 Reference Case | 2021 | 3 | 28 | 10
1 Reference Case | 2021 | 3 | 28.1 | 5
1 Reference Case | 2021 | 3 | 28.2 | 10
1 Reference Case | 2021 | 3 | 28.3 | 4
1 Reference Case | 2021 | 3 | 28.4 | 10
1 Reference Case | 2021 | 3 | 28.5 | 8
1 Reference Case | 2021 | 3 | 28.6 | 17
1 Reference Case | 2021 | 3 | 28.7 | 7
1 Reference Case | 2021 | 3 | 28.8 | 9
1 Reference Case | 2021 | 3 | 28.9 | 9
1 Reference Case | 2021 | 3 | 29 | 4
1 Reference Case | 2021 | 3 | 29.1 | 10
1 Reference Case | 2021 | 3 | 29.2 | 6
1 Reference Case | 2021 | 3 | 29.3 | 11
1 Reference Case | 2021 | 3 | 29.4 | 5
1 Reference Case | 2021 | 3 | 29.5 | 9
1 Reference Case | 2021 | 3 | 29.6 | 10
1 Reference Case | 2021 | 3 | 29.7 | 6
1 Reference Case | 2021 | 3 | 29.8 | 11
1 Reference Case | 2021 | 3 | 29.9 | 6
1 Reference Case | 2021 | 3 | 30 | 2
1 Reference Case | 2021 | 3 | 30.1 | 7
1 Reference Case | 2021 | 3 | 30.2 | 6
1 Reference Case | 2021 | 3 | 30.3 | 8
1 Reference Case | 2021 | 3 | 30.4 | 8
1 Reference Case | 2021 | 3 | 30.5 | 6
1 Reference Case | 2021 | 3 | 30.6 | 8
1 Reference Case | 2021 | 3 | 30.7 | 4
1 Reference Case | 2021 | 3 | 30.8 | 5
1 Reference Case | 2021 | 3 | 30.9 | 4
1 Reference Case | 2021 | 3 | 31 | 7
1 Reference Case | 2021 | 3 | 31.1 | 6
1 Reference Case | 2021 | 3 | 31.2 | 4
1 Reference Case | 2021 | 3 | 31.3 | 8
1 Reference Case | 2021 | 3 | 31.4 | 7
1 Reference Case | 2021 | 3 | 31.5 | 4
1 Reference Case | 2021 | 3 | 31.6 | 6
1 Reference Case | 2021 | 3 | 31.7 | 5
1 Reference Case | 2021 | 3 | 31.8 | 5
1 Reference Case | 2021 | 3 | 31.9 | 4
1 Reference Case | 2021 | 3 | 32 | 3
1 Reference Case | 2021 | 3 | 32.1 | 6
1 Reference Case | 2021 | 3 | 32.2 | 2
1 Reference Case | 2021 | 3 | 32.3 | 7
1 Reference Case | 2021 | 3 | 32.4 | 6
1 Reference Case | 2021 | 3 | 32.5 | 6
1 Reference Case | 2021 | 3 | 32.6 | 9
1 Reference Case | 2021 | 3 | 32.7 | 5
1 Reference Case | 2021 | 3 | 32.8 | 3
1 Reference Case | 2021 | 3 | 32.9 | 5
1 Reference Case | 2021 | 3 | 33 | 6
1 Reference Case | 2021 | 3 | 33.1 | 5
1 Reference Case | 2021 | 3 | 33.2 | 3
1 Reference Case | 2021 | 3 | 33.3 | 6
1 Reference Case | 2021 | 3 | 33.4 | 11
1 Reference Case | 2021 | 3 | 33.5 | 5
1 Reference Case | 2021 | 3 | 33.6 | 4
1 Reference Case | 2021 | 3 | 33.7 | 4
1 Reference Case | 2021 | 3 | 33.8 | 5
1 Reference Case | 2021 | 3 | 33.9 | 6
1 Reference Case | 2021 | 3 | 34 | 5
1 Reference Case | 2021 | 3 | 34.1 | 4
1 Reference Case | 2021 | 3 | 34.2 | 5
1 Reference Case | 2021 | 3 | 34.4 | 3
1 Reference Case | 2021 | 3 | 34.5 | 4
1 Reference Case | 2021 | 3 | 34.6 | 3
1 Reference Case | 2021 | 3 | 34.7 | 4
1 Reference Case | 2021 | 3 | 34.8 | 3
1 Reference Case | 2021 | 3 | 34.9 | 3
1 Reference Case | 2021 | 3 | 35 | 8
1 Reference Case | 2021 | 3 | 35.1 | 3
1 Reference Case | 2021 | 3 | 35.2 | 6
1 Reference Case | 2021 | 3 | 35.3 | 3
1 Reference Case | 2021 | 3 | 35.4 | 4
1 Reference Case | 2021 | 3 | 35.5 | 3
1 Reference Case | 2021 | 3 | 35.6 | 4
1 Reference Case | 2021 | 3 | 35.7 | 3
1 Reference Case | 2021 | 3 | 35.8 | 7
1 Reference Case | 2021 | 3 | 35.9 | 7
1 Reference Case | 2021 | 3 | 36 | 4
1 Reference Case | 2021 | 3 | 36.1 | 2
1 Reference Case | 2021 | 3 | 36.2 | 5
1 Reference Case | 2021 | 3 | 36.3 | 5
1 Reference Case | 2021 | 3 | 36.4 | 5
1 Reference Case | 2021 | 3 | 36.5 | 7
1 Reference Case | 2021 | 3 | 36.6 | 2
1 Reference Case | 2021 | 3 | 36.7 | 5
1 Reference Case | 2021 | 3 | 36.8 | 4
1 Reference Case | 2021 | 3 | 36.9 | 2
1 Reference Case | 2021 | 3 | 37 | 2
1 Reference Case | 2021 | 3 | 37.1 | 3
1 Reference Case | 2021 | 3 | 37.2 | 1
1 Reference Case | 2021 | 3 | 37.3 | 4
1 Reference Case | 2021 | 3 | 37.4 | 3
1 Reference Case | 2021 | 3 | 37.5 | 7
1 Reference Case | 2021 | 3 | 37.8 | 2
1 Reference Case | 2021 | 3 | 38 | 2
1 Reference Case | 2021 | 3 | 38.1 | 2
1 Reference Case | 2021 | 3 | 38.2 | 4
1 Reference Case | 2021 | 3 | 38.3 | 2
1 Reference Case | 2021 | 3 | 38.4 | 3
1 Reference Case | 2021 | 3 | 38.5 | 5
1 Reference Case | 2021 | 3 | 38.6 | 3
1 Reference Case | 2021 | 3 | 38.7 | 4
1 Reference Case | 2021 | 3 | 38.8 | 9
1 Reference Case | 2021 | 3 | 38.9 | 4
1 Reference Case | 2021 | 3 | 39 | 6
1 Reference Case | 2021 | 3 | 39.2 | 2
1 Reference Case | 2021 | 3 | 39.3 | 2
1 Reference Case | 2021 | 3 | 39.4 | 1
1 Reference Case | 2021 | 3 | 39.5 | 1
1 Reference Case | 2021 | 3 | 39.6 | 2
1 Reference Case | 2021 | 3 | 39.7 | 1
1 Reference Case | 2021 | 3 | 39.8 | 3
1 Reference Case | 2021 | 3 | 39.9 | 3
1 Reference Case | 2021 | 3 | 40 | 1
1 Reference Case | 2021 | 3 | 40.1 | 1
1 Reference Case | 2021 | 3 | 40.2 | 1
1 Reference Case | 2021 | 3 | 40.3 | 3
1 Reference Case | 2021 | 3 | 40.5 | 2
1 Reference Case | 2021 | 3 | 40.6 | 3
1 Reference Case | 2021 | 3 | 40.7 | 1
1 Reference Case | 2021 | 3 | 40.8 | 3
1 Reference Case | 2021 | 3 | 40.9 | 3
1 Reference Case | 2021 | 3 | 41.1 | 1
1 Reference Case | 2021 | 3 | 41.2 | 2
1 Reference Case | 2021 | 3 | 41.3 | 5
1 Reference Case | 2021 | 3 | 41.4 | 4
1 Reference Case | 2021 | 3 | 41.6 | 3
1 Reference Case | 2021 | 3 | 41.7 | 1
1 Reference Case | 2021 | 3 | 41.8 | 1
1 Reference Case | 2021 | 3 | 41.9 | 1
1 Reference Case | 2021 | 3 | 42 | 3
1 Reference Case | 2021 | 3 | 42.1 | 1
1 Reference Case | 2021 | 3 | 42.2 | 2
1 Reference Case | 2021 | 3 | 42.3 | 1
1 Reference Case | 2021 | 3 | 42.4 | 1
1 Reference Case | 2021 | 3 | 42.5 | 4
1 Reference Case | 2021 | 3 | 42.6 | 2
1 Reference Case | 2021 | 3 | 42.7 | 1
1 Reference Case | 2021 | 3 | 42.9 | 1
1 Reference Case | 2021 | 3 | 43 | 1
1 Reference Case | 2021 | 3 | 43.2 | 2
1 Reference Case | 2021 | 3 | 43.3 | 3
1 Reference Case | 2021 | 3 | 43.4 | 2
1 Reference Case | 2021 | 3 | 43.5 | 1
1 Reference Case | 2021 | 3 | 43.7 | 1
1 Reference Case | 2021 | 3 | 43.9 | 1
1 Reference Case | 2021 | 3 | 44 | 1
1 Reference Case | 2021 | 3 | 44.1 | 1
1 Reference Case | 2021 | 3 | 44.2 | 2
1 Reference Case | 2021 | 3 | 44.5 | 1
1 Reference Case | 2021 | 3 | 44.6 | 2
1 Reference Case | 2021 | 3 | 44.7 | 3
1 Reference Case | 2021 | 3 | 44.9 | 1
1 Reference Case | 2021 | 3 | 45 | 2
1 Reference Case | 2021 | 3 | 45.1 | 1
1 Reference Case | 2021 | 3 | 45.3 | 2
1 Reference Case | 2021 | 3 | 45.5 | 1
1 Reference Case | 2021 | 3 | 45.6 | 2
1 Reference Case | 2021 | 3 | 45.7 | 1
1 Reference Case | 2021 | 3 | 46 | 1
1 Reference Case | 2021 | 3 | 46.1 | 3
1 Reference Case | 2021 | 3 | 46.2 | 2
1 Reference Case | 2021 | 3 | 46.3 | 2
1 Reference Case | 2021 | 3 | 46.5 | 2
1 Reference Case | 2021 | 3 | 46.6 | 1
1 Reference Case | 2021 | 3 | 46.8 | 2
1 Reference Case | 2021 | 3 | 46.9 | 1
1 Reference Case | 2021 | 3 | 47 | 2
1 Reference Case | 2021 | 3 | 47.1 | 2
1 Reference Case | 2021 | 3 | 47.2 | 1
1 Reference Case | 2021 | 3 | 47.3 | 1
1 Reference Case | 2021 | 3 | 47.5 | 1
1 Reference Case | 2021 | 3 | 47.6 | 1
1 Reference Case | 2021 | 3 | 47.8 | 2
1 Reference Case | 2021 | 3 | 48 | 1
1 Reference Case | 2021 | 3 | 48.3 | 1
1 Reference Case | 2021 | 3 | 48.4 | 1
1 Reference Case | 2021 | 3 | 48.5 | 3
1 Reference Case | 2021 | 3 | 48.6 | 1
1 Reference Case | 2021 | 3 | 49 | 1
1 Reference Case | 2021 | 3 | 49.1 | 2
1 Reference Case | 2021 | 3 | 49.3 | 2
1 Reference Case | 2021 | 3 | 49.4 | 1
1 Reference Case | 2021 | 3 | 49.5 | 1
1 Reference Case | 2021 | 3 | 49.8 | 2
1 Reference Case | 2021 | 3 | 50.1 | 1
1 Reference Case | 2021 | 3 | 50.2 | 2
1 Reference Case | 2021 | 3 | 50.5 | 2
1 Reference Case | 2021 | 3 | 50.7 | 1
1 Reference Case | 2021 | 3 | 50.8 | 1
1 Reference Case | 2021 | 3 | 50.9 | 2
1 Reference Case | 2021 | 3 | 51.2 | 1
1 Reference Case | 2021 | 3 | 51.6 | 1
1 Reference Case | 2021 | 3 | 52.3 | 2
1 Reference Case | 2021 | 3 | 52.4 | 1
1 Reference Case | 2021 | 3 | 52.5 | 2
1 Reference Case | 2021 | 3 | 52.6 | 1
1 Reference Case | 2021 | 3 | 53 | 2
1 Reference Case | 2021 | 3 | 53.1 | 2
1 Reference Case | 2021 | 3 | 53.2 | 1
1 Reference Case | 2021 | 3 | 53.4 | 1
1 Reference Case | 2021 | 3 | 53.5 | 1
1 Reference Case | 2021 | 3 | 53.6 | 2
1 Reference Case | 2021 | 3 | 53.7 | 1
1 Reference Case | 2021 | 3 | 53.9 | 1
1 Reference Case | 2021 | 3 | 54.2 | 1
1 Reference Case | 2021 | 3 | 54.3 | 1
1 Reference Case | 2021 | 3 | 54.4 | 1
1 Reference Case | 2021 | 3 | 54.7 | 2
1 Reference Case | 2021 | 3 | 54.8 | 1
1 Reference Case | 2021 | 3 | 54.9 | 2
1 Reference Case | 2021 | 3 | 55.1 | 1
1 Reference Case | 2021 | 3 | 55.5 | 1
1 Reference Case | 2021 | 3 | 55.6 | 1
1 Reference Case | 2021 | 3 | 55.7 | 1
1 Reference Case | 2021 | 3 | 55.8 | 3
1 Reference Case | 2021 | 3 | 56.2 | 1
1 Reference Case | 2021 | 3 | 56.4 | 1
1 Reference Case | 2021 | 3 | 56.6 | 1
1 Reference Case | 2021 | 3 | 56.9 | 1
1 Reference Case | 2021 | 3 | 57.5 | 1
1 Reference Case | 2021 | 3 | 57.7 | 1
1 Reference Case | 2021 | 3 | 58.5 | 2
1 Reference Case | 2021 | 3 | 59.7 | 1
1 Reference Case | 2021 | 3 | 60.3 | 1
1 Reference Case | 2021 | 3 | 61.2 | 1
1 Reference Case | 2021 | 3 | 65.7 | 1
1 Reference Case | 2021 | 3 | 66.5 | 1
1 Reference Case | 2021 | 3 | 77.8 | 1
1 Reference Case | 2021 | 3 | 82.8 | 1
1 Reference Case | 2021 | 3 | 123 | 1
1 Reference Case | 2021 | 4 | -225.5 | 1
1 Reference Case | 2021 | 4 | -66.9 | 1
1 Reference Case | 2021 | 4 | -65.1 | 1
1 Reference Case | 2021 | 4 | -64.9 | 1
1 Reference Case | 2021 | 4 | -62.2 | 1
1 Reference Case | 2021 | 4 | -62 | 1
1 Reference Case | 2021 | 4 | -60.5 | 1
1 Reference Case | 2021 | 4 | -58.9 | 1
1 Reference Case | 2021 | 4 | -55 | 1
1 Reference Case | 2021 | 4 | -54.8 | 2
1 Reference Case | 2021 | 4 | -53.9 | 1
1 Reference Case | 2021 | 4 | -53.3 | 1
1 Reference Case | 2021 | 4 | -52 | 1
1 Reference Case | 2021 | 4 | -51.5 | 1
1 Reference Case | 2021 | 4 | -51.4 | 1
1 Reference Case | 2021 | 4 | -51 | 1
1 Reference Case | 2021 | 4 | -50.1 | 1
1 Reference Case | 2021 | 4 | -50 | 1
1 Reference Case | 2021 | 4 | -49.9 | 1
1 Reference Case | 2021 | 4 | -49.5 | 1
1 Reference Case | 2021 | 4 | -49.2 | 1
1 Reference Case | 2021 | 4 | -48.8 | 1
1 Reference Case | 2021 | 4 | -48.7 | 1
1 Reference Case | 2021 | 4 | -48.2 | 2
1 Reference Case | 2021 | 4 | -47.2 | 1
1 Reference Case | 2021 | 4 | -47.1 | 1
1 Reference Case | 2021 | 4 | -46.9 | 1
1 Reference Case | 2021 | 4 | -46.8 | 1
1 Reference Case | 2021 | 4 | -46.7 | 1
1 Reference Case | 2021 | 4 | -46.6 | 1
1 Reference Case | 2021 | 4 | -46.5 | 1
1 Reference Case | 2021 | 4 | -46.2 | 1
1 Reference Case | 2021 | 4 | -45.8 | 1
1 Reference Case | 2021 | 4 | -45.7 | 1
1 Reference Case | 2021 | 4 | -45 | 1
1 Reference Case | 2021 | 4 | -44.8 | 1
1 Reference Case | 2021 | 4 | -44.7 | 1
1 Reference Case | 2021 | 4 | -44.2 | 2
1 Reference Case | 2021 | 4 | -43.8 | 2
1 Reference Case | 2021 | 4 | -43.5 | 2
1 Reference Case | 2021 | 4 | -43 | 1
1 Reference Case | 2021 | 4 | -42.8 | 1
1 Reference Case | 2021 | 4 | -42.7 | 1
1 Reference Case | 2021 | 4 | -42.5 | 1
1 Reference Case | 2021 | 4 | -42.4 | 1
1 Reference Case | 2021 | 4 | -42.2 | 1
1 Reference Case | 2021 | 4 | -42 | 1
1 Reference Case | 2021 | 4 | -41.6 | 3
1 Reference Case | 2021 | 4 | -41.4 | 1
1 Reference Case | 2021 | 4 | -41.3 | 1
1 Reference Case | 2021 | 4 | -41.2 | 1
1 Reference Case | 2021 | 4 | -41 | 3
1 Reference Case | 2021 | 4 | -40.8 | 1
1 Reference Case | 2021 | 4 | -40.5 | 1
1 Reference Case | 2021 | 4 | -40.4 | 1
1 Reference Case | 2021 | 4 | -40.1 | 1
1 Reference Case | 2021 | 4 | -40 | 2
1 Reference Case | 2021 | 4 | -39.8 | 3
1 Reference Case | 2021 | 4 | -39.5 | 2
1 Reference Case | 2021 | 4 | -39.4 | 1
1 Reference Case | 2021 | 4 | -39.2 | 2
1 Reference Case | 2021 | 4 | -39.1 | 3
1 Reference Case | 2021 | 4 | -39 | 3
1 Reference Case | 2021 | 4 | -38.9 | 2
1 Reference Case | 2021 | 4 | -38.8 | 2
1 Reference Case | 2021 | 4 | -38.7 | 3
1 Reference Case | 2021 | 4 | -38.6 | 1
1 Reference Case | 2021 | 4 | -38.5 | 2
1 Reference Case | 2021 | 4 | -38.3 | 1
1 Reference Case | 2021 | 4 | -38.2 | 1
1 Reference Case | 2021 | 4 | -37.9 | 1
1 Reference Case | 2021 | 4 | -37.8 | 2
1 Reference Case | 2021 | 4 | -37.7 | 4
1 Reference Case | 2021 | 4 | -37.6 | 2
1 Reference Case | 2021 | 4 | -37.5 | 1
1 Reference Case | 2021 | 4 | -37.4 | 2
1 Reference Case | 2021 | 4 | -37.2 | 2
1 Reference Case | 2021 | 4 | -37.1 | 2
1 Reference Case | 2021 | 4 | -37 | 1
1 Reference Case | 2021 | 4 | -36.9 | 2
1 Reference Case | 2021 | 4 | -36.7 | 1
1 Reference Case | 2021 | 4 | -36.6 | 1
1 Reference Case | 2021 | 4 | -36.3 | 1
1 Reference Case | 2021 | 4 | -36 | 1
1 Reference Case | 2021 | 4 | -35.9 | 1
1 Reference Case | 2021 | 4 | -35.6 | 3
1 Reference Case | 2021 | 4 | -35.4 | 2
1 Reference Case | 2021 | 4 | -35.3 | 1
1 Reference Case | 2021 | 4 | -35.2 | 3
1 Reference Case | 2021 | 4 | -35.1 | 1
1 Reference Case | 2021 | 4 | -35 | 2
1 Reference Case | 2021 | 4 | -34.9 | 3
1 Reference Case | 2021 | 4 | -34.8 | 4
1 Reference Case | 2021 | 4 | -34.7 | 1
1 Reference Case | 2021 | 4 | -34.5 | 1
1 Reference Case | 2021 | 4 | -34.3 | 4
1 Reference Case | 2021 | 4 | -34.2 | 3
1 Reference Case | 2021 | 4 | -34.1 | 3
1 Reference Case | 2021 | 4 | -34 | 3
1 Reference Case | 2021 | 4 | -33.9 | 2
1 Reference Case | 2021 | 4 | -33.8 | 3
1 Reference Case | 2021 | 4 | -33.7 | 1
1 Reference Case | 2021 | 4 | -33.6 | 1
1 Reference Case | 2021 | 4 | -33.5 | 1
1 Reference Case | 2021 | 4 | -33.4 | 3
1 Reference Case | 2021 | 4 | -33.3 | 1
1 Reference Case | 2021 | 4 | -33.2 | 2
1 Reference Case | 2021 | 4 | -33.1 | 1
1 Reference Case | 2021 | 4 | -33 | 5
1 Reference Case | 2021 | 4 | -32.9 | 1
1 Reference Case | 2021 | 4 | -32.8 | 3
1 Reference Case | 2021 | 4 | -32.7 | 5
1 Reference Case | 2021 | 4 | -32.6 | 1
1 Reference Case | 2021 | 4 | -32.4 | 6
1 Reference Case | 2021 | 4 | -32.3 | 3
1 Reference Case | 2021 | 4 | -32.2 | 2
1 Reference Case | 2021 | 4 | -32.1 | 1
1 Reference Case | 2021 | 4 | -32 | 1
1 Reference Case | 2021 | 4 | -31.9 | 4
1 Reference Case | 2021 | 4 | -31.8 | 2
1 Reference Case | 2021 | 4 | -31.6 | 3
1 Reference Case | 2021 | 4 | -31.5 | 2
1 Reference Case | 2021 | 4 | -31.4 | 2
1 Reference Case | 2021 | 4 | -31.3 | 4
1 Reference Case | 2021 | 4 | -31.2 | 3
1 Reference Case | 2021 | 4 | -31.1 | 3
1 Reference Case | 2021 | 4 | -31 | 1
1 Reference Case | 2021 | 4 | -30.9 | 2
1 Reference Case | 2021 | 4 | -30.8 | 3
1 Reference Case | 2021 | 4 | -30.7 | 5
1 Reference Case | 2021 | 4 | -30.6 | 2
1 Reference Case | 2021 | 4 | -30.5 | 1
1 Reference Case | 2021 | 4 | -30.4 | 2
1 Reference Case | 2021 | 4 | -30.3 | 2
1 Reference Case | 2021 | 4 | -30.2 | 1
1 Reference Case | 2021 | 4 | -30.1 | 5
1 Reference Case | 2021 | 4 | -30 | 6
1 Reference Case | 2021 | 4 | -29.9 | 5
1 Reference Case | 2021 | 4 | -29.8 | 2
1 Reference Case | 2021 | 4 | -29.7 | 5
1 Reference Case | 2021 | 4 | -29.6 | 3
1 Reference Case | 2021 | 4 | -29.5 | 4
1 Reference Case | 2021 | 4 | -29.4 | 3
1 Reference Case | 2021 | 4 | -29.3 | 3
1 Reference Case | 2021 | 4 | -29.2 | 3
1 Reference Case | 2021 | 4 | -29.1 | 2
1 Reference Case | 2021 | 4 | -29 | 8
1 Reference Case | 2021 | 4 | -28.9 | 4
1 Reference Case | 2021 | 4 | -28.8 | 4
1 Reference Case | 2021 | 4 | -28.7 | 5
1 Reference Case | 2021 | 4 | -28.6 | 4
1 Reference Case | 2021 | 4 | -28.5 | 7
1 Reference Case | 2021 | 4 | -28.4 | 2
1 Reference Case | 2021 | 4 | -28.3 | 6
1 Reference Case | 2021 | 4 | -28.2 | 6
1 Reference Case | 2021 | 4 | -28.1 | 4
1 Reference Case | 2021 | 4 | -28 | 1
1 Reference Case | 2021 | 4 | -27.9 | 3
1 Reference Case | 2021 | 4 | -27.8 | 6
1 Reference Case | 2021 | 4 | -27.7 | 5
1 Reference Case | 2021 | 4 | -27.6 | 3
1 Reference Case | 2021 | 4 | -27.5 | 7
1 Reference Case | 2021 | 4 | -27.4 | 3
1 Reference Case | 2021 | 4 | -27.3 | 2
1 Reference Case | 2021 | 4 | -27.2 | 4
1 Reference Case | 2021 | 4 | -27.1 | 5
1 Reference Case | 2021 | 4 | -27 | 2
1 Reference Case | 2021 | 4 | -26.9 | 4
1 Reference Case | 2021 | 4 | -26.8 | 1
1 Reference Case | 2021 | 4 | -26.7 | 7
1 Reference Case | 2021 | 4 | -26.6 | 2
1 Reference Case | 2021 | 4 | -26.5 | 3
1 Reference Case | 2021 | 4 | -26.4 | 6
1 Reference Case | 2021 | 4 | -26.3 | 5
1 Reference Case | 2021 | 4 | -26.2 | 10
1 Reference Case | 2021 | 4 | -26.1 | 6
1 Reference Case | 2021 | 4 | -26 | 5
1 Reference Case | 2021 | 4 | -25.9 | 6
1 Reference Case | 2021 | 4 | -25.8 | 2
1 Reference Case | 2021 | 4 | -25.7 | 5
1 Reference Case | 2021 | 4 | -25.6 | 8
1 Reference Case | 2021 | 4 | -25.5 | 8
1 Reference Case | 2021 | 4 | -25.4 | 5
1 Reference Case | 2021 | 4 | -25.3 | 3
1 Reference Case | 2021 | 4 | -25.2 | 7
1 Reference Case | 2021 | 4 | -25.1 | 5
1 Reference Case | 2021 | 4 | -25 | 6
1 Reference Case | 2021 | 4 | -24.9 | 1
1 Reference Case | 2021 | 4 | -24.8 | 5
1 Reference Case | 2021 | 4 | -24.7 | 3
1 Reference Case | 2021 | 4 | -24.6 | 6
1 Reference Case | 2021 | 4 | -24.5 | 5
1 Reference Case | 2021 | 4 | -24.4 | 7
1 Reference Case | 2021 | 4 | -24.3 | 7
1 Reference Case | 2021 | 4 | -24.2 | 11
1 Reference Case | 2021 | 4 | -24.1 | 9
1 Reference Case | 2021 | 4 | -24 | 7
1 Reference Case | 2021 | 4 | -23.9 | 12
1 Reference Case | 2021 | 4 | -23.8 | 8
1 Reference Case | 2021 | 4 | -23.7 | 5
1 Reference Case | 2021 | 4 | -23.6 | 2
1 Reference Case | 2021 | 4 | -23.5 | 3
1 Reference Case | 2021 | 4 | -23.4 | 11
1 Reference Case | 2021 | 4 | -23.3 | 7
1 Reference Case | 2021 | 4 | -23.2 | 5
1 Reference Case | 2021 | 4 | -23.1 | 12
1 Reference Case | 2021 | 4 | -23 | 5
1 Reference Case | 2021 | 4 | -22.9 | 8
1 Reference Case | 2021 | 4 | -22.8 | 7
1 Reference Case | 2021 | 4 | -22.7 | 7
1 Reference Case | 2021 | 4 | -22.6 | 12
1 Reference Case | 2021 | 4 | -22.5 | 14
1 Reference Case | 2021 | 4 | -22.4 | 12
1 Reference Case | 2021 | 4 | -22.3 | 5
1 Reference Case | 2021 | 4 | -22.2 | 13
1 Reference Case | 2021 | 4 | -22.1 | 9
1 Reference Case | 2021 | 4 | -22 | 10
1 Reference Case | 2021 | 4 | -21.9 | 10
1 Reference Case | 2021 | 4 | -21.8 | 11
1 Reference Case | 2021 | 4 | -21.7 | 10
1 Reference Case | 2021 | 4 | -21.6 | 12
1 Reference Case | 2021 | 4 | -21.5 | 8
1 Reference Case | 2021 | 4 | -21.4 | 8
1 Reference Case | 2021 | 4 | -21.3 | 8
1 Reference Case | 2021 | 4 | -21.2 | 5
1 Reference Case | 2021 | 4 | -21.1 | 7
1 Reference Case | 2021 | 4 | -21 | 8
1 Reference Case | 2021 | 4 | -20.9 | 11
1 Reference Case | 2021 | 4 | -20.8 | 15
1 Reference Case | 2021 | 4 | -20.7 | 10
1 Reference Case | 2021 | 4 | -20.6 | 7
1 Reference Case | 2021 | 4 | -20.5 | 4
1 Reference Case | 2021 | 4 | -20.4 | 8
1 Reference Case | 2021 | 4 | -20.3 | 12
1 Reference Case | 2021 | 4 | -20.2 | 9
1 Reference Case | 2021 | 4 | -20.1 | 1
1 Reference Case | 2021 | 4 | -20 | 9
1 Reference Case | 2021 | 4 | -19.9 | 13
1 Reference Case | 2021 | 4 | -19.8 | 13
1 Reference Case | 2021 | 4 | -19.7 | 4
1 Reference Case | 2021 | 4 | -19.6 | 10
1 Reference Case | 2021 | 4 | -19.5 | 7
1 Reference Case | 2021 | 4 | -19.4 | 11
1 Reference Case | 2021 | 4 | -19.3 | 15
1 Reference Case | 2021 | 4 | -19.2 | 12
1 Reference Case | 2021 | 4 | -19.1 | 5
1 Reference Case | 2021 | 4 | -19 | 7
1 Reference Case | 2021 | 4 | -18.9 | 10
1 Reference Case | 2021 | 4 | -18.8 | 9
1 Reference Case | 2021 | 4 | -18.7 | 8
1 Reference Case | 2021 | 4 | -18.6 | 11
1 Reference Case | 2021 | 4 | -18.5 | 9
1 Reference Case | 2021 | 4 | -18.4 | 7
1 Reference Case | 2021 | 4 | -18.3 | 13
1 Reference Case | 2021 | 4 | -18.2 | 10
1 Reference Case | 2021 | 4 | -18.1 | 5
1 Reference Case | 2021 | 4 | -18 | 6
1 Reference Case | 2021 | 4 | -17.9 | 11
1 Reference Case | 2021 | 4 | -17.8 | 16
1 Reference Case | 2021 | 4 | -17.7 | 12
1 Reference Case | 2021 | 4 | -17.6 | 9
1 Reference Case | 2021 | 4 | -17.5 | 15
1 Reference Case | 2021 | 4 | -17.4 | 10
1 Reference Case | 2021 | 4 | -17.3 | 10
1 Reference Case | 2021 | 4 | -17.2 | 14
1 Reference Case | 2021 | 4 | -17.1 | 20
1 Reference Case | 2021 | 4 | -17 | 14
1 Reference Case | 2021 | 4 | -16.9 | 9
1 Reference Case | 2021 | 4 | -16.8 | 15
1 Reference Case | 2021 | 4 | -16.7 | 13
1 Reference Case | 2021 | 4 | -16.6 | 9
1 Reference Case | 2021 | 4 | -16.5 | 8
1 Reference Case | 2021 | 4 | -16.4 | 11
1 Reference Case | 2021 | 4 | -16.3 | 12
1 Reference Case | 2021 | 4 | -16.2 | 11
1 Reference Case | 2021 | 4 | -16.1 | 11
1 Reference Case | 2021 | 4 | -16 | 11
1 Reference Case | 2021 | 4 | -15.9 | 11
1 Reference Case | 2021 | 4 | -15.8 | 18
1 Reference Case | 2021 | 4 | -15.7 | 13
1 Reference Case | 2021 | 4 | -15.6 | 10
1 Reference Case | 2021 | 4 | -15.5 | 18
1 Reference Case | 2021 | 4 | -15.4 | 13
1 Reference Case | 2021 | 4 | -15.3 | 11
1 Reference Case | 2021 | 4 | -15.2 | 13
1 Reference Case | 2021 | 4 | -15.1 | 15
1 Reference Case | 2021 | 4 | -15 | 10
1 Reference Case | 2021 | 4 | -14.9 | 14
1 Reference Case | 2021 | 4 | -14.8 | 13
1 Reference Case | 2021 | 4 | -14.7 | 21
1 Reference Case | 2021 | 4 | -14.6 | 11
1 Reference Case | 2021 | 4 | -14.5 | 17
1 Reference Case | 2021 | 4 | -14.4 | 12
1 Reference Case | 2021 | 4 | -14.3 | 9
1 Reference Case | 2021 | 4 | -14.2 | 8
1 Reference Case | 2021 | 4 | -14.1 | 4
1 Reference Case | 2021 | 4 | -14 | 15
1 Reference Case | 2021 | 4 | -13.9 | 12
1 Reference Case | 2021 | 4 | -13.8 | 13
1 Reference Case | 2021 | 4 | -13.7 | 12
1 Reference Case | 2021 | 4 | -13.6 | 16
1 Reference Case | 2021 | 4 | -13.5 | 17
1 Reference Case | 2021 | 4 | -13.4 | 17
1 Reference Case | 2021 | 4 | -13.3 | 13
1 Reference Case | 2021 | 4 | -13.2 | 11
1 Reference Case | 2021 | 4 | -13.1 | 14
1 Reference Case | 2021 | 4 | -13 | 12
1 Reference Case | 2021 | 4 | -12.9 | 10
1 Reference Case | 2021 | 4 | -12.8 | 20
1 Reference Case | 2021 | 4 | -12.7 | 14
1 Reference Case | 2021 | 4 | -12.6 | 12
1 Reference Case | 2021 | 4 | -12.5 | 16
1 Reference Case | 2021 | 4 | -12.4 | 20
1 Reference Case | 2021 | 4 | -12.3 | 9
1 Reference Case | 2021 | 4 | -12.2 | 14
1 Reference Case | 2021 | 4 | -12.1 | 9
1 Reference Case | 2021 | 4 | -12 | 13
1 Reference Case | 2021 | 4 | -11.9 | 21
1 Reference Case | 2021 | 4 | -11.8 | 9
1 Reference Case | 2021 | 4 | -11.7 | 10
1 Reference Case | 2021 | 4 | -11.6 | 16
1 Reference Case | 2021 | 4 | -11.5 | 15
1 Reference Case | 2021 | 4 | -11.4 | 14
1 Reference Case | 2021 | 4 | -11.3 | 13
1 Reference Case | 2021 | 4 | -11.2 | 15
1 Reference Case | 2021 | 4 | -11.1 | 12
1 Reference Case | 2021 | 4 | -11 | 15
1 Reference Case | 2021 | 4 | -10.9 | 15
1 Reference Case | 2021 | 4 | -10.8 | 15
1 Reference Case | 2021 | 4 | -10.7 | 7
1 Reference Case | 2021 | 4 | -10.6 | 8
1 Reference Case | 2021 | 4 | -10.5 | 11
1 Reference Case | 2021 | 4 | -10.4 | 14
1 Reference Case | 2021 | 4 | -10.3 | 14
1 Reference Case | 2021 | 4 | -10.2 | 11
1 Reference Case | 2021 | 4 | -10.1 | 10
1 Reference Case | 2021 | 4 | -10 | 11
1 Reference Case | 2021 | 4 | -9.9 | 16
1 Reference Case | 2021 | 4 | -9.8 | 13
1 Reference Case | 2021 | 4 | -9.7 | 9
1 Reference Case | 2021 | 4 | -9.6 | 9
1 Reference Case | 2021 | 4 | -9.5 | 15
1 Reference Case | 2021 | 4 | -9.4 | 12
1 Reference Case | 2021 | 4 | -9.3 | 15
1 Reference Case | 2021 | 4 | -9.2 | 10
1 Reference Case | 2021 | 4 | -9.1 | 10
1 Reference Case | 2021 | 4 | -9 | 14
1 Reference Case | 2021 | 4 | -8.9 | 12
1 Reference Case | 2021 | 4 | -8.8 | 14
1 Reference Case | 2021 | 4 | -8.7 | 12
1 Reference Case | 2021 | 4 | -8.6 | 13
1 Reference Case | 2021 | 4 | -8.5 | 12
1 Reference Case | 2021 | 4 | -8.4 | 7
1 Reference Case | 2021 | 4 | -8.3 | 13
1 Reference Case | 2021 | 4 | -8.2 | 14
1 Reference Case | 2021 | 4 | -8.1 | 14
1 Reference Case | 2021 | 4 | -8 | 8
1 Reference Case | 2021 | 4 | -7.9 | 12
1 Reference Case | 2021 | 4 | -7.8 | 14
1 Reference Case | 2021 | 4 | -7.7 | 10
1 Reference Case | 2021 | 4 | -7.6 | 13
1 Reference Case | 2021 | 4 | -7.5 | 13
1 Reference Case | 2021 | 4 | -7.4 | 12
1 Reference Case | 2021 | 4 | -7.3 | 7
1 Reference Case | 2021 | 4 | -7.2 | 12
1 Reference Case | 2021 | 4 | -7.1 | 12
1 Reference Case | 2021 | 4 | -7 | 11
1 Reference Case | 2021 | 4 | -6.9 | 12
1 Reference Case | 2021 | 4 | -6.8 | 8
1 Reference Case | 2021 | 4 | -6.7 | 10
1 Reference Case | 2021 | 4 | -6.6 | 12
1 Reference Case | 2021 | 4 | -6.5 | 7
1 Reference Case | 2021 | 4 | -6.4 | 12
1 Reference Case | 2021 | 4 | -6.3 | 4
1 Reference Case | 2021 | 4 | -6.2 | 10
1 Reference Case | 2021 | 4 | -6.1 | 7
1 Reference Case | 2021 | 4 | -6 | 9
1 Reference Case | 2021 | 4 | -5.9 | 3
1 Reference Case | 2021 | 4 | -5.8 | 7
1 Reference Case | 2021 | 4 | -5.7 | 5
1 Reference Case | 2021 | 4 | -5.6 | 13
1 Reference Case | 2021 | 4 | -5.5 | 8
1 Reference Case | 2021 | 4 | -5.4 | 5
1 Reference Case | 2021 | 4 | -5.3 | 9
1 Reference Case | 2021 | 4 | -5.2 | 5
1 Reference Case | 2021 | 4 | -5.1 | 15
1 Reference Case | 2021 | 4 | -5 | 5
1 Reference Case | 2021 | 4 | -4.9 | 8
1 Reference Case | 2021 | 4 | -4.8 | 5
1 Reference Case | 2021 | 4 | -4.7 | 7
1 Reference Case | 2021 | 4 | -4.6 | 6
1 Reference Case | 2021 | 4 | -4.5 | 3
1 Reference Case | 2021 | 4 | -4.4 | 10
1 Reference Case | 2021 | 4 | -4.3 | 11
1 Reference Case | 2021 | 4 | -4.2 | 5
1 Reference Case | 2021 | 4 | -4.1 | 14
1 Reference Case | 2021 | 4 | -4 | 4
1 Reference Case | 2021 | 4 | -3.9 | 7
1 Reference Case | 2021 | 4 | -3.8 | 5
1 Reference Case | 2021 | 4 | -3.7 | 5
1 Reference Case | 2021 | 4 | -3.6 | 9
1 Reference Case | 2021 | 4 | -3.5 | 9
1 Reference Case | 2021 | 4 | -3.4 | 7
1 Reference Case | 2021 | 4 | -3.3 | 5
1 Reference Case | 2021 | 4 | -3.2 | 4
1 Reference Case | 2021 | 4 | -3.1 | 2
1 Reference Case | 2021 | 4 | -3 | 1
1 Reference Case | 2021 | 4 | -2.9 | 5
1 Reference Case | 2021 | 4 | -2.8 | 2
1 Reference Case | 2021 | 4 | -2.7 | 5
1 Reference Case | 2021 | 4 | -2.6 | 6
1 Reference Case | 2021 | 4 | -2.5 | 5
1 Reference Case | 2021 | 4 | -2.4 | 4
1 Reference Case | 2021 | 4 | -2.2 | 5
1 Reference Case | 2021 | 4 | -2.1 | 1
1 Reference Case | 2021 | 4 | -2 | 2
1 Reference Case | 2021 | 4 | -1.9 | 8
1 Reference Case | 2021 | 4 | -1.8 | 4
1 Reference Case | 2021 | 4 | -1.7 | 4
1 Reference Case | 2021 | 4 | -1.6 | 7
1 Reference Case | 2021 | 4 | -1.5 | 4
1 Reference Case | 2021 | 4 | -1.4 | 6
1 Reference Case | 2021 | 4 | -1.3 | 2
1 Reference Case | 2021 | 4 | -1.2 | 3
1 Reference Case | 2021 | 4 | -1.1 | 6
1 Reference Case | 2021 | 4 | -1 | 5
1 Reference Case | 2021 | 4 | -0.9 | 3
1 Reference Case | 2021 | 4 | -0.8 | 2
1 Reference Case | 2021 | 4 | -0.7 | 2
1 Reference Case | 2021 | 4 | -0.6 | 2
1 Reference Case | 2021 | 4 | -0.5 | 5
1 Reference Case | 2021 | 4 | -0.4 | 3
1 Reference Case | 2021 | 4 | -0.3 | 4
1 Reference Case | 2021 | 4 | -0.2 | 1
1 Reference Case | 2021 | 4 | -0.1 | 1
1 Reference Case | 2021 | 4 | 0 | 32
1 Reference Case | 2021 | 4 | 0.1 | 6
1 Reference Case | 2021 | 4 | 0.2 | 4
1 Reference Case | 2021 | 4 | 0.3 | 4
1 Reference Case | 2021 | 4 | 0.4 | 1
1 Reference Case | 2021 | 4 | 0.6 | 2
1 Reference Case | 2021 | 4 | 0.7 | 1
1 Reference Case | 2021 | 4 | 0.8 | 2
1 Reference Case | 2021 | 4 | 0.9 | 3
1 Reference Case | 2021 | 4 | 1 | 5
1 Reference Case | 2021 | 4 | 1.2 | 2
1 Reference Case | 2021 | 4 | 1.3 | 5
1 Reference Case | 2021 | 4 | 1.4 | 10
1 Reference Case | 2021 | 4 | 1.5 | 7
1 Reference Case | 2021 | 4 | 1.6 | 3
1 Reference Case | 2021 | 4 | 1.7 | 4
1 Reference Case | 2021 | 4 | 1.8 | 6
1 Reference Case | 2021 | 4 | 1.9 | 2
1 Reference Case | 2021 | 4 | 2 | 2
1 Reference Case | 2021 | 4 | 2.1 | 7
1 Reference Case | 2021 | 4 | 2.2 | 6
1 Reference Case | 2021 | 4 | 2.3 | 7
1 Reference Case | 2021 | 4 | 2.4 | 3
1 Reference Case | 2021 | 4 | 2.5 | 4
1 Reference Case | 2021 | 4 | 2.6 | 3
1 Reference Case | 2021 | 4 | 2.7 | 3
1 Reference Case | 2021 | 4 | 2.8 | 1
1 Reference Case | 2021 | 4 | 2.9 | 2
1 Reference Case | 2021 | 4 | 3 | 5
1 Reference Case | 2021 | 4 | 3.1 | 2
1 Reference Case | 2021 | 4 | 3.2 | 5
1 Reference Case | 2021 | 4 | 3.3 | 6
1 Reference Case | 2021 | 4 | 3.4 | 2
1 Reference Case | 2021 | 4 | 3.5 | 1
1 Reference Case | 2021 | 4 | 3.6 | 4
1 Reference Case | 2021 | 4 | 3.7 | 5
1 Reference Case | 2021 | 4 | 3.8 | 2
1 Reference Case | 2021 | 4 | 3.9 | 7
1 Reference Case | 2021 | 4 | 4 | 8
1 Reference Case | 2021 | 4 | 4.1 | 3
1 Reference Case | 2021 | 4 | 4.2 | 6
1 Reference Case | 2021 | 4 | 4.3 | 5
1 Reference Case | 2021 | 4 | 4.4 | 5
1 Reference Case | 2021 | 4 | 4.5 | 4
1 Reference Case | 2021 | 4 | 4.6 | 6
1 Reference Case | 2021 | 4 | 4.7 | 4
1 Reference Case | 2021 | 4 | 4.8 | 10
1 Reference Case | 2021 | 4 | 4.9 | 5
1 Reference Case | 2021 | 4 | 5 | 6
1 Reference Case | 2021 | 4 | 5.1 | 12
1 Reference Case | 2021 | 4 | 5.2 | 7
1 Reference Case | 2021 | 4 | 5.3 | 9
1 Reference Case | 2021 | 4 | 5.4 | 4
1 Reference Case | 2021 | 4 | 5.5 | 6
1 Reference Case | 2021 | 4 | 5.6 | 9
1 Reference Case | 2021 | 4 | 5.7 | 10
1 Reference Case | 2021 | 4 | 5.8 | 10
1 Reference Case | 2021 | 4 | 5.9 | 7
1 Reference Case | 2021 | 4 | 6 | 10
1 Reference Case | 2021 | 4 | 6.1 | 8
1 Reference Case | 2021 | 4 | 6.2 | 9
1 Reference Case | 2021 | 4 | 6.3 | 6
1 Reference Case | 2021 | 4 | 6.4 | 9
1 Reference Case | 2021 | 4 | 6.5 | 11
1 Reference Case | 2021 | 4 | 6.6 | 14
1 Reference Case | 2021 | 4 | 6.7 | 14
1 Reference Case | 2021 | 4 | 6.8 | 4
1 Reference Case | 2021 | 4 | 6.9 | 12
1 Reference Case | 2021 | 4 | 7 | 9
1 Reference Case | 2021 | 4 | 7.1 | 7
1 Reference Case | 2021 | 4 | 7.2 | 13
1 Reference Case | 2021 | 4 | 7.3 | 6
1 Reference Case | 2021 | 4 | 7.4 | 15
1 Reference Case | 2021 | 4 | 7.5 | 11
1 Reference Case | 2021 | 4 | 7.6 | 11
1 Reference Case | 2021 | 4 | 7.7 | 10
1 Reference Case | 2021 | 4 | 7.8 | 12
1 Reference Case | 2021 | 4 | 7.9 | 13
1 Reference Case | 2021 | 4 | 8 | 7
1 Reference Case | 2021 | 4 | 8.1 | 11
1 Reference Case | 2021 | 4 | 8.2 | 9
1 Reference Case | 2021 | 4 | 8.3 | 21
1 Reference Case | 2021 | 4 | 8.4 | 12
1 Reference Case | 2021 | 4 | 8.5 | 11
1 Reference Case | 2021 | 4 | 8.6 | 10
1 Reference Case | 2021 | 4 | 8.7 | 16
1 Reference Case | 2021 | 4 | 8.8 | 11
1 Reference Case | 2021 | 4 | 8.9 | 20
1 Reference Case | 2021 | 4 | 9 | 9
1 Reference Case | 2021 | 4 | 9.1 | 12
1 Reference Case | 2021 | 4 | 9.2 | 6
1 Reference Case | 2021 | 4 | 9.3 | 11
1 Reference Case | 2021 | 4 | 9.4 | 12
1 Reference Case | 2021 | 4 | 9.5 | 7
1 Reference Case | 2021 | 4 | 9.6 | 15
1 Reference Case | 2021 | 4 | 9.7 | 10
1 Reference Case | 2021 | 4 | 9.8 | 22
1 Reference Case | 2021 | 4 | 9.9 | 17
1 Reference Case | 2021 | 4 | 10 | 16
1 Reference Case | 2021 | 4 | 10.1 | 11
1 Reference Case | 2021 | 4 | 10.2 | 13
1 Reference Case | 2021 | 4 | 10.3 | 12
1 Reference Case | 2021 | 4 | 10.4 | 15
1 Reference Case | 2021 | 4 | 10.5 | 13
1 Reference Case | 2021 | 4 | 10.6 | 16
1 Reference Case | 2021 | 4 | 10.7 | 17
1 Reference Case | 2021 | 4 | 10.8 | 13
1 Reference Case | 2021 | 4 | 10.9 | 12
1 Reference Case | 2021 | 4 | 11 | 14
1 Reference Case | 2021 | 4 | 11.1 | 13
1 Reference Case | 2021 | 4 | 11.2 | 14
1 Reference Case | 2021 | 4 | 11.3 | 14
1 Reference Case | 2021 | 4 | 11.4 | 14
1 Reference Case | 2021 | 4 | 11.5 | 10
1 Reference Case | 2021 | 4 | 11.6 | 10
1 Reference Case | 2021 | 4 | 11.7 | 14
1 Reference Case | 2021 | 4 | 11.8 | 12
1 Reference Case | 2021 | 4 | 11.9 | 12
1 Reference Case | 2021 | 4 | 12 | 16
1 Reference Case | 2021 | 4 | 12.1 | 14
1 Reference Case | 2021 | 4 | 12.2 | 14
1 Reference Case | 2021 | 4 | 12.3 | 12
1 Reference Case | 2021 | 4 | 12.4 | 18
1 Reference Case | 2021 | 4 | 12.5 | 15
1 Reference Case | 2021 | 4 | 12.6 | 14
1 Reference Case | 2021 | 4 | 12.7 | 13
1 Reference Case | 2021 | 4 | 12.8 | 7
1 Reference Case | 2021 | 4 | 12.9 | 9
1 Reference Case | 2021 | 4 | 13 | 9
1 Reference Case | 2021 | 4 | 13.1 | 17
1 Reference Case | 2021 | 4 | 13.2 | 14
1 Reference Case | 2021 | 4 | 13.3 | 12
1 Reference Case | 2021 | 4 | 13.4 | 17
1 Reference Case | 2021 | 4 | 13.5 | 18
1 Reference Case | 2021 | 4 | 13.6 | 11
1 Reference Case | 2021 | 4 | 13.7 | 17
1 Reference Case | 2021 | 4 | 13.8 | 6
1 Reference Case | 2021 | 4 | 13.9 | 10
1 Reference Case | 2021 | 4 | 14 | 16
1 Reference Case | 2021 | 4 | 14.1 | 12
1 Reference Case | 2021 | 4 | 14.2 | 14
1 Reference Case | 2021 | 4 | 14.3 | 14
1 Reference Case | 2021 | 4 | 14.4 | 14
1 Reference Case | 2021 | 4 | 14.5 | 15
1 Reference Case | 2021 | 4 | 14.6 | 13
1 Reference Case | 2021 | 4 | 14.7 | 10
1 Reference Case | 2021 | 4 | 14.8 | 8
1 Reference Case | 2021 | 4 | 14.9 | 11
1 Reference Case | 2021 | 4 | 15 | 12
1 Reference Case | 2021 | 4 | 15.1 | 16
1 Reference Case | 2021 | 4 | 15.2 | 12
1 Reference Case | 2021 | 4 | 15.3 | 14
1 Reference Case | 2021 | 4 | 15.4 | 9
1 Reference Case | 2021 | 4 | 15.5 | 13
1 Reference Case | 2021 | 4 | 15.6 | 11
1 Reference Case | 2021 | 4 | 15.7 | 12
1 Reference Case | 2021 | 4 | 15.8 | 15
1 Reference Case | 2021 | 4 | 15.9 | 18
1 Reference Case | 2021 | 4 | 16 | 9
1 Reference Case | 2021 | 4 | 16.1 | 7
1 Reference Case | 2021 | 4 | 16.2 | 12
1 Reference Case | 2021 | 4 | 16.3 | 7
1 Reference Case | 2021 | 4 | 16.4 | 15
1 Reference Case | 2021 | 4 | 16.5 | 11
1 Reference Case | 2021 | 4 | 16.6 | 14
1 Reference Case | 2021 | 4 | 16.7 | 4
1 Reference Case | 2021 | 4 | 16.8 | 14
1 Reference Case | 2021 | 4 | 16.9 | 5
1 Reference Case | 2021 | 4 | 17 | 15
1 Reference Case | 2021 | 4 | 17.1 | 16
1 Reference Case | 2021 | 4 | 17.2 | 12
1 Reference Case | 2021 | 4 | 17.3 | 13
1 Reference Case | 2021 | 4 | 17.4 | 11
1 Reference Case | 2021 | 4 | 17.5 | 14
1 Reference Case | 2021 | 4 | 17.6 | 11
1 Reference Case | 2021 | 4 | 17.7 | 11
1 Reference Case | 2021 | 4 | 17.8 | 14
1 Reference Case | 2021 | 4 | 17.9 | 15
1 Reference Case | 2021 | 4 | 18 | 10
1 Reference Case | 2021 | 4 | 18.1 | 10
1 Reference Case | 2021 | 4 | 18.2 | 10
1 Reference Case | 2021 | 4 | 18.3 | 14
1 Reference Case | 2021 | 4 | 18.4 | 12
1 Reference Case | 2021 | 4 | 18.5 | 6
1 Reference Case | 2021 | 4 | 18.6 | 9
1 Reference Case | 2021 | 4 | 18.7 | 6
1 Reference Case | 2021 | 4 | 18.8 | 11
1 Reference Case | 2021 | 4 | 18.9 | 13
1 Reference Case | 2021 | 4 | 19 | 6
1 Reference Case | 2021 | 4 | 19.1 | 16
1 Reference Case | 2021 | 4 | 19.2 | 11
1 Reference Case | 2021 | 4 | 19.3 | 8
1 Reference Case | 2021 | 4 | 19.4 | 13
1 Reference Case | 2021 | 4 | 19.5 | 14
1 Reference Case | 2021 | 4 | 19.6 | 12
1 Reference Case | 2021 | 4 | 19.7 | 13
1 Reference Case | 2021 | 4 | 19.8 | 7
1 Reference Case | 2021 | 4 | 19.9 | 9
1 Reference Case | 2021 | 4 | 20 | 15
1 Reference Case | 2021 | 4 | 20.1 | 10
1 Reference Case | 2021 | 4 | 20.2 | 11
1 Reference Case | 2021 | 4 | 20.3 | 9
1 Reference Case | 2021 | 4 | 20.4 | 2
1 Reference Case | 2021 | 4 | 20.5 | 14
1 Reference Case | 2021 | 4 | 20.6 | 10
1 Reference Case | 2021 | 4 | 20.7 | 9
1 Reference Case | 2021 | 4 | 20.8 | 11
1 Reference Case | 2021 | 4 | 20.9 | 5
1 Reference Case | 2021 | 4 | 21 | 14
1 Reference Case | 2021 | 4 | 21.1 | 6
1 Reference Case | 2021 | 4 | 21.2 | 11
1 Reference Case | 2021 | 4 | 21.3 | 11
1 Reference Case | 2021 | 4 | 21.4 | 9
1 Reference Case | 2021 | 4 | 21.5 | 14
1 Reference Case | 2021 | 4 | 21.6 | 10
1 Reference Case | 2021 | 4 | 21.7 | 6
1 Reference Case | 2021 | 4 | 21.8 | 6
1 Reference Case | 2021 | 4 | 21.9 | 13
1 Reference Case | 2021 | 4 | 22 | 9
1 Reference Case | 2021 | 4 | 22.1 | 5
1 Reference Case | 2021 | 4 | 22.2 | 7
1 Reference Case | 2021 | 4 | 22.3 | 10
1 Reference Case | 2021 | 4 | 22.4 | 9
1 Reference Case | 2021 | 4 | 22.5 | 14
1 Reference Case | 2021 | 4 | 22.6 | 3
1 Reference Case | 2021 | 4 | 22.7 | 7
1 Reference Case | 2021 | 4 | 22.8 | 7
1 Reference Case | 2021 | 4 | 22.9 | 11
1 Reference Case | 2021 | 4 | 23 | 10
1 Reference Case | 2021 | 4 | 23.1 | 5
1 Reference Case | 2021 | 4 | 23.2 | 12
1 Reference Case | 2021 | 4 | 23.3 | 8
1 Reference Case | 2021 | 4 | 23.4 | 5
1 Reference Case | 2021 | 4 | 23.5 | 3
1 Reference Case | 2021 | 4 | 23.6 | 12
1 Reference Case | 2021 | 4 | 23.7 | 7
1 Reference Case | 2021 | 4 | 23.8 | 9
1 Reference Case | 2021 | 4 | 23.9 | 7
1 Reference Case | 2021 | 4 | 24 | 8
1 Reference Case | 2021 | 4 | 24.1 | 7
1 Reference Case | 2021 | 4 | 24.2 | 7
1 Reference Case | 2021 | 4 | 24.3 | 8
1 Reference Case | 2021 | 4 | 24.4 | 12
1 Reference Case | 2021 | 4 | 24.5 | 5
1 Reference Case | 2021 | 4 | 24.6 | 8
1 Reference Case | 2021 | 4 | 24.7 | 12
1 Reference Case | 2021 | 4 | 24.8 | 3
1 Reference Case | 2021 | 4 | 24.9 | 10
1 Reference Case | 2021 | 4 | 25 | 9
1 Reference Case | 2021 | 4 | 25.1 | 7
1 Reference Case | 2021 | 4 | 25.2 | 7
1 Reference Case | 2021 | 4 | 25.3 | 9
1 Reference Case | 2021 | 4 | 25.4 | 9
1 Reference Case | 2021 | 4 | 25.5 | 7
1 Reference Case | 2021 | 4 | 25.6 | 7
1 Reference Case | 2021 | 4 | 25.7 | 9
1 Reference Case | 2021 | 4 | 25.8 | 4
1 Reference Case | 2021 | 4 | 25.9 | 1
1 Reference Case | 2021 | 4 | 26 | 14
1 Reference Case | 2021 | 4 | 26.1 | 11
1 Reference Case | 2021 | 4 | 26.2 | 5
1 Reference Case | 2021 | 4 | 26.3 | 6
1 Reference Case | 2021 | 4 | 26.4 | 8
1 Reference Case | 2021 | 4 | 26.5 | 8
1 Reference Case | 2021 | 4 | 26.6 | 7
1 Reference Case | 2021 | 4 | 26.7 | 5
1 Reference Case | 2021 | 4 | 26.9 | 4
1 Reference Case | 2021 | 4 | 27 | 5
1 Reference Case | 2021 | 4 | 27.1 | 4
1 Reference Case | 2021 | 4 | 27.2 | 5
1 Reference Case | 2021 | 4 | 27.3 | 4
1 Reference Case | 2021 | 4 | 27.4 | 4
1 Reference Case | 2021 | 4 | 27.5 | 2
1 Reference Case | 2021 | 4 | 27.6 | 5
1 Reference Case | 2021 | 4 | 27.7 | 4
1 Reference Case | 2021 | 4 | 27.8 | 4
1 Reference Case | 2021 | 4 | 27.9 | 4
1 Reference Case | 2021 | 4 | 28 | 5
1 Reference Case | 2021 | 4 | 28.1 | 6
1 Reference Case | 2021 | 4 | 28.2 | 4
1 Reference Case | 2021 | 4 | 28.4 | 11
1 Reference Case | 2021 | 4 | 28.5 | 5
1 Reference Case | 2021 | 4 | 28.6 | 3
1 Reference Case | 2021 | 4 | 28.7 | 8
1 Reference Case | 2021 | 4 | 28.8 | 4
1 Reference Case | 2021 | 4 | 28.9 | 4
1 Reference Case | 2021 | 4 | 29 | 7
1 Reference Case | 2021 | 4 | 29.1 | 2
1 Reference Case | 2021 | 4 | 29.2 | 5
1 Reference Case | 2021 | 4 | 29.3 | 6
1 Reference Case | 2021 | 4 | 29.4 | 1
1 Reference Case | 2021 | 4 | 29.5 | 4
1 Reference Case | 2021 | 4 | 29.6 | 6
1 Reference Case | 2021 | 4 | 29.7 | 2
1 Reference Case | 2021 | 4 | 29.8 | 6
1 Reference Case | 2021 | 4 | 29.9 | 5
1 Reference Case | 2021 | 4 | 30 | 6
1 Reference Case | 2021 | 4 | 30.1 | 6
1 Reference Case | 2021 | 4 | 30.2 | 6
1 Reference Case | 2021 | 4 | 30.3 | 5
1 Reference Case | 2021 | 4 | 30.4 | 3
1 Reference Case | 2021 | 4 | 30.5 | 3
1 Reference Case | 2021 | 4 | 30.6 | 7
1 Reference Case | 2021 | 4 | 30.7 | 6
1 Reference Case | 2021 | 4 | 30.8 | 4
1 Reference Case | 2021 | 4 | 30.9 | 6
1 Reference Case | 2021 | 4 | 31 | 3
1 Reference Case | 2021 | 4 | 31.1 | 2
1 Reference Case | 2021 | 4 | 31.2 | 5
1 Reference Case | 2021 | 4 | 31.3 | 3
1 Reference Case | 2021 | 4 | 31.4 | 9
1 Reference Case | 2021 | 4 | 31.5 | 4
1 Reference Case | 2021 | 4 | 31.7 | 1
1 Reference Case | 2021 | 4 | 31.8 | 5
1 Reference Case | 2021 | 4 | 31.9 | 3
1 Reference Case | 2021 | 4 | 32 | 4
1 Reference Case | 2021 | 4 | 32.1 | 1
1 Reference Case | 2021 | 4 | 32.2 | 1
1 Reference Case | 2021 | 4 | 32.3 | 4
1 Reference Case | 2021 | 4 | 32.5 | 7
1 Reference Case | 2021 | 4 | 32.6 | 6
1 Reference Case | 2021 | 4 | 32.7 | 7
1 Reference Case | 2021 | 4 | 32.8 | 3
1 Reference Case | 2021 | 4 | 32.9 | 1
1 Reference Case | 2021 | 4 | 33 | 3
1 Reference Case | 2021 | 4 | 33.1 | 8
1 Reference Case | 2021 | 4 | 33.2 | 3
1 Reference Case | 2021 | 4 | 33.3 | 2
1 Reference Case | 2021 | 4 | 33.4 | 4
1 Reference Case | 2021 | 4 | 33.5 | 2
1 Reference Case | 2021 | 4 | 33.6 | 6
1 Reference Case | 2021 | 4 | 33.7 | 3
1 Reference Case | 2021 | 4 | 33.8 | 4
1 Reference Case | 2021 | 4 | 33.9 | 5
1 Reference Case | 2021 | 4 | 34 | 5
1 Reference Case | 2021 | 4 | 34.1 | 2
1 Reference Case | 2021 | 4 | 34.2 | 3
1 Reference Case | 2021 | 4 | 34.3 | 6
1 Reference Case | 2021 | 4 | 34.4 | 5
1 Reference Case | 2021 | 4 | 34.5 | 2
1 Reference Case | 2021 | 4 | 34.6 | 3
1 Reference Case | 2021 | 4 | 34.7 | 7
1 Reference Case | 2021 | 4 | 34.8 | 4
1 Reference Case | 2021 | 4 | 34.9 | 3
1 Reference Case | 2021 | 4 | 35 | 2
1 Reference Case | 2021 | 4 | 35.1 | 1
1 Reference Case | 2021 | 4 | 35.2 | 4
1 Reference Case | 2021 | 4 | 35.3 | 3
1 Reference Case | 2021 | 4 | 35.5 | 2
1 Reference Case | 2021 | 4 | 35.6 | 2
1 Reference Case | 2021 | 4 | 35.7 | 2
1 Reference Case | 2021 | 4 | 35.8 | 2
1 Reference Case | 2021 | 4 | 35.9 | 5
1 Reference Case | 2021 | 4 | 36 | 4
1 Reference Case | 2021 | 4 | 36.1 | 3
1 Reference Case | 2021 | 4 | 36.2 | 2
1 Reference Case | 2021 | 4 | 36.3 | 2
1 Reference Case | 2021 | 4 | 36.4 | 2
1 Reference Case | 2021 | 4 | 36.6 | 2
1 Reference Case | 2021 | 4 | 36.7 | 4
1 Reference Case | 2021 | 4 | 36.9 | 2
1 Reference Case | 2021 | 4 | 37 | 2
1 Reference Case | 2021 | 4 | 37.1 | 3
1 Reference Case | 2021 | 4 | 37.2 | 7
1 Reference Case | 2021 | 4 | 37.3 | 6
1 Reference Case | 2021 | 4 | 37.4 | 2
1 Reference Case | 2021 | 4 | 37.5 | 4
1 Reference Case | 2021 | 4 | 37.7 | 1
1 Reference Case | 2021 | 4 | 37.8 | 5
1 Reference Case | 2021 | 4 | 37.9 | 2
1 Reference Case | 2021 | 4 | 38 | 2
1 Reference Case | 2021 | 4 | 38.2 | 1
1 Reference Case | 2021 | 4 | 38.3 | 1
1 Reference Case | 2021 | 4 | 38.4 | 5
1 Reference Case | 2021 | 4 | 38.5 | 1
1 Reference Case | 2021 | 4 | 38.6 | 1
1 Reference Case | 2021 | 4 | 38.7 | 1
1 Reference Case | 2021 | 4 | 38.8 | 3
1 Reference Case | 2021 | 4 | 38.9 | 2
1 Reference Case | 2021 | 4 | 39 | 3
1 Reference Case | 2021 | 4 | 39.1 | 3
1 Reference Case | 2021 | 4 | 39.2 | 2
1 Reference Case | 2021 | 4 | 39.4 | 2
1 Reference Case | 2021 | 4 | 39.5 | 4
1 Reference Case | 2021 | 4 | 39.6 | 4
1 Reference Case | 2021 | 4 | 39.8 | 1
1 Reference Case | 2021 | 4 | 39.9 | 1
1 Reference Case | 2021 | 4 | 40 | 1
1 Reference Case | 2021 | 4 | 40.1 | 2
1 Reference Case | 2021 | 4 | 40.2 | 3
1 Reference Case | 2021 | 4 | 40.3 | 1
1 Reference Case | 2021 | 4 | 40.4 | 1
1 Reference Case | 2021 | 4 | 40.5 | 2
1 Reference Case | 2021 | 4 | 40.6 | 1
1 Reference Case | 2021 | 4 | 40.7 | 1
1 Reference Case | 2021 | 4 | 40.8 | 4
1 Reference Case | 2021 | 4 | 41 | 2
1 Reference Case | 2021 | 4 | 41.1 | 2
1 Reference Case | 2021 | 4 | 41.2 | 2
1 Reference Case | 2021 | 4 | 41.5 | 1
1 Reference Case | 2021 | 4 | 41.7 | 1
1 Reference Case | 2021 | 4 | 41.8 | 1
1 Reference Case | 2021 | 4 | 41.9 | 4
1 Reference Case | 2021 | 4 | 42.1 | 3
1 Reference Case | 2021 | 4 | 42.2 | 2
1 Reference Case | 2021 | 4 | 42.3 | 3
1 Reference Case | 2021 | 4 | 42.6 | 2
1 Reference Case | 2021 | 4 | 42.8 | 3
1 Reference Case | 2021 | 4 | 42.9 | 2
1 Reference Case | 2021 | 4 | 43 | 1
1 Reference Case | 2021 | 4 | 43.3 | 1
1 Reference Case | 2021 | 4 | 43.5 | 1
1 Reference Case | 2021 | 4 | 43.6 | 1
1 Reference Case | 2021 | 4 | 43.8 | 3
1 Reference Case | 2021 | 4 | 44 | 1
1 Reference Case | 2021 | 4 | 44.1 | 1
1 Reference Case | 2021 | 4 | 44.2 | 1
1 Reference Case | 2021 | 4 | 44.3 | 1
1 Reference Case | 2021 | 4 | 44.4 | 1
1 Reference Case | 2021 | 4 | 44.5 | 1
1 Reference Case | 2021 | 4 | 44.6 | 1
1 Reference Case | 2021 | 4 | 44.7 | 1
1 Reference Case | 2021 | 4 | 45.2 | 2
1 Reference Case | 2021 | 4 | 45.3 | 2
1 Reference Case | 2021 | 4 | 45.6 | 1
1 Reference Case | 2021 | 4 | 45.7 | 1
1 Reference Case | 2021 | 4 | 45.8 | 1
1 Reference Case | 2021 | 4 | 45.9 | 1
1 Reference Case | 2021 | 4 | 46.1 | 1
1 Reference Case | 2021 | 4 | 46.2 | 1
1 Reference Case | 2021 | 4 | 46.4 | 1
1 Reference Case | 2021 | 4 | 46.5 | 1
1 Reference Case | 2021 | 4 | 46.9 | 3
1 Reference Case | 2021 | 4 | 47.1 | 3
1 Reference Case | 2021 | 4 | 47.2 | 1
1 Reference Case | 2021 | 4 | 47.3 | 1
1 Reference Case | 2021 | 4 | 47.7 | 1
1 Reference Case | 2021 | 4 | 47.8 | 1
1 Reference Case | 2021 | 4 | 48 | 1
1 Reference Case | 2021 | 4 | 48.2 | 1
1 Reference Case | 2021 | 4 | 48.3 | 2
1 Reference Case | 2021 | 4 | 48.4 | 1
1 Reference Case | 2021 | 4 | 49.1 | 1
1 Reference Case | 2021 | 4 | 49.2 | 1
1 Reference Case | 2021 | 4 | 49.3 | 1
1 Reference Case | 2021 | 4 | 49.7 | 1
1 Reference Case | 2021 | 4 | 50.2 | 1
1 Reference Case | 2021 | 4 | 50.3 | 1
1 Reference Case | 2021 | 4 | 50.4 | 1
1 Reference Case | 2021 | 4 | 50.7 | 1
1 Reference Case | 2021 | 4 | 51 | 1
1 Reference Case | 2021 | 4 | 51.1 | 1
1 Reference Case | 2021 | 4 | 51.2 | 1
1 Reference Case | 2021 | 4 | 51.5 | 1
1 Reference Case | 2021 | 4 | 51.7 | 1
1 Reference Case | 2021 | 4 | 52.8 | 1
1 Reference Case | 2021 | 4 | 52.9 | 1
1 Reference Case | 2021 | 4 | 53.1 | 3
1 Reference Case | 2021 | 4 | 53.4 | 2
1 Reference Case | 2021 | 4 | 53.7 | 1
1 Reference Case | 2021 | 4 | 54.1 | 1
1 Reference Case | 2021 | 4 | 54.5 | 1
1 Reference Case | 2021 | 4 | 54.6 | 1
1 Reference Case | 2021 | 4 | 54.7 | 2
1 Reference Case | 2021 | 4 | 54.9 | 1
1 Reference Case | 2021 | 4 | 55.1 | 1
1 Reference Case | 2021 | 4 | 55.5 | 1
1 Reference Case | 2021 | 4 | 55.6 | 1
1 Reference Case | 2021 | 4 | 56 | 1
1 Reference Case | 2021 | 4 | 56.1 | 1
1 Reference Case | 2021 | 4 | 56.6 | 1
1 Reference Case | 2021 | 4 | 56.8 | 1
1 Reference Case | 2021 | 4 | 56.9 | 1
1 Reference Case | 2021 | 4 | 57.7 | 1
1 Reference Case | 2021 | 4 | 57.8 | 1
1 Reference Case | 2021 | 4 | 58.3 | 1
1 Reference Case | 2021 | 4 | 58.4 | 1
1 Reference Case | 2021 | 4 | 58.6 | 1
1 Reference Case | 2021 | 4 | 61 | 1
1 Reference Case | 2021 | 4 | 61.9 | 1
1 Reference Case | 2021 | 4 | 62.9 | 1
1 Reference Case | 2021 | 4 | 69.9 | 1
1 Reference Case | 2021 | 4 | 74 | 1
1 Reference Case | 2021 | 4 | 74.8 | 1
1 Reference Case | 2021 | 4 | 122.8 | 1
1 Reference Case | 2021 | 4 | 163.1 | 1
1 Reference Case | 2021 | 5 | -75.8 | 1
1 Reference Case | 2021 | 5 | -69.5 | 1
1 Reference Case | 2021 | 5 | -67.8 | 1
1 Reference Case | 2021 | 5 | -65.6 | 1
1 Reference Case | 2021 | 5 | -64.7 | 1
1 Reference Case | 2021 | 5 | -63.4 | 1
1 Reference Case | 2021 | 5 | -61.8 | 1
1 Reference Case | 2021 | 5 | -61.5 | 1
1 Reference Case | 2021 | 5 | -60.5 | 1
1 Reference Case | 2021 | 5 | -59.2 | 1
1 Reference Case | 2021 | 5 | -55.1 | 1
1 Reference Case | 2021 | 5 | -52.9 | 1
1 Reference Case | 2021 | 5 | -51.1 | 2
1 Reference Case | 2021 | 5 | -50.6 | 1
1 Reference Case | 2021 | 5 | -50.5 | 1
1 Reference Case | 2021 | 5 | -49.6 | 1
1 Reference Case | 2021 | 5 | -48.9 | 1
1 Reference Case | 2021 | 5 | -48.6 | 1
1 Reference Case | 2021 | 5 | -48.3 | 1
1 Reference Case | 2021 | 5 | -47.9 | 1
1 Reference Case | 2021 | 5 | -47.4 | 1
1 Reference Case | 2021 | 5 | -47.1 | 2
1 Reference Case | 2021 | 5 | -47 | 1
1 Reference Case | 2021 | 5 | -46.4 | 1
1 Reference Case | 2021 | 5 | -46.2 | 1
1 Reference Case | 2021 | 5 | -46 | 1
1 Reference Case | 2021 | 5 | -45.9 | 1
1 Reference Case | 2021 | 5 | -45.8 | 1
1 Reference Case | 2021 | 5 | -45.3 | 1
1 Reference Case | 2021 | 5 | -45.1 | 1
1 Reference Case | 2021 | 5 | -44.8 | 1
1 Reference Case | 2021 | 5 | -44.7 | 1
1 Reference Case | 2021 | 5 | -44.5 | 1
1 Reference Case | 2021 | 5 | -44.4 | 1
1 Reference Case | 2021 | 5 | -44.3 | 1
1 Reference Case | 2021 | 5 | -43.8 | 1
1 Reference Case | 2021 | 5 | -43.7 | 1
1 Reference Case | 2021 | 5 | -43.5 | 2
1 Reference Case | 2021 | 5 | -43.3 | 1
1 Reference Case | 2021 | 5 | -43.2 | 1
1 Reference Case | 2021 | 5 | -43 | 2
1 Reference Case | 2021 | 5 | -42.2 | 1
1 Reference Case | 2021 | 5 | -41.9 | 1
1 Reference Case | 2021 | 5 | -41.7 | 1
1 Reference Case | 2021 | 5 | -41.4 | 3
1 Reference Case | 2021 | 5 | -41.3 | 1
1 Reference Case | 2021 | 5 | -41.1 | 1
1 Reference Case | 2021 | 5 | -41 | 1
1 Reference Case | 2021 | 5 | -40.7 | 1
1 Reference Case | 2021 | 5 | -40.6 | 1
1 Reference Case | 2021 | 5 | -40.1 | 1
1 Reference Case | 2021 | 5 | -40 | 1
1 Reference Case | 2021 | 5 | -39.8 | 2
1 Reference Case | 2021 | 5 | -39.7 | 1
1 Reference Case | 2021 | 5 | -39.6 | 1
1 Reference Case | 2021 | 5 | -39.5 | 1
1 Reference Case | 2021 | 5 | -39.2 | 2
1 Reference Case | 2021 | 5 | -39.1 | 1
1 Reference Case | 2021 | 5 | -38.7 | 2
1 Reference Case | 2021 | 5 | -38.6 | 2
1 Reference Case | 2021 | 5 | -38.4 | 2
1 Reference Case | 2021 | 5 | -38.3 | 3
1 Reference Case | 2021 | 5 | -38.2 | 2
1 Reference Case | 2021 | 5 | -38.1 | 2
1 Reference Case | 2021 | 5 | -38 | 2
1 Reference Case | 2021 | 5 | -37.9 | 1
1 Reference Case | 2021 | 5 | -37.8 | 2
1 Reference Case | 2021 | 5 | -37.7 | 1
1 Reference Case | 2021 | 5 | -37.6 | 2
1 Reference Case | 2021 | 5 | -37.3 | 1
1 Reference Case | 2021 | 5 | -37.2 | 1
1 Reference Case | 2021 | 5 | -37.1 | 1
1 Reference Case | 2021 | 5 | -36.7 | 1
1 Reference Case | 2021 | 5 | -36.6 | 3
1 Reference Case | 2021 | 5 | -36.5 | 1
1 Reference Case | 2021 | 5 | -36.2 | 1
1 Reference Case | 2021 | 5 | -36.1 | 1
1 Reference Case | 2021 | 5 | -35.9 | 2
1 Reference Case | 2021 | 5 | -35.8 | 1
1 Reference Case | 2021 | 5 | -35.7 | 2
1 Reference Case | 2021 | 5 | -35.6 | 1
1 Reference Case | 2021 | 5 | -35.3 | 1
1 Reference Case | 2021 | 5 | -35.2 | 1
1 Reference Case | 2021 | 5 | -35 | 3
1 Reference Case | 2021 | 5 | -34.8 | 2
1 Reference Case | 2021 | 5 | -34.7 | 3
1 Reference Case | 2021 | 5 | -34.6 | 2
1 Reference Case | 2021 | 5 | -34.5 | 3
1 Reference Case | 2021 | 5 | -34.4 | 1
1 Reference Case | 2021 | 5 | -34.3 | 3
1 Reference Case | 2021 | 5 | -34.1 | 1
1 Reference Case | 2021 | 5 | -34 | 3
1 Reference Case | 2021 | 5 | -33.9 | 1
1 Reference Case | 2021 | 5 | -33.8 | 1
1 Reference Case | 2021 | 5 | -33.6 | 2
1 Reference Case | 2021 | 5 | -33.4 | 3
1 Reference Case | 2021 | 5 | -33.2 | 1
1 Reference Case | 2021 | 5 | -33.1 | 4
1 Reference Case | 2021 | 5 | -33 | 3
1 Reference Case | 2021 | 5 | -32.9 | 2
1 Reference Case | 2021 | 5 | -32.8 | 5
1 Reference Case | 2021 | 5 | -32.7 | 1
1 Reference Case | 2021 | 5 | -32.6 | 3
1 Reference Case | 2021 | 5 | -32.5 | 3
1 Reference Case | 2021 | 5 | -32.3 | 2
1 Reference Case | 2021 | 5 | -32.2 | 1
1 Reference Case | 2021 | 5 | -32.1 | 1
1 Reference Case | 2021 | 5 | -32 | 1
1 Reference Case | 2021 | 5 | -31.9 | 3
1 Reference Case | 2021 | 5 | -31.8 | 1
1 Reference Case | 2021 | 5 | -31.7 | 3
1 Reference Case | 2021 | 5 | -31.6 | 2
1 Reference Case | 2021 | 5 | -31.5 | 4
1 Reference Case | 2021 | 5 | -31.4 | 3
1 Reference Case | 2021 | 5 | -31.3 | 1
1 Reference Case | 2021 | 5 | -31.2 | 4
1 Reference Case | 2021 | 5 | -31.1 | 3
1 Reference Case | 2021 | 5 | -31 | 4
1 Reference Case | 2021 | 5 | -30.9 | 2
1 Reference Case | 2021 | 5 | -30.8 | 3
1 Reference Case | 2021 | 5 | -30.7 | 5
1 Reference Case | 2021 | 5 | -30.6 | 2
1 Reference Case | 2021 | 5 | -30.5 | 3
1 Reference Case | 2021 | 5 | -30.4 | 3
1 Reference Case | 2021 | 5 | -30.3 | 3
1 Reference Case | 2021 | 5 | -30.2 | 4
1 Reference Case | 2021 | 5 | -30.1 | 1
1 Reference Case | 2021 | 5 | -30 | 4
1 Reference Case | 2021 | 5 | -29.9 | 2
1 Reference Case | 2021 | 5 | -29.8 | 2
1 Reference Case | 2021 | 5 | -29.7 | 2
1 Reference Case | 2021 | 5 | -29.6 | 3
1 Reference Case | 2021 | 5 | -29.5 | 6
1 Reference Case | 2021 | 5 | -29.4 | 4
1 Reference Case | 2021 | 5 | -29.3 | 3
1 Reference Case | 2021 | 5 | -29.2 | 2
1 Reference Case | 2021 | 5 | -29.1 | 2
1 Reference Case | 2021 | 5 | -29 | 3
1 Reference Case | 2021 | 5 | -28.9 | 3
1 Reference Case | 2021 | 5 | -28.8 | 1
1 Reference Case | 2021 | 5 | -28.7 | 4
1 Reference Case | 2021 | 5 | -28.6 | 5
1 Reference Case | 2021 | 5 | -28.5 | 6
1 Reference Case | 2021 | 5 | -28.4 | 6
1 Reference Case | 2021 | 5 | -28.3 | 2
1 Reference Case | 2021 | 5 | -28.2 | 2
1 Reference Case | 2021 | 5 | -28.1 | 3
1 Reference Case | 2021 | 5 | -28 | 3
1 Reference Case | 2021 | 5 | -27.9 | 5
1 Reference Case | 2021 | 5 | -27.8 | 3
1 Reference Case | 2021 | 5 | -27.7 | 4
1 Reference Case | 2021 | 5 | -27.6 | 1
1 Reference Case | 2021 | 5 | -27.5 | 3
1 Reference Case | 2021 | 5 | -27.4 | 1
1 Reference Case | 2021 | 5 | -27.3 | 3
1 Reference Case | 2021 | 5 | -27.2 | 3
1 Reference Case | 2021 | 5 | -27.1 | 3
1 Reference Case | 2021 | 5 | -27 | 3
1 Reference Case | 2021 | 5 | -26.9 | 5
1 Reference Case | 2021 | 5 | -26.8 | 2
1 Reference Case | 2021 | 5 | -26.7 | 3
1 Reference Case | 2021 | 5 | -26.6 | 1
1 Reference Case | 2021 | 5 | -26.5 | 1
1 Reference Case | 2021 | 5 | -26.4 | 4
1 Reference Case | 2021 | 5 | -26.3 | 3
1 Reference Case | 2021 | 5 | -26.2 | 6
1 Reference Case | 2021 | 5 | -26.1 | 4
1 Reference Case | 2021 | 5 | -26 | 4
1 Reference Case | 2021 | 5 | -25.9 | 1
1 Reference Case | 2021 | 5 | -25.8 | 2
1 Reference Case | 2021 | 5 | -25.7 | 7
1 Reference Case | 2021 | 5 | -25.6 | 8
1 Reference Case | 2021 | 5 | -25.5 | 2
1 Reference Case | 2021 | 5 | -25.4 | 2
1 Reference Case | 2021 | 5 | -25.3 | 7
1 Reference Case | 2021 | 5 | -25.2 | 5
1 Reference Case | 2021 | 5 | -25.1 | 3
1 Reference Case | 2021 | 5 | -25 | 5
1 Reference Case | 2021 | 5 | -24.9 | 5
1 Reference Case | 2021 | 5 | -24.8 | 3
1 Reference Case | 2021 | 5 | -24.7 | 4
1 Reference Case | 2021 | 5 | -24.6 | 2
1 Reference Case | 2021 | 5 | -24.5 | 9
1 Reference Case | 2021 | 5 | -24.4 | 5
1 Reference Case | 2021 | 5 | -24.3 | 2
1 Reference Case | 2021 | 5 | -24.2 | 4
1 Reference Case | 2021 | 5 | -24.1 | 4
1 Reference Case | 2021 | 5 | -24 | 2
1 Reference Case | 2021 | 5 | -23.9 | 5
1 Reference Case | 2021 | 5 | -23.8 | 7
1 Reference Case | 2021 | 5 | -23.7 | 6
1 Reference Case | 2021 | 5 | -23.6 | 4
1 Reference Case | 2021 | 5 | -23.5 | 4
1 Reference Case | 2021 | 5 | -23.4 | 1
1 Reference Case | 2021 | 5 | -23.3 | 7
1 Reference Case | 2021 | 5 | -23.2 | 4
1 Reference Case | 2021 | 5 | -23.1 | 6
1 Reference Case | 2021 | 5 | -23 | 7
1 Reference Case | 2021 | 5 | -22.9 | 4
1 Reference Case | 2021 | 5 | -22.8 | 4
1 Reference Case | 2021 | 5 | -22.7 | 6
1 Reference Case | 2021 | 5 | -22.6 | 5
1 Reference Case | 2021 | 5 | -22.5 | 3
1 Reference Case | 2021 | 5 | -22.4 | 3
1 Reference Case | 2021 | 5 | -22.3 | 5
1 Reference Case | 2021 | 5 | -22.2 | 11
1 Reference Case | 2021 | 5 | -22.1 | 2
1 Reference Case | 2021 | 5 | -22 | 2
1 Reference Case | 2021 | 5 | -21.9 | 6
1 Reference Case | 2021 | 5 | -21.8 | 1
1 Reference Case | 2021 | 5 | -21.7 | 5
1 Reference Case | 2021 | 5 | -21.6 | 5
1 Reference Case | 2021 | 5 | -21.5 | 4
1 Reference Case | 2021 | 5 | -21.4 | 6
1 Reference Case | 2021 | 5 | -21.3 | 4
1 Reference Case | 2021 | 5 | -21.2 | 7
1 Reference Case | 2021 | 5 | -21.1 | 6
1 Reference Case | 2021 | 5 | -21 | 8
1 Reference Case | 2021 | 5 | -20.9 | 12
1 Reference Case | 2021 | 5 | -20.8 | 7
1 Reference Case | 2021 | 5 | -20.7 | 4
1 Reference Case | 2021 | 5 | -20.6 | 11
1 Reference Case | 2021 | 5 | -20.5 | 4
1 Reference Case | 2021 | 5 | -20.4 | 4
1 Reference Case | 2021 | 5 | -20.3 | 6
1 Reference Case | 2021 | 5 | -20.2 | 2
1 Reference Case | 2021 | 5 | -20.1 | 8
1 Reference Case | 2021 | 5 | -20 | 6
1 Reference Case | 2021 | 5 | -19.9 | 5
1 Reference Case | 2021 | 5 | -19.8 | 7
1 Reference Case | 2021 | 5 | -19.7 | 4
1 Reference Case | 2021 | 5 | -19.6 | 3
1 Reference Case | 2021 | 5 | -19.5 | 6
1 Reference Case | 2021 | 5 | -19.4 | 6
1 Reference Case | 2021 | 5 | -19.3 | 7
1 Reference Case | 2021 | 5 | -19.2 | 5
1 Reference Case | 2021 | 5 | -19.1 | 7
1 Reference Case | 2021 | 5 | -19 | 9
1 Reference Case | 2021 | 5 | -18.9 | 6
1 Reference Case | 2021 | 5 | -18.8 | 9
1 Reference Case | 2021 | 5 | -18.7 | 5
1 Reference Case | 2021 | 5 | -18.6 | 2
1 Reference Case | 2021 | 5 | -18.5 | 5
1 Reference Case | 2021 | 5 | -18.4 | 5
1 Reference Case | 2021 | 5 | -18.3 | 5
1 Reference Case | 2021 | 5 | -18.2 | 8
1 Reference Case | 2021 | 5 | -18.1 | 4
1 Reference Case | 2021 | 5 | -18 | 6
1 Reference Case | 2021 | 5 | -17.9 | 6
1 Reference Case | 2021 | 5 | -17.8 | 6
1 Reference Case | 2021 | 5 | -17.7 | 5
1 Reference Case | 2021 | 5 | -17.6 | 3
1 Reference Case | 2021 | 5 | -17.5 | 10
1 Reference Case | 2021 | 5 | -17.4 | 6
1 Reference Case | 2021 | 5 | -17.3 | 8
1 Reference Case | 2021 | 5 | -17.2 | 6
1 Reference Case | 2021 | 5 | -17.1 | 8
1 Reference Case | 2021 | 5 | -17 | 7
1 Reference Case | 2021 | 5 | -16.9 | 5
1 Reference Case | 2021 | 5 | -16.8 | 6
1 Reference Case | 2021 | 5 | -16.7 | 4
1 Reference Case | 2021 | 5 | -16.6 | 7
1 Reference Case | 2021 | 5 | -16.5 | 11
1 Reference Case | 2021 | 5 | -16.4 | 13
1 Reference Case | 2021 | 5 | -16.3 | 10
1 Reference Case | 2021 | 5 | -16.2 | 5
1 Reference Case | 2021 | 5 | -16.1 | 3
1 Reference Case | 2021 | 5 | -16 | 8
1 Reference Case | 2021 | 5 | -15.9 | 10
1 Reference Case | 2021 | 5 | -15.8 | 4
1 Reference Case | 2021 | 5 | -15.7 | 4
1 Reference Case | 2021 | 5 | -15.6 | 6
1 Reference Case | 2021 | 5 | -15.5 | 7
1 Reference Case | 2021 | 5 | -15.4 | 5
1 Reference Case | 2021 | 5 | -15.3 | 6
1 Reference Case | 2021 | 5 | -15.2 | 4
1 Reference Case | 2021 | 5 | -15.1 | 8
1 Reference Case | 2021 | 5 | -15 | 9
1 Reference Case | 2021 | 5 | -14.9 | 7
1 Reference Case | 2021 | 5 | -14.8 | 5
1 Reference Case | 2021 | 5 | -14.7 | 7
1 Reference Case | 2021 | 5 | -14.6 | 6
1 Reference Case | 2021 | 5 | -14.5 | 8
1 Reference Case | 2021 | 5 | -14.4 | 8
1 Reference Case | 2021 | 5 | -14.3 | 6
1 Reference Case | 2021 | 5 | -14.2 | 7
1 Reference Case | 2021 | 5 | -14.1 | 6
1 Reference Case | 2021 | 5 | -14 | 8
1 Reference Case | 2021 | 5 | -13.9 | 8
1 Reference Case | 2021 | 5 | -13.8 | 10
1 Reference Case | 2021 | 5 | -13.7 | 11
1 Reference Case | 2021 | 5 | -13.6 | 7
1 Reference Case | 2021 | 5 | -13.5 | 3
1 Reference Case | 2021 | 5 | -13.4 | 7
1 Reference Case | 2021 | 5 | -13.3 | 6
1 Reference Case | 2021 | 5 | -13.2 | 9
1 Reference Case | 2021 | 5 | -13.1 | 2
1 Reference Case | 2021 | 5 | -13 | 7
1 Reference Case | 2021 | 5 | -12.9 | 11
1 Reference Case | 2021 | 5 | -12.8 | 6
1 Reference Case | 2021 | 5 | -12.7 | 5
1 Reference Case | 2021 | 5 | -12.6 | 5
1 Reference Case | 2021 | 5 | -12.5 | 6
1 Reference Case | 2021 | 5 | -12.4 | 6
1 Reference Case | 2021 | 5 | -12.3 | 9
1 Reference Case | 2021 | 5 | -12.2 | 9
1 Reference Case | 2021 | 5 | -12.1 | 4
1 Reference Case | 2021 | 5 | -12 | 8
1 Reference Case | 2021 | 5 | -11.9 | 9
1 Reference Case | 2021 | 5 | -11.8 | 5
1 Reference Case | 2021 | 5 | -11.7 | 8
1 Reference Case | 2021 | 5 | -11.6 | 6
1 Reference Case | 2021 | 5 | -11.5 | 7
1 Reference Case | 2021 | 5 | -11.4 | 8
1 Reference Case | 2021 | 5 | -11.3 | 8
1 Reference Case | 2021 | 5 | -11.2 | 11
1 Reference Case | 2021 | 5 | -11.1 | 4
1 Reference Case | 2021 | 5 | -11 | 9
1 Reference Case | 2021 | 5 | -10.9 | 5
1 Reference Case | 2021 | 5 | -10.8 | 10
1 Reference Case | 2021 | 5 | -10.7 | 5
1 Reference Case | 2021 | 5 | -10.6 | 2
1 Reference Case | 2021 | 5 | -10.5 | 4
1 Reference Case | 2021 | 5 | -10.4 | 3
1 Reference Case | 2021 | 5 | -10.3 | 2
1 Reference Case | 2021 | 5 | -10.2 | 5
1 Reference Case | 2021 | 5 | -10.1 | 5
1 Reference Case | 2021 | 5 | -10 | 4
1 Reference Case | 2021 | 5 | -9.9 | 2
1 Reference Case | 2021 | 5 | -9.8 | 3
1 Reference Case | 2021 | 5 | -9.7 | 6
1 Reference Case | 2021 | 5 | -9.6 | 9
1 Reference Case | 2021 | 5 | -9.5 | 4
1 Reference Case | 2021 | 5 | -9.4 | 6
1 Reference Case | 2021 | 5 | -9.3 | 8
1 Reference Case | 2021 | 5 | -9.2 | 13
1 Reference Case | 2021 | 5 | -9.1 | 6
1 Reference Case | 2021 | 5 | -9 | 5
1 Reference Case | 2021 | 5 | -8.9 | 6
1 Reference Case | 2021 | 5 | -8.8 | 7
1 Reference Case | 2021 | 5 | -8.7 | 9
1 Reference Case | 2021 | 5 | -8.6 | 6
1 Reference Case | 2021 | 5 | -8.5 | 5
1 Reference Case | 2021 | 5 | -8.4 | 9
1 Reference Case | 2021 | 5 | -8.3 | 4
1 Reference Case | 2021 | 5 | -8.2 | 2
1 Reference Case | 2021 | 5 | -8.1 | 2
1 Reference Case | 2021 | 5 | -8 | 2
1 Reference Case | 2021 | 5 | -7.9 | 5
1 Reference Case | 2021 | 5 | -7.8 | 3
1 Reference Case | 2021 | 5 | -7.7 | 9
1 Reference Case | 2021 | 5 | -7.6 | 6
1 Reference Case | 2021 | 5 | -7.5 | 9
1 Reference Case | 2021 | 5 | -7.4 | 2
1 Reference Case | 2021 | 5 | -7.3 | 5
1 Reference Case | 2021 | 5 | -7.2 | 3
1 Reference Case | 2021 | 5 | -7.1 | 7
1 Reference Case | 2021 | 5 | -7 | 6
1 Reference Case | 2021 | 5 | -6.9 | 2
1 Reference Case | 2021 | 5 | -6.8 | 3
1 Reference Case | 2021 | 5 | -6.7 | 4
1 Reference Case | 2021 | 5 | -6.6 | 6
1 Reference Case | 2021 | 5 | -6.5 | 3
1 Reference Case | 2021 | 5 | -6.4 | 8
1 Reference Case | 2021 | 5 | -6.3 | 4
1 Reference Case | 2021 | 5 | -6.2 | 5
1 Reference Case | 2021 | 5 | -6.1 | 3
1 Reference Case | 2021 | 5 | -6 | 7
1 Reference Case | 2021 | 5 | -5.8 | 4
1 Reference Case | 2021 | 5 | -5.7 | 4
1 Reference Case | 2021 | 5 | -5.6 | 5
1 Reference Case | 2021 | 5 | -5.5 | 2
1 Reference Case | 2021 | 5 | -5.3 | 4
1 Reference Case | 2021 | 5 | -5.2 | 6
1 Reference Case | 2021 | 5 | -5.1 | 4
1 Reference Case | 2021 | 5 | -4.9 | 3
1 Reference Case | 2021 | 5 | -4.8 | 2
1 Reference Case | 2021 | 5 | -4.7 | 3
1 Reference Case | 2021 | 5 | -4.6 | 2
1 Reference Case | 2021 | 5 | -4.5 | 2
1 Reference Case | 2021 | 5 | -4.4 | 1
1 Reference Case | 2021 | 5 | -4.3 | 3
1 Reference Case | 2021 | 5 | -4.2 | 2
1 Reference Case | 2021 | 5 | -4 | 3
1 Reference Case | 2021 | 5 | -3.9 | 1
1 Reference Case | 2021 | 5 | -3.8 | 2
1 Reference Case | 2021 | 5 | -3.7 | 7
1 Reference Case | 2021 | 5 | -3.6 | 1
1 Reference Case | 2021 | 5 | -3.5 | 2
1 Reference Case | 2021 | 5 | -3.4 | 2
1 Reference Case | 2021 | 5 | -3.3 | 2
1 Reference Case | 2021 | 5 | -3.2 | 1
1 Reference Case | 2021 | 5 | -3.1 | 3
1 Reference Case | 2021 | 5 | -3 | 4
1 Reference Case | 2021 | 5 | -2.9 | 3
1 Reference Case | 2021 | 5 | -2.8 | 1
1 Reference Case | 2021 | 5 | -2.7 | 1
1 Reference Case | 2021 | 5 | -2.6 | 2
1 Reference Case | 2021 | 5 | -2.4 | 1
1 Reference Case | 2021 | 5 | -2.1 | 2
1 Reference Case | 2021 | 5 | -1.8 | 3
1 Reference Case | 2021 | 5 | -1.7 | 3
1 Reference Case | 2021 | 5 | -1.2 | 1
1 Reference Case | 2021 | 5 | -1.1 | 1
1 Reference Case | 2021 | 5 | -0.9 | 3
1 Reference Case | 2021 | 5 | -0.8 | 1
1 Reference Case | 2021 | 5 | -0.4 | 1
1 Reference Case | 2021 | 5 | -0.1 | 1
1 Reference Case | 2021 | 5 | 0 | 4
1 Reference Case | 2021 | 5 | 0.2 | 1
1 Reference Case | 2021 | 5 | 0.8 | 1
1 Reference Case | 2021 | 5 | 0.9 | 1
1 Reference Case | 2021 | 5 | 1.3 | 1
1 Reference Case | 2021 | 5 | 1.4 | 2
1 Reference Case | 2021 | 5 | 1.5 | 1
1 Reference Case | 2021 | 5 | 1.7 | 3
1 Reference Case | 2021 | 5 | 2 | 2
1 Reference Case | 2021 | 5 | 2.1 | 1
1 Reference Case | 2021 | 5 | 2.2 | 2
1 Reference Case | 2021 | 5 | 2.3 | 2
1 Reference Case | 2021 | 5 | 2.4 | 1
1 Reference Case | 2021 | 5 | 2.5 | 4
1 Reference Case | 2021 | 5 | 2.6 | 2
1 Reference Case | 2021 | 5 | 2.7 | 3
1 Reference Case | 2021 | 5 | 2.9 | 1
1 Reference Case | 2021 | 5 | 3 | 1
1 Reference Case | 2021 | 5 | 3.1 | 3
1 Reference Case | 2021 | 5 | 3.2 | 1
1 Reference Case | 2021 | 5 | 3.3 | 2
1 Reference Case | 2021 | 5 | 3.4 | 1
1 Reference Case | 2021 | 5 | 3.6 | 2
1 Reference Case | 2021 | 5 | 3.7 | 2
1 Reference Case | 2021 | 5 | 3.8 | 5
1 Reference Case | 2021 | 5 | 3.9 | 3
1 Reference Case | 2021 | 5 | 4 | 2
1 Reference Case | 2021 | 5 | 4.2 | 2
1 Reference Case | 2021 | 5 | 4.3 | 5
1 Reference Case | 2021 | 5 | 4.4 | 4
1 Reference Case | 2021 | 5 | 4.5 | 1
1 Reference Case | 2021 | 5 | 4.6 | 2
1 Reference Case | 2021 | 5 | 4.7 | 3
1 Reference Case | 2021 | 5 | 4.8 | 3
1 Reference Case | 2021 | 5 | 4.9 | 2
1 Reference Case | 2021 | 5 | 5 | 3
1 Reference Case | 2021 | 5 | 5.2 | 2
1 Reference Case | 2021 | 5 | 5.3 | 2
1 Reference Case | 2021 | 5 | 5.4 | 4
1 Reference Case | 2021 | 5 | 5.5 | 1
1 Reference Case | 2021 | 5 | 5.6 | 3
1 Reference Case | 2021 | 5 | 5.7 | 4
1 Reference Case | 2021 | 5 | 5.9 | 5
1 Reference Case | 2021 | 5 | 6 | 2
1 Reference Case | 2021 | 5 | 6.1 | 3
1 Reference Case | 2021 | 5 | 6.2 | 4
1 Reference Case | 2021 | 5 | 6.3 | 3
1 Reference Case | 2021 | 5 | 6.4 | 5
1 Reference Case | 2021 | 5 | 6.5 | 3
1 Reference Case | 2021 | 5 | 6.6 | 4
1 Reference Case | 2021 | 5 | 6.7 | 1
1 Reference Case | 2021 | 5 | 6.8 | 1
1 Reference Case | 2021 | 5 | 6.9 | 6
1 Reference Case | 2021 | 5 | 7 | 2
1 Reference Case | 2021 | 5 | 7.1 | 7
1 Reference Case | 2021 | 5 | 7.2 | 5
1 Reference Case | 2021 | 5 | 7.3 | 2
1 Reference Case | 2021 | 5 | 7.4 | 5
1 Reference Case | 2021 | 5 | 7.5 | 4
1 Reference Case | 2021 | 5 | 7.6 | 3
1 Reference Case | 2021 | 5 | 7.7 | 8
1 Reference Case | 2021 | 5 | 7.8 | 6
1 Reference Case | 2021 | 5 | 7.9 | 6
1 Reference Case | 2021 | 5 | 8 | 5
1 Reference Case | 2021 | 5 | 8.1 | 2
1 Reference Case | 2021 | 5 | 8.2 | 7
1 Reference Case | 2021 | 5 | 8.3 | 4
1 Reference Case | 2021 | 5 | 8.4 | 3
1 Reference Case | 2021 | 5 | 8.5 | 10
1 Reference Case | 2021 | 5 | 8.6 | 8
1 Reference Case | 2021 | 5 | 8.7 | 3
1 Reference Case | 2021 | 5 | 8.8 | 8
1 Reference Case | 2021 | 5 | 8.9 | 4
1 Reference Case | 2021 | 5 | 9 | 5
1 Reference Case | 2021 | 5 | 9.1 | 2
1 Reference Case | 2021 | 5 | 9.2 | 8
1 Reference Case | 2021 | 5 | 9.3 | 7
1 Reference Case | 2021 | 5 | 9.4 | 5
1 Reference Case | 2021 | 5 | 9.5 | 6
1 Reference Case | 2021 | 5 | 9.6 | 3
1 Reference Case | 2021 | 5 | 9.7 | 2
1 Reference Case | 2021 | 5 | 9.8 | 9
1 Reference Case | 2021 | 5 | 9.9 | 5
1 Reference Case | 2021 | 5 | 10 | 5
1 Reference Case | 2021 | 5 | 10.1 | 4
1 Reference Case | 2021 | 5 | 10.2 | 5
1 Reference Case | 2021 | 5 | 10.3 | 5
1 Reference Case | 2021 | 5 | 10.4 | 6
1 Reference Case | 2021 | 5 | 10.5 | 3
1 Reference Case | 2021 | 5 | 10.6 | 2
1 Reference Case | 2021 | 5 | 10.7 | 7
1 Reference Case | 2021 | 5 | 10.8 | 3
1 Reference Case | 2021 | 5 | 10.9 | 6
1 Reference Case | 2021 | 5 | 11 | 5
1 Reference Case | 2021 | 5 | 11.1 | 4
1 Reference Case | 2021 | 5 | 11.2 | 5
1 Reference Case | 2021 | 5 | 11.3 | 4
1 Reference Case | 2021 | 5 | 11.4 | 10
1 Reference Case | 2021 | 5 | 11.5 | 7
1 Reference Case | 2021 | 5 | 11.6 | 7
1 Reference Case | 2021 | 5 | 11.7 | 6
1 Reference Case | 2021 | 5 | 11.8 | 2
1 Reference Case | 2021 | 5 | 11.9 | 4
1 Reference Case | 2021 | 5 | 12 | 8
1 Reference Case | 2021 | 5 | 12.1 | 3
1 Reference Case | 2021 | 5 | 12.2 | 7
1 Reference Case | 2021 | 5 | 12.3 | 7
1 Reference Case | 2021 | 5 | 12.4 | 8
1 Reference Case | 2021 | 5 | 12.5 | 7
1 Reference Case | 2021 | 5 | 12.6 | 6
1 Reference Case | 2021 | 5 | 12.7 | 6
1 Reference Case | 2021 | 5 | 12.8 | 12
1 Reference Case | 2021 | 5 | 12.9 | 1
1 Reference Case | 2021 | 5 | 13 | 7
1 Reference Case | 2021 | 5 | 13.1 | 9
1 Reference Case | 2021 | 5 | 13.2 | 7
1 Reference Case | 2021 | 5 | 13.3 | 7
1 Reference Case | 2021 | 5 | 13.4 | 8
1 Reference Case | 2021 | 5 | 13.5 | 6
1 Reference Case | 2021 | 5 | 13.6 | 8
1 Reference Case | 2021 | 5 | 13.7 | 5
1 Reference Case | 2021 | 5 | 13.8 | 11
1 Reference Case | 2021 | 5 | 13.9 | 9
1 Reference Case | 2021 | 5 | 14 | 8
1 Reference Case | 2021 | 5 | 14.1 | 11
1 Reference Case | 2021 | 5 | 14.2 | 7
1 Reference Case | 2021 | 5 | 14.3 | 5
1 Reference Case | 2021 | 5 | 14.4 | 10
1 Reference Case | 2021 | 5 | 14.5 | 7
1 Reference Case | 2021 | 5 | 14.6 | 11
1 Reference Case | 2021 | 5 | 14.7 | 3
1 Reference Case | 2021 | 5 | 14.8 | 7
1 Reference Case | 2021 | 5 | 14.9 | 11
1 Reference Case | 2021 | 5 | 15 | 6
1 Reference Case | 2021 | 5 | 15.1 | 2
1 Reference Case | 2021 | 5 | 15.2 | 7
1 Reference Case | 2021 | 5 | 15.3 | 4
1 Reference Case | 2021 | 5 | 15.5 | 8
1 Reference Case | 2021 | 5 | 15.6 | 10
1 Reference Case | 2021 | 5 | 15.7 | 7
1 Reference Case | 2021 | 5 | 15.8 | 4
1 Reference Case | 2021 | 5 | 15.9 | 4
1 Reference Case | 2021 | 5 | 16 | 10
1 Reference Case | 2021 | 5 | 16.1 | 5
1 Reference Case | 2021 | 5 | 16.2 | 9
1 Reference Case | 2021 | 5 | 16.3 | 10
1 Reference Case | 2021 | 5 | 16.4 | 11
1 Reference Case | 2021 | 5 | 16.5 | 6
1 Reference Case | 2021 | 5 | 16.6 | 2
1 Reference Case | 2021 | 5 | 16.7 | 6
1 Reference Case | 2021 | 5 | 16.8 | 11
1 Reference Case | 2021 | 5 | 16.9 | 6
1 Reference Case | 2021 | 5 | 17 | 8
1 Reference Case | 2021 | 5 | 17.1 | 8
1 Reference Case | 2021 | 5 | 17.2 | 7
1 Reference Case | 2021 | 5 | 17.3 | 6
1 Reference Case | 2021 | 5 | 17.4 | 6
1 Reference Case | 2021 | 5 | 17.5 | 6
1 Reference Case | 2021 | 5 | 17.6 | 4
1 Reference Case | 2021 | 5 | 17.7 | 6
1 Reference Case | 2021 | 5 | 17.8 | 5
1 Reference Case | 2021 | 5 | 17.9 | 10
1 Reference Case | 2021 | 5 | 18 | 6
1 Reference Case | 2021 | 5 | 18.1 | 6
1 Reference Case | 2021 | 5 | 18.2 | 15
1 Reference Case | 2021 | 5 | 18.3 | 5
1 Reference Case | 2021 | 5 | 18.4 | 10
1 Reference Case | 2021 | 5 | 18.5 | 5
1 Reference Case | 2021 | 5 | 18.6 | 5
1 Reference Case | 2021 | 5 | 18.7 | 5
1 Reference Case | 2021 | 5 | 18.8 | 6
1 Reference Case | 2021 | 5 | 18.9 | 7
1 Reference Case | 2021 | 5 | 19 | 6
1 Reference Case | 2021 | 5 | 19.1 | 6
1 Reference Case | 2021 | 5 | 19.2 | 8
1 Reference Case | 2021 | 5 | 19.3 | 7
1 Reference Case | 2021 | 5 | 19.4 | 8
1 Reference Case | 2021 | 5 | 19.5 | 10
1 Reference Case | 2021 | 5 | 19.6 | 2
1 Reference Case | 2021 | 5 | 19.7 | 9
1 Reference Case | 2021 | 5 | 19.8 | 2
1 Reference Case | 2021 | 5 | 19.9 | 7
1 Reference Case | 2021 | 5 | 20 | 15
1 Reference Case | 2021 | 5 | 20.1 | 7
1 Reference Case | 2021 | 5 | 20.2 | 3
1 Reference Case | 2021 | 5 | 20.3 | 8
1 Reference Case | 2021 | 5 | 20.4 | 6
1 Reference Case | 2021 | 5 | 20.5 | 9
1 Reference Case | 2021 | 5 | 20.6 | 4
1 Reference Case | 2021 | 5 | 20.7 | 7
1 Reference Case | 2021 | 5 | 20.8 | 8
1 Reference Case | 2021 | 5 | 20.9 | 9
1 Reference Case | 2021 | 5 | 21 | 6
1 Reference Case | 2021 | 5 | 21.1 | 10
1 Reference Case | 2021 | 5 | 21.2 | 5
1 Reference Case | 2021 | 5 | 21.3 | 7
1 Reference Case | 2021 | 5 | 21.5 | 6
1 Reference Case | 2021 | 5 | 21.6 | 6
1 Reference Case | 2021 | 5 | 21.7 | 8
1 Reference Case | 2021 | 5 | 21.8 | 6
1 Reference Case | 2021 | 5 | 21.9 | 10
1 Reference Case | 2021 | 5 | 22 | 3
1 Reference Case | 2021 | 5 | 22.1 | 3
1 Reference Case | 2021 | 5 | 22.2 | 3
1 Reference Case | 2021 | 5 | 22.3 | 2
1 Reference Case | 2021 | 5 | 22.4 | 8
1 Reference Case | 2021 | 5 | 22.5 | 6
1 Reference Case | 2021 | 5 | 22.6 | 6
1 Reference Case | 2021 | 5 | 22.7 | 2
1 Reference Case | 2021 | 5 | 22.8 | 7
1 Reference Case | 2021 | 5 | 22.9 | 7
1 Reference Case | 2021 | 5 | 23 | 5
1 Reference Case | 2021 | 5 | 23.1 | 2
1 Reference Case | 2021 | 5 | 23.2 | 5
1 Reference Case | 2021 | 5 | 23.3 | 2
1 Reference Case | 2021 | 5 | 23.4 | 6
1 Reference Case | 2021 | 5 | 23.5 | 6
1 Reference Case | 2021 | 5 | 23.6 | 3
1 Reference Case | 2021 | 5 | 23.7 | 2
1 Reference Case | 2021 | 5 | 23.8 | 3
1 Reference Case | 2021 | 5 | 23.9 | 2
1 Reference Case | 2021 | 5 | 24 | 6
1 Reference Case | 2021 | 5 | 24.1 | 2
1 Reference Case | 2021 | 5 | 24.2 | 3
1 Reference Case | 2021 | 5 | 24.3 | 4
1 Reference Case | 2021 | 5 | 24.4 | 5
1 Reference Case | 2021 | 5 | 24.5 | 4
1 Reference Case | 2021 | 5 | 24.6 | 9
1 Reference Case | 2021 | 5 | 24.7 | 8
1 Reference Case | 2021 | 5 | 24.8 | 4
1 Reference Case | 2021 | 5 | 24.9 | 6
1 Reference Case | 2021 | 5 | 25 | 5
1 Reference Case | 2021 | 5 | 25.1 | 4
1 Reference Case | 2021 | 5 | 25.2 | 4
1 Reference Case | 2021 | 5 | 25.3 | 5
1 Reference Case | 2021 | 5 | 25.4 | 3
1 Reference Case | 2021 | 5 | 25.5 | 5
1 Reference Case | 2021 | 5 | 25.6 | 4
1 Reference Case | 2021 | 5 | 25.7 | 3
1 Reference Case | 2021 | 5 | 25.8 | 5
1 Reference Case | 2021 | 5 | 25.9 | 3
1 Reference Case | 2021 | 5 | 26 | 2
1 Reference Case | 2021 | 5 | 26.1 | 4
1 Reference Case | 2021 | 5 | 26.2 | 4
1 Reference Case | 2021 | 5 | 26.3 | 6
1 Reference Case | 2021 | 5 | 26.4 | 4
1 Reference Case | 2021 | 5 | 26.5 | 5
1 Reference Case | 2021 | 5 | 26.6 | 5
1 Reference Case | 2021 | 5 | 26.7 | 8
1 Reference Case | 2021 | 5 | 26.8 | 1
1 Reference Case | 2021 | 5 | 26.9 | 6
1 Reference Case | 2021 | 5 | 27 | 5
1 Reference Case | 2021 | 5 | 27.1 | 1
1 Reference Case | 2021 | 5 | 27.2 | 3
1 Reference Case | 2021 | 5 | 27.3 | 4
1 Reference Case | 2021 | 5 | 27.4 | 4
1 Reference Case | 2021 | 5 | 27.5 | 5
1 Reference Case | 2021 | 5 | 27.6 | 2
1 Reference Case | 2021 | 5 | 27.7 | 3
1 Reference Case | 2021 | 5 | 27.8 | 9
1 Reference Case | 2021 | 5 | 27.9 | 4
1 Reference Case | 2021 | 5 | 28 | 4
1 Reference Case | 2021 | 5 | 28.1 | 3
1 Reference Case | 2021 | 5 | 28.2 | 2
1 Reference Case | 2021 | 5 | 28.3 | 3
1 Reference Case | 2021 | 5 | 28.4 | 1
1 Reference Case | 2021 | 5 | 28.5 | 2
1 Reference Case | 2021 | 5 | 28.6 | 5
1 Reference Case | 2021 | 5 | 28.7 | 5
1 Reference Case | 2021 | 5 | 28.8 | 5
1 Reference Case | 2021 | 5 | 28.9 | 6
1 Reference Case | 2021 | 5 | 29 | 3
1 Reference Case | 2021 | 5 | 29.1 | 1
1 Reference Case | 2021 | 5 | 29.2 | 3
1 Reference Case | 2021 | 5 | 29.3 | 3
1 Reference Case | 2021 | 5 | 29.4 | 4
1 Reference Case | 2021 | 5 | 29.5 | 4
1 Reference Case | 2021 | 5 | 29.6 | 5
1 Reference Case | 2021 | 5 | 29.7 | 3
1 Reference Case | 2021 | 5 | 29.8 | 4
1 Reference Case | 2021 | 5 | 29.9 | 1
1 Reference Case | 2021 | 5 | 30 | 3
1 Reference Case | 2021 | 5 | 30.1 | 3
1 Reference Case | 2021 | 5 | 30.2 | 2
1 Reference Case | 2021 | 5 | 30.3 | 1
1 Reference Case | 2021 | 5 | 30.4 | 3
1 Reference Case | 2021 | 5 | 30.5 | 2
1 Reference Case | 2021 | 5 | 30.7 | 2
1 Reference Case | 2021 | 5 | 30.8 | 3
1 Reference Case | 2021 | 5 | 30.9 | 7
1 Reference Case | 2021 | 5 | 31.1 | 4
1 Reference Case | 2021 | 5 | 31.2 | 4
1 Reference Case | 2021 | 5 | 31.4 | 3
1 Reference Case | 2021 | 5 | 31.5 | 1
1 Reference Case | 2021 | 5 | 31.6 | 2
1 Reference Case | 2021 | 5 | 31.7 | 3
1 Reference Case | 2021 | 5 | 31.8 | 1
1 Reference Case | 2021 | 5 | 31.9 | 2
1 Reference Case | 2021 | 5 | 32 | 3
1 Reference Case | 2021 | 5 | 32.1 | 1
1 Reference Case | 2021 | 5 | 32.2 | 3
1 Reference Case | 2021 | 5 | 32.3 | 3
1 Reference Case | 2021 | 5 | 32.4 | 1
1 Reference Case | 2021 | 5 | 32.5 | 7
1 Reference Case | 2021 | 5 | 32.6 | 3
1 Reference Case | 2021 | 5 | 32.7 | 3
1 Reference Case | 2021 | 5 | 32.8 | 3
1 Reference Case | 2021 | 5 | 32.9 | 1
1 Reference Case | 2021 | 5 | 33 | 2
1 Reference Case | 2021 | 5 | 33.1 | 3
1 Reference Case | 2021 | 5 | 33.2 | 1
1 Reference Case | 2021 | 5 | 33.3 | 2
1 Reference Case | 2021 | 5 | 33.4 | 3
1 Reference Case | 2021 | 5 | 33.5 | 1
1 Reference Case | 2021 | 5 | 33.6 | 4
1 Reference Case | 2021 | 5 | 33.7 | 3
1 Reference Case | 2021 | 5 | 33.8 | 4
1 Reference Case | 2021 | 5 | 34 | 1
1 Reference Case | 2021 | 5 | 34.1 | 2
1 Reference Case | 2021 | 5 | 34.2 | 3
1 Reference Case | 2021 | 5 | 34.3 | 1
1 Reference Case | 2021 | 5 | 34.4 | 3
1 Reference Case | 2021 | 5 | 34.5 | 2
1 Reference Case | 2021 | 5 | 34.6 | 1
1 Reference Case | 2021 | 5 | 34.7 | 1
1 Reference Case | 2021 | 5 | 34.9 | 3
1 Reference Case | 2021 | 5 | 35 | 2
1 Reference Case | 2021 | 5 | 35.1 | 2
1 Reference Case | 2021 | 5 | 35.2 | 1
1 Reference Case | 2021 | 5 | 35.5 | 2
1 Reference Case | 2021 | 5 | 35.7 | 4
1 Reference Case | 2021 | 5 | 35.8 | 6
1 Reference Case | 2021 | 5 | 35.9 | 1
1 Reference Case | 2021 | 5 | 36 | 2
1 Reference Case | 2021 | 5 | 36.1 | 2
1 Reference Case | 2021 | 5 | 36.2 | 1
1 Reference Case | 2021 | 5 | 36.3 | 1
1 Reference Case | 2021 | 5 | 36.5 | 1
1 Reference Case | 2021 | 5 | 36.6 | 1
1 Reference Case | 2021 | 5 | 36.7 | 1
1 Reference Case | 2021 | 5 | 36.9 | 2
1 Reference Case | 2021 | 5 | 37 | 1
1 Reference Case | 2021 | 5 | 37.1 | 1
1 Reference Case | 2021 | 5 | 37.2 | 2
1 Reference Case | 2021 | 5 | 37.4 | 2
1 Reference Case | 2021 | 5 | 37.5 | 1
1 Reference Case | 2021 | 5 | 37.6 | 2
1 Reference Case | 2021 | 5 | 37.9 | 1
1 Reference Case | 2021 | 5 | 38 | 2
1 Reference Case | 2021 | 5 | 38.1 | 1
1 Reference Case | 2021 | 5 | 38.2 | 1
1 Reference Case | 2021 | 5 | 38.3 | 1
1 Reference Case | 2021 | 5 | 38.4 | 1
1 Reference Case | 2021 | 5 | 38.5 | 2
1 Reference Case | 2021 | 5 | 38.6 | 1
1 Reference Case | 2021 | 5 | 38.8 | 1
1 Reference Case | 2021 | 5 | 38.9 | 2
1 Reference Case | 2021 | 5 | 39 | 1
1 Reference Case | 2021 | 5 | 39.1 | 2
1 Reference Case | 2021 | 5 | 39.2 | 1
1 Reference Case | 2021 | 5 | 39.3 | 1
1 Reference Case | 2021 | 5 | 39.5 | 2
1 Reference Case | 2021 | 5 | 39.7 | 1
1 Reference Case | 2021 | 5 | 39.8 | 2
1 Reference Case | 2021 | 5 | 40.1 | 3
1 Reference Case | 2021 | 5 | 40.2 | 2
1 Reference Case | 2021 | 5 | 40.3 | 1
1 Reference Case | 2021 | 5 | 40.4 | 1
1 Reference Case | 2021 | 5 | 40.5 | 2
1 Reference Case | 2021 | 5 | 40.8 | 1
1 Reference Case | 2021 | 5 | 40.9 | 3
1 Reference Case | 2021 | 5 | 41 | 1
1 Reference Case | 2021 | 5 | 41.1 | 2
1 Reference Case | 2021 | 5 | 41.2 | 2
1 Reference Case | 2021 | 5 | 41.4 | 2
1 Reference Case | 2021 | 5 | 41.5 | 1
1 Reference Case | 2021 | 5 | 41.6 | 2
1 Reference Case | 2021 | 5 | 41.7 | 4
1 Reference Case | 2021 | 5 | 41.8 | 2
1 Reference Case | 2021 | 5 | 42 | 1
1 Reference Case | 2021 | 5 | 42.1 | 2
1 Reference Case | 2021 | 5 | 42.6 | 1
1 Reference Case | 2021 | 5 | 42.7 | 2
1 Reference Case | 2021 | 5 | 42.8 | 1
1 Reference Case | 2021 | 5 | 43.2 | 2
1 Reference Case | 2021 | 5 | 43.4 | 3
1 Reference Case | 2021 | 5 | 43.5 | 2
1 Reference Case | 2021 | 5 | 43.6 | 1
1 Reference Case | 2021 | 5 | 43.8 | 1
1 Reference Case | 2021 | 5 | 44 | 4
1 Reference Case | 2021 | 5 | 44.1 | 1
1 Reference Case | 2021 | 5 | 44.7 | 1
1 Reference Case | 2021 | 5 | 45 | 1
1 Reference Case | 2021 | 5 | 45.2 | 1
1 Reference Case | 2021 | 5 | 45.3 | 1
1 Reference Case | 2021 | 5 | 45.5 | 1
1 Reference Case | 2021 | 5 | 45.6 | 1
1 Reference Case | 2021 | 5 | 45.7 | 2
1 Reference Case | 2021 | 5 | 45.9 | 2
1 Reference Case | 2021 | 5 | 46.1 | 1
1 Reference Case | 2021 | 5 | 46.3 | 1
1 Reference Case | 2021 | 5 | 46.4 | 1
1 Reference Case | 2021 | 5 | 46.5 | 1
1 Reference Case | 2021 | 5 | 46.6 | 1
1 Reference Case | 2021 | 5 | 46.7 | 1
1 Reference Case | 2021 | 5 | 46.9 | 2
1 Reference Case | 2021 | 5 | 47 | 1
1 Reference Case | 2021 | 5 | 47.1 | 1
1 Reference Case | 2021 | 5 | 47.5 | 1
1 Reference Case | 2021 | 5 | 47.7 | 1
1 Reference Case | 2021 | 5 | 47.9 | 1
1 Reference Case | 2021 | 5 | 48 | 1
1 Reference Case | 2021 | 5 | 48.3 | 1
1 Reference Case | 2021 | 5 | 48.5 | 1
1 Reference Case | 2021 | 5 | 48.8 | 1
1 Reference Case | 2021 | 5 | 48.9 | 1
1 Reference Case | 2021 | 5 | 49.4 | 1
1 Reference Case | 2021 | 5 | 49.7 | 1
1 Reference Case | 2021 | 5 | 49.8 | 1
1 Reference Case | 2021 | 5 | 50.2 | 1
1 Reference Case | 2021 | 5 | 50.3 | 1
1 Reference Case | 2021 | 5 | 50.9 | 1
1 Reference Case | 2021 | 5 | 51.2 | 2
1 Reference Case | 2021 | 5 | 51.6 | 1
1 Reference Case | 2021 | 5 | 51.7 | 1
1 Reference Case | 2021 | 5 | 52 | 1
1 Reference Case | 2021 | 5 | 53 | 1
1 Reference Case | 2021 | 5 | 53.1 | 1
1 Reference Case | 2021 | 5 | 53.5 | 2
1 Reference Case | 2021 | 5 | 53.6 | 1
1 Reference Case | 2021 | 5 | 54.2 | 1
1 Reference Case | 2021 | 5 | 54.7 | 1
1 Reference Case | 2021 | 5 | 54.8 | 1
1 Reference Case | 2021 | 5 | 55.4 | 1
1 Reference Case | 2021 | 5 | 56 | 1
1 Reference Case | 2021 | 5 | 56.4 | 1
1 Reference Case | 2021 | 5 | 56.9 | 1
1 Reference Case | 2021 | 5 | 61.5 | 1
1 Reference Case | 2021 | 5 | 62.4 | 1
1 Reference Case | 2021 | 5 | 63.7 | 1
1 Reference Case | 2021 | 5 | 64.8 | 1
1 Reference Case | 2021 | 5 | 66.8 | 1
1 Reference Case | 2021 | 5 | 67 | 1
1 Reference Case | 2021 | 5 | 67.1 | 1
1 Reference Case | 2021 | 5 | 407.5 | 1
1 Reference Case | 2021 | 6 | -97.9 | 1
1 Reference Case | 2021 | 6 | -83.8 | 1
1 Reference Case | 2021 | 6 | -62.5 | 1
1 Reference Case | 2021 | 6 | -61.6 | 1
1 Reference Case | 2021 | 6 | -58.7 | 1
1 Reference Case | 2021 | 6 | -56.5 | 1
1 Reference Case | 2021 | 6 | -56.2 | 1
1 Reference Case | 2021 | 6 | -55.7 | 1
1 Reference Case | 2021 | 6 | -53.8 | 2
1 Reference Case | 2021 | 6 | -52 | 1
1 Reference Case | 2021 | 6 | -51.8 | 1
1 Reference Case | 2021 | 6 | -51.7 | 1
1 Reference Case | 2021 | 6 | -51.3 | 1
1 Reference Case | 2021 | 6 | -50.3 | 1
1 Reference Case | 2021 | 6 | -49.7 | 1
1 Reference Case | 2021 | 6 | -49.6 | 1
1 Reference Case | 2021 | 6 | -49.3 | 1
1 Reference Case | 2021 | 6 | -49.2 | 1
1 Reference Case | 2021 | 6 | -49 | 1
1 Reference Case | 2021 | 6 | -47.9 | 1
1 Reference Case | 2021 | 6 | -47.5 | 2
1 Reference Case | 2021 | 6 | -47 | 1
1 Reference Case | 2021 | 6 | -46.2 | 1
1 Reference Case | 2021 | 6 | -45.9 | 1
1 Reference Case | 2021 | 6 | -45.4 | 1
1 Reference Case | 2021 | 6 | -45.3 | 1
1 Reference Case | 2021 | 6 | -45.2 | 1
1 Reference Case | 2021 | 6 | -44.7 | 2
1 Reference Case | 2021 | 6 | -44.4 | 1
1 Reference Case | 2021 | 6 | -44.3 | 1
1 Reference Case | 2021 | 6 | -43.9 | 2
1 Reference Case | 2021 | 6 | -43.7 | 1
1 Reference Case | 2021 | 6 | -43.2 | 2
1 Reference Case | 2021 | 6 | -43.1 | 1
1 Reference Case | 2021 | 6 | -42.8 | 1
1 Reference Case | 2021 | 6 | -42.4 | 1
1 Reference Case | 2021 | 6 | -42.2 | 1
1 Reference Case | 2021 | 6 | -42.1 | 1
1 Reference Case | 2021 | 6 | -41.9 | 1
1 Reference Case | 2021 | 6 | -41.5 | 2
1 Reference Case | 2021 | 6 | -41.3 | 1
1 Reference Case | 2021 | 6 | -41.1 | 1
1 Reference Case | 2021 | 6 | -41 | 1
1 Reference Case | 2021 | 6 | -40.4 | 1
1 Reference Case | 2021 | 6 | -40.2 | 1
1 Reference Case | 2021 | 6 | -40.1 | 4
1 Reference Case | 2021 | 6 | -40 | 1
1 Reference Case | 2021 | 6 | -39.9 | 1
1 Reference Case | 2021 | 6 | -39.6 | 3
1 Reference Case | 2021 | 6 | -39.5 | 2
1 Reference Case | 2021 | 6 | -39.4 | 1
1 Reference Case | 2021 | 6 | -39.3 | 2
1 Reference Case | 2021 | 6 | -39.1 | 2
1 Reference Case | 2021 | 6 | -39 | 2
1 Reference Case | 2021 | 6 | -38.9 | 2
1 Reference Case | 2021 | 6 | -38.7 | 2
1 Reference Case | 2021 | 6 | -38.6 | 1
1 Reference Case | 2021 | 6 | -38.5 | 3
1 Reference Case | 2021 | 6 | -38.4 | 1
1 Reference Case | 2021 | 6 | -38.2 | 1
1 Reference Case | 2021 | 6 | -37.9 | 2
1 Reference Case | 2021 | 6 | -37.7 | 3
1 Reference Case | 2021 | 6 | -37.6 | 1
1 Reference Case | 2021 | 6 | -37.5 | 1
1 Reference Case | 2021 | 6 | -37.4 | 1
1 Reference Case | 2021 | 6 | -37.3 | 2
1 Reference Case | 2021 | 6 | -37.1 | 2
1 Reference Case | 2021 | 6 | -36.9 | 2
1 Reference Case | 2021 | 6 | -36.8 | 1
1 Reference Case | 2021 | 6 | -36.6 | 1
1 Reference Case | 2021 | 6 | -36.4 | 2
1 Reference Case | 2021 | 6 | -36.2 | 2
1 Reference Case | 2021 | 6 | -36 | 2
1 Reference Case | 2021 | 6 | -35.8 | 2
1 Reference Case | 2021 | 6 | -35.7 | 3
1 Reference Case | 2021 | 6 | -35.6 | 2
1 Reference Case | 2021 | 6 | -35.5 | 3
1 Reference Case | 2021 | 6 | -35.4 | 1
1 Reference Case | 2021 | 6 | -35.3 | 3
1 Reference Case | 2021 | 6 | -35.2 | 3
1 Reference Case | 2021 | 6 | -34.9 | 1
1 Reference Case | 2021 | 6 | -34.7 | 2
1 Reference Case | 2021 | 6 | -34.6 | 2
1 Reference Case | 2021 | 6 | -34.4 | 2
1 Reference Case | 2021 | 6 | -34.3 | 1
1 Reference Case | 2021 | 6 | -34.1 | 1
1 Reference Case | 2021 | 6 | -33.9 | 3
1 Reference Case | 2021 | 6 | -33.7 | 2
1 Reference Case | 2021 | 6 | -33.6 | 1
1 Reference Case | 2021 | 6 | -33.5 | 2
1 Reference Case | 2021 | 6 | -33.4 | 2
1 Reference Case | 2021 | 6 | -33.3 | 1
1 Reference Case | 2021 | 6 | -33.2 | 1
1 Reference Case | 2021 | 6 | -33.1 | 2
1 Reference Case | 2021 | 6 | -32.9 | 1
1 Reference Case | 2021 | 6 | -32.8 | 1
1 Reference Case | 2021 | 6 | -32.7 | 1
1 Reference Case | 2021 | 6 | -32.5 | 1
1 Reference Case | 2021 | 6 | -32.3 | 2
1 Reference Case | 2021 | 6 | -32.2 | 1
1 Reference Case | 2021 | 6 | -31.9 | 1
1 Reference Case | 2021 | 6 | -31.8 | 2
1 Reference Case | 2021 | 6 | -31.7 | 2
1 Reference Case | 2021 | 6 | -31.6 | 1
1 Reference Case | 2021 | 6 | -31.5 | 2
1 Reference Case | 2021 | 6 | -31.4 | 2
1 Reference Case | 2021 | 6 | -31.3 | 3
1 Reference Case | 2021 | 6 | -31.2 | 3
1 Reference Case | 2021 | 6 | -31.1 | 1
1 Reference Case | 2021 | 6 | -31 | 1
1 Reference Case | 2021 | 6 | -30.9 | 3
1 Reference Case | 2021 | 6 | -30.8 | 2
1 Reference Case | 2021 | 6 | -30.7 | 3
1 Reference Case | 2021 | 6 | -30.6 | 3
1 Reference Case | 2021 | 6 | -30.5 | 1
1 Reference Case | 2021 | 6 | -30.4 | 3
1 Reference Case | 2021 | 6 | -30.3 | 2
1 Reference Case | 2021 | 6 | -30.2 | 1
1 Reference Case | 2021 | 6 | -30.1 | 4
1 Reference Case | 2021 | 6 | -30 | 6
1 Reference Case | 2021 | 6 | -29.9 | 4
1 Reference Case | 2021 | 6 | -29.8 | 2
1 Reference Case | 2021 | 6 | -29.6 | 1
1 Reference Case | 2021 | 6 | -29.5 | 3
1 Reference Case | 2021 | 6 | -29.4 | 3
1 Reference Case | 2021 | 6 | -29.3 | 2
1 Reference Case | 2021 | 6 | -29.2 | 5
1 Reference Case | 2021 | 6 | -29 | 6
1 Reference Case | 2021 | 6 | -28.9 | 4
1 Reference Case | 2021 | 6 | -28.8 | 1
1 Reference Case | 2021 | 6 | -28.6 | 1
1 Reference Case | 2021 | 6 | -28.4 | 2
1 Reference Case | 2021 | 6 | -28.3 | 5
1 Reference Case | 2021 | 6 | -28.2 | 2
1 Reference Case | 2021 | 6 | -28.1 | 3
1 Reference Case | 2021 | 6 | -28 | 2
1 Reference Case | 2021 | 6 | -27.9 | 1
1 Reference Case | 2021 | 6 | -27.8 | 1
1 Reference Case | 2021 | 6 | -27.6 | 1
1 Reference Case | 2021 | 6 | -27.5 | 6
1 Reference Case | 2021 | 6 | -27.4 | 1
1 Reference Case | 2021 | 6 | -27.3 | 1
1 Reference Case | 2021 | 6 | -27.2 | 5
1 Reference Case | 2021 | 6 | -27.1 | 1
1 Reference Case | 2021 | 6 | -27 | 3
1 Reference Case | 2021 | 6 | -26.9 | 3
1 Reference Case | 2021 | 6 | -26.8 | 3
1 Reference Case | 2021 | 6 | -26.7 | 5
1 Reference Case | 2021 | 6 | -26.6 | 4
1 Reference Case | 2021 | 6 | -26.5 | 3
1 Reference Case | 2021 | 6 | -26.4 | 5
1 Reference Case | 2021 | 6 | -26.3 | 7
1 Reference Case | 2021 | 6 | -26.2 | 2
1 Reference Case | 2021 | 6 | -26.1 | 1
1 Reference Case | 2021 | 6 | -25.9 | 3
1 Reference Case | 2021 | 6 | -25.8 | 4
1 Reference Case | 2021 | 6 | -25.7 | 1
1 Reference Case | 2021 | 6 | -25.6 | 6
1 Reference Case | 2021 | 6 | -25.5 | 2
1 Reference Case | 2021 | 6 | -25.4 | 1
1 Reference Case | 2021 | 6 | -25.3 | 5
1 Reference Case | 2021 | 6 | -25.2 | 3
1 Reference Case | 2021 | 6 | -25.1 | 2
1 Reference Case | 2021 | 6 | -25 | 6
1 Reference Case | 2021 | 6 | -24.9 | 3
1 Reference Case | 2021 | 6 | -24.8 | 4
1 Reference Case | 2021 | 6 | -24.7 | 3
1 Reference Case | 2021 | 6 | -24.6 | 4
1 Reference Case | 2021 | 6 | -24.5 | 2
1 Reference Case | 2021 | 6 | -24.4 | 2
1 Reference Case | 2021 | 6 | -24.3 | 3
1 Reference Case | 2021 | 6 | -24.2 | 3
1 Reference Case | 2021 | 6 | -24.1 | 2
1 Reference Case | 2021 | 6 | -24 | 5
1 Reference Case | 2021 | 6 | -23.9 | 7
1 Reference Case | 2021 | 6 | -23.8 | 3
1 Reference Case | 2021 | 6 | -23.7 | 3
1 Reference Case | 2021 | 6 | -23.6 | 3
1 Reference Case | 2021 | 6 | -23.5 | 4
1 Reference Case | 2021 | 6 | -23.4 | 5
1 Reference Case | 2021 | 6 | -23.3 | 4
1 Reference Case | 2021 | 6 | -23.2 | 2
1 Reference Case | 2021 | 6 | -23.1 | 3
1 Reference Case | 2021 | 6 | -23 | 10
1 Reference Case | 2021 | 6 | -22.9 | 1
1 Reference Case | 2021 | 6 | -22.8 | 2
1 Reference Case | 2021 | 6 | -22.7 | 2
1 Reference Case | 2021 | 6 | -22.6 | 6
1 Reference Case | 2021 | 6 | -22.5 | 2
1 Reference Case | 2021 | 6 | -22.4 | 2
1 Reference Case | 2021 | 6 | -22.3 | 8
1 Reference Case | 2021 | 6 | -22.2 | 2
1 Reference Case | 2021 | 6 | -22.1 | 3
1 Reference Case | 2021 | 6 | -22 | 3
1 Reference Case | 2021 | 6 | -21.9 | 7
1 Reference Case | 2021 | 6 | -21.8 | 1
1 Reference Case | 2021 | 6 | -21.7 | 4
1 Reference Case | 2021 | 6 | -21.6 | 5
1 Reference Case | 2021 | 6 | -21.5 | 3
1 Reference Case | 2021 | 6 | -21.4 | 3
1 Reference Case | 2021 | 6 | -21.3 | 5
1 Reference Case | 2021 | 6 | -21.2 | 1
1 Reference Case | 2021 | 6 | -21.1 | 6
1 Reference Case | 2021 | 6 | -21 | 4
1 Reference Case | 2021 | 6 | -20.9 | 8
1 Reference Case | 2021 | 6 | -20.8 | 4
1 Reference Case | 2021 | 6 | -20.7 | 5
1 Reference Case | 2021 | 6 | -20.6 | 5
1 Reference Case | 2021 | 6 | -20.5 | 2
1 Reference Case | 2021 | 6 | -20.4 | 3
1 Reference Case | 2021 | 6 | -20.3 | 4
1 Reference Case | 2021 | 6 | -20.2 | 5
1 Reference Case | 2021 | 6 | -20.1 | 4
1 Reference Case | 2021 | 6 | -20 | 4
1 Reference Case | 2021 | 6 | -19.9 | 5
1 Reference Case | 2021 | 6 | -19.8 | 10
1 Reference Case | 2021 | 6 | -19.7 | 3
1 Reference Case | 2021 | 6 | -19.6 | 1
1 Reference Case | 2021 | 6 | -19.5 | 1
1 Reference Case | 2021 | 6 | -19.4 | 5
1 Reference Case | 2021 | 6 | -19.3 | 3
1 Reference Case | 2021 | 6 | -19.2 | 4
1 Reference Case | 2021 | 6 | -19.1 | 2
1 Reference Case | 2021 | 6 | -19 | 5
1 Reference Case | 2021 | 6 | -18.9 | 2
1 Reference Case | 2021 | 6 | -18.8 | 5
1 Reference Case | 2021 | 6 | -18.7 | 5
1 Reference Case | 2021 | 6 | -18.6 | 1
1 Reference Case | 2021 | 6 | -18.5 | 2
1 Reference Case | 2021 | 6 | -18.4 | 4
1 Reference Case | 2021 | 6 | -18.3 | 7
1 Reference Case | 2021 | 6 | -18.2 | 9
1 Reference Case | 2021 | 6 | -18.1 | 6
1 Reference Case | 2021 | 6 | -18 | 8
1 Reference Case | 2021 | 6 | -17.9 | 5
1 Reference Case | 2021 | 6 | -17.8 | 3
1 Reference Case | 2021 | 6 | -17.7 | 3
1 Reference Case | 2021 | 6 | -17.6 | 4
1 Reference Case | 2021 | 6 | -17.5 | 3
1 Reference Case | 2021 | 6 | -17.4 | 4
1 Reference Case | 2021 | 6 | -17.3 | 4
1 Reference Case | 2021 | 6 | -17.2 | 5
1 Reference Case | 2021 | 6 | -17.1 | 5
1 Reference Case | 2021 | 6 | -17 | 2
1 Reference Case | 2021 | 6 | -16.9 | 5
1 Reference Case | 2021 | 6 | -16.8 | 9
1 Reference Case | 2021 | 6 | -16.7 | 7
1 Reference Case | 2021 | 6 | -16.6 | 3
1 Reference Case | 2021 | 6 | -16.5 | 2
1 Reference Case | 2021 | 6 | -16.4 | 1
1 Reference Case | 2021 | 6 | -16.3 | 7
1 Reference Case | 2021 | 6 | -16.2 | 3
1 Reference Case | 2021 | 6 | -16.1 | 5
1 Reference Case | 2021 | 6 | -16 | 6
1 Reference Case | 2021 | 6 | -15.9 | 9
1 Reference Case | 2021 | 6 | -15.7 | 7
1 Reference Case | 2021 | 6 | -15.6 | 3
1 Reference Case | 2021 | 6 | -15.5 | 5
1 Reference Case | 2021 | 6 | -15.4 | 3
1 Reference Case | 2021 | 6 | -15.3 | 9
1 Reference Case | 2021 | 6 | -15.2 | 4
1 Reference Case | 2021 | 6 | -15.1 | 10
1 Reference Case | 2021 | 6 | -15 | 4
1 Reference Case | 2021 | 6 | -14.9 | 4
1 Reference Case | 2021 | 6 | -14.8 | 7
1 Reference Case | 2021 | 6 | -14.7 | 5
1 Reference Case | 2021 | 6 | -14.6 | 5
1 Reference Case | 2021 | 6 | -14.5 | 4
1 Reference Case | 2021 | 6 | -14.4 | 8
1 Reference Case | 2021 | 6 | -14.3 | 3
1 Reference Case | 2021 | 6 | -14.2 | 2
1 Reference Case | 2021 | 6 | -14.1 | 4
1 Reference Case | 2021 | 6 | -14 | 11
1 Reference Case | 2021 | 6 | -13.9 | 2
1 Reference Case | 2021 | 6 | -13.8 | 5
1 Reference Case | 2021 | 6 | -13.7 | 5
1 Reference Case | 2021 | 6 | -13.6 | 2
1 Reference Case | 2021 | 6 | -13.5 | 2
1 Reference Case | 2021 | 6 | -13.4 | 2
1 Reference Case | 2021 | 6 | -13.3 | 1
1 Reference Case | 2021 | 6 | -13.2 | 7
1 Reference Case | 2021 | 6 | -13.1 | 1
1 Reference Case | 2021 | 6 | -13 | 9
1 Reference Case | 2021 | 6 | -12.9 | 3
1 Reference Case | 2021 | 6 | -12.8 | 1
1 Reference Case | 2021 | 6 | -12.7 | 4
1 Reference Case | 2021 | 6 | -12.6 | 2
1 Reference Case | 2021 | 6 | -12.5 | 7
1 Reference Case | 2021 | 6 | -12.4 | 4
1 Reference Case | 2021 | 6 | -12.3 | 7
1 Reference Case | 2021 | 6 | -12.2 | 1
1 Reference Case | 2021 | 6 | -12.1 | 3
1 Reference Case | 2021 | 6 | -12 | 6
1 Reference Case | 2021 | 6 | -11.9 | 3
1 Reference Case | 2021 | 6 | -11.8 | 1
1 Reference Case | 2021 | 6 | -11.7 | 3
1 Reference Case | 2021 | 6 | -11.6 | 5
1 Reference Case | 2021 | 6 | -11.5 | 4
1 Reference Case | 2021 | 6 | -11.4 | 3
1 Reference Case | 2021 | 6 | -11.3 | 4
1 Reference Case | 2021 | 6 | -11.2 | 3
1 Reference Case | 2021 | 6 | -11.1 | 3
1 Reference Case | 2021 | 6 | -11 | 2
1 Reference Case | 2021 | 6 | -10.9 | 1
1 Reference Case | 2021 | 6 | -10.8 | 4
1 Reference Case | 2021 | 6 | -10.7 | 4
1 Reference Case | 2021 | 6 | -10.6 | 2
1 Reference Case | 2021 | 6 | -10.5 | 7
1 Reference Case | 2021 | 6 | -10.4 | 3
1 Reference Case | 2021 | 6 | -10.3 | 3
1 Reference Case | 2021 | 6 | -10.2 | 3
1 Reference Case | 2021 | 6 | -10.1 | 4
1 Reference Case | 2021 | 6 | -10 | 4
1 Reference Case | 2021 | 6 | -9.9 | 3
1 Reference Case | 2021 | 6 | -9.8 | 1
1 Reference Case | 2021 | 6 | -9.7 | 4
1 Reference Case | 2021 | 6 | -9.6 | 6
1 Reference Case | 2021 | 6 | -9.5 | 2
1 Reference Case | 2021 | 6 | -9.4 | 3
1 Reference Case | 2021 | 6 | -9.3 | 3
1 Reference Case | 2021 | 6 | -9.2 | 5
1 Reference Case | 2021 | 6 | -9.1 | 4
1 Reference Case | 2021 | 6 | -9 | 2
1 Reference Case | 2021 | 6 | -8.9 | 3
1 Reference Case | 2021 | 6 | -8.8 | 3
1 Reference Case | 2021 | 6 | -8.7 | 4
1 Reference Case | 2021 | 6 | -8.6 | 1
1 Reference Case | 2021 | 6 | -8.5 | 4
1 Reference Case | 2021 | 6 | -8.4 | 2
1 Reference Case | 2021 | 6 | -8.3 | 3
1 Reference Case | 2021 | 6 | -8.2 | 2
1 Reference Case | 2021 | 6 | -8.1 | 3
1 Reference Case | 2021 | 6 | -8 | 1
1 Reference Case | 2021 | 6 | -7.9 | 4
1 Reference Case | 2021 | 6 | -7.8 | 2
1 Reference Case | 2021 | 6 | -7.7 | 1
1 Reference Case | 2021 | 6 | -7.6 | 1
1 Reference Case | 2021 | 6 | -7.5 | 2
1 Reference Case | 2021 | 6 | -7.4 | 2
1 Reference Case | 2021 | 6 | -7.3 | 3
1 Reference Case | 2021 | 6 | -7.2 | 2
1 Reference Case | 2021 | 6 | -7.1 | 3
1 Reference Case | 2021 | 6 | -7 | 2
1 Reference Case | 2021 | 6 | -6.9 | 2
1 Reference Case | 2021 | 6 | -6.8 | 1
1 Reference Case | 2021 | 6 | -6.7 | 3
1 Reference Case | 2021 | 6 | -6.5 | 2
1 Reference Case | 2021 | 6 | -6.4 | 1
1 Reference Case | 2021 | 6 | -6.3 | 1
1 Reference Case | 2021 | 6 | -6.2 | 4
1 Reference Case | 2021 | 6 | -6 | 1
1 Reference Case | 2021 | 6 | -5.8 | 3
1 Reference Case | 2021 | 6 | -5.7 | 1
1 Reference Case | 2021 | 6 | -5.6 | 2
1 Reference Case | 2021 | 6 | -5.4 | 1
1 Reference Case | 2021 | 6 | -5.3 | 2
1 Reference Case | 2021 | 6 | -5.2 | 1
1 Reference Case | 2021 | 6 | -5.1 | 3
1 Reference Case | 2021 | 6 | -4.8 | 1
1 Reference Case | 2021 | 6 | -4.6 | 2
1 Reference Case | 2021 | 6 | -4.5 | 1
1 Reference Case | 2021 | 6 | -4.4 | 2
1 Reference Case | 2021 | 6 | -4 | 1
1 Reference Case | 2021 | 6 | -3.7 | 1
1 Reference Case | 2021 | 6 | -3.5 | 1
1 Reference Case | 2021 | 6 | -3.2 | 2
1 Reference Case | 2021 | 6 | -3.1 | 2
1 Reference Case | 2021 | 6 | -2.6 | 1
1 Reference Case | 2021 | 6 | -2.5 | 1
1 Reference Case | 2021 | 6 | -2.4 | 1
1 Reference Case | 2021 | 6 | -2.1 | 2
1 Reference Case | 2021 | 6 | -1.7 | 2
1 Reference Case | 2021 | 6 | -1.5 | 1
1 Reference Case | 2021 | 6 | -1.4 | 1
1 Reference Case | 2021 | 6 | -1 | 1
1 Reference Case | 2021 | 6 | -0.7 | 1
1 Reference Case | 2021 | 6 | -0.5 | 1
1 Reference Case | 2021 | 6 | 0 | 1
1 Reference Case | 2021 | 6 | 0.4 | 1
1 Reference Case | 2021 | 6 | 0.5 | 1
1 Reference Case | 2021 | 6 | 0.7 | 1
1 Reference Case | 2021 | 6 | 0.8 | 1
1 Reference Case | 2021 | 6 | 0.9 | 1
1 Reference Case | 2021 | 6 | 1.1 | 1
1 Reference Case | 2021 | 6 | 1.5 | 1
1 Reference Case | 2021 | 6 | 1.6 | 1
1 Reference Case | 2021 | 6 | 1.8 | 1
1 Reference Case | 2021 | 6 | 1.9 | 1
1 Reference Case | 2021 | 6 | 3.2 | 2
1 Reference Case | 2021 | 6 | 3.3 | 1
1 Reference Case | 2021 | 6 | 3.4 | 1
1 Reference Case | 2021 | 6 | 3.5 | 1
1 Reference Case | 2021 | 6 | 3.9 | 1
1 Reference Case | 2021 | 6 | 4 | 1
1 Reference Case | 2021 | 6 | 4.2 | 2
1 Reference Case | 2021 | 6 | 4.4 | 1
1 Reference Case | 2021 | 6 | 4.6 | 2
1 Reference Case | 2021 | 6 | 4.7 | 1
1 Reference Case | 2021 | 6 | 4.8 | 1
1 Reference Case | 2021 | 6 | 4.9 | 2
1 Reference Case | 2021 | 6 | 5 | 1
1 Reference Case | 2021 | 6 | 5.1 | 1
1 Reference Case | 2021 | 6 | 5.2 | 1
1 Reference Case | 2021 | 6 | 5.4 | 2
1 Reference Case | 2021 | 6 | 5.5 | 1
1 Reference Case | 2021 | 6 | 5.6 | 1
1 Reference Case | 2021 | 6 | 5.7 | 2
1 Reference Case | 2021 | 6 | 5.8 | 2
1 Reference Case | 2021 | 6 | 5.9 | 2
1 Reference Case | 2021 | 6 | 6 | 2
1 Reference Case | 2021 | 6 | 6.2 | 2
1 Reference Case | 2021 | 6 | 6.3 | 2
1 Reference Case | 2021 | 6 | 6.4 | 1
1 Reference Case | 2021 | 6 | 6.5 | 1
1 Reference Case | 2021 | 6 | 6.6 | 2
1 Reference Case | 2021 | 6 | 6.7 | 1
1 Reference Case | 2021 | 6 | 6.8 | 1
1 Reference Case | 2021 | 6 | 6.9 | 3
1 Reference Case | 2021 | 6 | 7 | 2
1 Reference Case | 2021 | 6 | 7.1 | 5
1 Reference Case | 2021 | 6 | 7.2 | 3
1 Reference Case | 2021 | 6 | 7.3 | 1
1 Reference Case | 2021 | 6 | 7.4 | 3
1 Reference Case | 2021 | 6 | 7.5 | 4
1 Reference Case | 2021 | 6 | 7.6 | 3
1 Reference Case | 2021 | 6 | 7.7 | 1
1 Reference Case | 2021 | 6 | 7.8 | 2
1 Reference Case | 2021 | 6 | 7.9 | 3
1 Reference Case | 2021 | 6 | 8 | 2
1 Reference Case | 2021 | 6 | 8.1 | 3
1 Reference Case | 2021 | 6 | 8.2 | 3
1 Reference Case | 2021 | 6 | 8.3 | 1
1 Reference Case | 2021 | 6 | 8.4 | 2
1 Reference Case | 2021 | 6 | 8.5 | 3
1 Reference Case | 2021 | 6 | 8.6 | 1
1 Reference Case | 2021 | 6 | 8.7 | 3
1 Reference Case | 2021 | 6 | 8.8 | 2
1 Reference Case | 2021 | 6 | 9 | 1
1 Reference Case | 2021 | 6 | 9.1 | 2
1 Reference Case | 2021 | 6 | 9.2 | 5
1 Reference Case | 2021 | 6 | 9.3 | 4
1 Reference Case | 2021 | 6 | 9.4 | 2
1 Reference Case | 2021 | 6 | 9.5 | 3
1 Reference Case | 2021 | 6 | 9.6 | 3
1 Reference Case | 2021 | 6 | 9.7 | 1
1 Reference Case | 2021 | 6 | 9.8 | 8
1 Reference Case | 2021 | 6 | 9.9 | 2
1 Reference Case | 2021 | 6 | 10 | 5
1 Reference Case | 2021 | 6 | 10.1 | 2
1 Reference Case | 2021 | 6 | 10.2 | 4
1 Reference Case | 2021 | 6 | 10.3 | 4
1 Reference Case | 2021 | 6 | 10.4 | 5
1 Reference Case | 2021 | 6 | 10.5 | 1
1 Reference Case | 2021 | 6 | 10.6 | 4
1 Reference Case | 2021 | 6 | 10.7 | 7
1 Reference Case | 2021 | 6 | 10.8 | 6
1 Reference Case | 2021 | 6 | 10.9 | 5
1 Reference Case | 2021 | 6 | 11 | 2
1 Reference Case | 2021 | 6 | 11.1 | 1
1 Reference Case | 2021 | 6 | 11.2 | 7
1 Reference Case | 2021 | 6 | 11.3 | 1
1 Reference Case | 2021 | 6 | 11.4 | 4
1 Reference Case | 2021 | 6 | 11.5 | 6
1 Reference Case | 2021 | 6 | 11.7 | 4
1 Reference Case | 2021 | 6 | 11.8 | 6
1 Reference Case | 2021 | 6 | 11.9 | 5
1 Reference Case | 2021 | 6 | 12 | 4
1 Reference Case | 2021 | 6 | 12.1 | 5
1 Reference Case | 2021 | 6 | 12.2 | 5
1 Reference Case | 2021 | 6 | 12.3 | 5
1 Reference Case | 2021 | 6 | 12.4 | 2
1 Reference Case | 2021 | 6 | 12.5 | 2
1 Reference Case | 2021 | 6 | 12.6 | 2
1 Reference Case | 2021 | 6 | 12.7 | 3
1 Reference Case | 2021 | 6 | 12.8 | 1
1 Reference Case | 2021 | 6 | 12.9 | 1
1 Reference Case | 2021 | 6 | 13 | 4
1 Reference Case | 2021 | 6 | 13.1 | 1
1 Reference Case | 2021 | 6 | 13.2 | 4
1 Reference Case | 2021 | 6 | 13.3 | 3
1 Reference Case | 2021 | 6 | 13.4 | 4
1 Reference Case | 2021 | 6 | 13.5 | 3
1 Reference Case | 2021 | 6 | 13.6 | 4
1 Reference Case | 2021 | 6 | 13.7 | 5
1 Reference Case | 2021 | 6 | 13.8 | 3
1 Reference Case | 2021 | 6 | 13.9 | 3
1 Reference Case | 2021 | 6 | 14 | 2
1 Reference Case | 2021 | 6 | 14.1 | 4
1 Reference Case | 2021 | 6 | 14.2 | 2
1 Reference Case | 2021 | 6 | 14.3 | 6
1 Reference Case | 2021 | 6 | 14.4 | 2
1 Reference Case | 2021 | 6 | 14.5 | 5
1 Reference Case | 2021 | 6 | 14.6 | 4
1 Reference Case | 2021 | 6 | 14.7 | 2
1 Reference Case | 2021 | 6 | 14.8 | 6
1 Reference Case | 2021 | 6 | 14.9 | 2
1 Reference Case | 2021 | 6 | 15 | 6
1 Reference Case | 2021 | 6 | 15.1 | 6
1 Reference Case | 2021 | 6 | 15.2 | 2
1 Reference Case | 2021 | 6 | 15.3 | 2
1 Reference Case | 2021 | 6 | 15.4 | 2
1 Reference Case | 2021 | 6 | 15.5 | 4
1 Reference Case | 2021 | 6 | 15.6 | 4
1 Reference Case | 2021 | 6 | 15.7 | 5
1 Reference Case | 2021 | 6 | 15.8 | 4
1 Reference Case | 2021 | 6 | 15.9 | 7
1 Reference Case | 2021 | 6 | 16 | 3
1 Reference Case | 2021 | 6 | 16.1 | 1
1 Reference Case | 2021 | 6 | 16.2 | 3
1 Reference Case | 2021 | 6 | 16.3 | 1
1 Reference Case | 2021 | 6 | 16.4 | 5
1 Reference Case | 2021 | 6 | 16.5 | 3
1 Reference Case | 2021 | 6 | 16.6 | 7
1 Reference Case | 2021 | 6 | 16.7 | 5
1 Reference Case | 2021 | 6 | 16.8 | 5
1 Reference Case | 2021 | 6 | 16.9 | 2
1 Reference Case | 2021 | 6 | 17 | 10
1 Reference Case | 2021 | 6 | 17.1 | 2
1 Reference Case | 2021 | 6 | 17.2 | 3
1 Reference Case | 2021 | 6 | 17.3 | 6
1 Reference Case | 2021 | 6 | 17.4 | 7
1 Reference Case | 2021 | 6 | 17.5 | 2
1 Reference Case | 2021 | 6 | 17.6 | 3
1 Reference Case | 2021 | 6 | 17.7 | 2
1 Reference Case | 2021 | 6 | 17.8 | 2
1 Reference Case | 2021 | 6 | 17.9 | 2
1 Reference Case | 2021 | 6 | 18 | 5
1 Reference Case | 2021 | 6 | 18.1 | 2
1 Reference Case | 2021 | 6 | 18.2 | 5
1 Reference Case | 2021 | 6 | 18.3 | 5
1 Reference Case | 2021 | 6 | 18.4 | 3
1 Reference Case | 2021 | 6 | 18.5 | 5
1 Reference Case | 2021 | 6 | 18.6 | 3
1 Reference Case | 2021 | 6 | 18.7 | 6
1 Reference Case | 2021 | 6 | 18.8 | 9
1 Reference Case | 2021 | 6 | 18.9 | 1
1 Reference Case | 2021 | 6 | 19 | 8
1 Reference Case | 2021 | 6 | 19.1 | 1
1 Reference Case | 2021 | 6 | 19.2 | 1
1 Reference Case | 2021 | 6 | 19.3 | 3
1 Reference Case | 2021 | 6 | 19.4 | 5
1 Reference Case | 2021 | 6 | 19.5 | 4
1 Reference Case | 2021 | 6 | 19.6 | 7
1 Reference Case | 2021 | 6 | 19.7 | 3
1 Reference Case | 2021 | 6 | 19.8 | 2
1 Reference Case | 2021 | 6 | 19.9 | 2
1 Reference Case | 2021 | 6 | 20 | 2
1 Reference Case | 2021 | 6 | 20.1 | 2
1 Reference Case | 2021 | 6 | 20.2 | 8
1 Reference Case | 2021 | 6 | 20.3 | 4
1 Reference Case | 2021 | 6 | 20.4 | 2
1 Reference Case | 2021 | 6 | 20.5 | 1
1 Reference Case | 2021 | 6 | 20.6 | 3
1 Reference Case | 2021 | 6 | 20.7 | 3
1 Reference Case | 2021 | 6 | 20.8 | 7
1 Reference Case | 2021 | 6 | 20.9 | 4
1 Reference Case | 2021 | 6 | 21 | 5
1 Reference Case | 2021 | 6 | 21.1 | 7
1 Reference Case | 2021 | 6 | 21.2 | 2
1 Reference Case | 2021 | 6 | 21.3 | 5
1 Reference Case | 2021 | 6 | 21.4 | 3
1 Reference Case | 2021 | 6 | 21.5 | 1
1 Reference Case | 2021 | 6 | 21.6 | 4
1 Reference Case | 2021 | 6 | 21.7 | 5
1 Reference Case | 2021 | 6 | 21.8 | 1
1 Reference Case | 2021 | 6 | 21.9 | 5
1 Reference Case | 2021 | 6 | 22 | 2
1 Reference Case | 2021 | 6 | 22.1 | 2
1 Reference Case | 2021 | 6 | 22.3 | 4
1 Reference Case | 2021 | 6 | 22.4 | 1
1 Reference Case | 2021 | 6 | 22.5 | 9
1 Reference Case | 2021 | 6 | 22.6 | 4
1 Reference Case | 2021 | 6 | 22.7 | 2
1 Reference Case | 2021 | 6 | 22.8 | 4
1 Reference Case | 2021 | 6 | 22.9 | 4
1 Reference Case | 2021 | 6 | 23 | 3
1 Reference Case | 2021 | 6 | 23.1 | 5
1 Reference Case | 2021 | 6 | 23.2 | 5
1 Reference Case | 2021 | 6 | 23.3 | 6
1 Reference Case | 2021 | 6 | 23.4 | 3
1 Reference Case | 2021 | 6 | 23.5 | 6
1 Reference Case | 2021 | 6 | 23.6 | 4
1 Reference Case | 2021 | 6 | 23.7 | 2
1 Reference Case | 2021 | 6 | 23.8 | 4
1 Reference Case | 2021 | 6 | 23.9 | 8
1 Reference Case | 2021 | 6 | 24 | 2
1 Reference Case | 2021 | 6 | 24.1 | 4
1 Reference Case | 2021 | 6 | 24.2 | 6
1 Reference Case | 2021 | 6 | 24.3 | 1
1 Reference Case | 2021 | 6 | 24.4 | 4
1 Reference Case | 2021 | 6 | 24.5 | 2
1 Reference Case | 2021 | 6 | 24.7 | 2
1 Reference Case | 2021 | 6 | 24.8 | 2
1 Reference Case | 2021 | 6 | 24.9 | 4
1 Reference Case | 2021 | 6 | 25 | 1
1 Reference Case | 2021 | 6 | 25.1 | 3
1 Reference Case | 2021 | 6 | 25.2 | 2
1 Reference Case | 2021 | 6 | 25.3 | 3
1 Reference Case | 2021 | 6 | 25.4 | 3
1 Reference Case | 2021 | 6 | 25.5 | 4
1 Reference Case | 2021 | 6 | 25.7 | 3
1 Reference Case | 2021 | 6 | 25.8 | 2
1 Reference Case | 2021 | 6 | 25.9 | 4
1 Reference Case | 2021 | 6 | 26 | 2
1 Reference Case | 2021 | 6 | 26.1 | 3
1 Reference Case | 2021 | 6 | 26.2 | 3
1 Reference Case | 2021 | 6 | 26.3 | 7
1 Reference Case | 2021 | 6 | 26.4 | 5
1 Reference Case | 2021 | 6 | 26.5 | 3
1 Reference Case | 2021 | 6 | 26.6 | 3
1 Reference Case | 2021 | 6 | 26.7 | 3
1 Reference Case | 2021 | 6 | 26.8 | 3
1 Reference Case | 2021 | 6 | 26.9 | 2
1 Reference Case | 2021 | 6 | 27 | 5
1 Reference Case | 2021 | 6 | 27.1 | 3
1 Reference Case | 2021 | 6 | 27.2 | 2
1 Reference Case | 2021 | 6 | 27.3 | 2
1 Reference Case | 2021 | 6 | 27.4 | 1
1 Reference Case | 2021 | 6 | 27.5 | 3
1 Reference Case | 2021 | 6 | 27.6 | 2
1 Reference Case | 2021 | 6 | 27.7 | 2
1 Reference Case | 2021 | 6 | 27.8 | 2
1 Reference Case | 2021 | 6 | 27.9 | 2
1 Reference Case | 2021 | 6 | 28 | 1
1 Reference Case | 2021 | 6 | 28.1 | 2
1 Reference Case | 2021 | 6 | 28.2 | 1
1 Reference Case | 2021 | 6 | 28.3 | 2
1 Reference Case | 2021 | 6 | 28.4 | 3
1 Reference Case | 2021 | 6 | 28.5 | 2
1 Reference Case | 2021 | 6 | 28.7 | 1
1 Reference Case | 2021 | 6 | 28.8 | 5
1 Reference Case | 2021 | 6 | 29 | 3
1 Reference Case | 2021 | 6 | 29.3 | 1
1 Reference Case | 2021 | 6 | 29.4 | 4
1 Reference Case | 2021 | 6 | 29.5 | 2
1 Reference Case | 2021 | 6 | 29.6 | 2
1 Reference Case | 2021 | 6 | 29.7 | 3
1 Reference Case | 2021 | 6 | 29.8 | 2
1 Reference Case | 2021 | 6 | 29.9 | 2
1 Reference Case | 2021 | 6 | 30 | 1
1 Reference Case | 2021 | 6 | 30.1 | 4
1 Reference Case | 2021 | 6 | 30.2 | 1
1 Reference Case | 2021 | 6 | 30.3 | 5
1 Reference Case | 2021 | 6 | 30.4 | 2
1 Reference Case | 2021 | 6 | 30.5 | 2
1 Reference Case | 2021 | 6 | 30.6 | 2
1 Reference Case | 2021 | 6 | 30.7 | 2
1 Reference Case | 2021 | 6 | 30.8 | 1
1 Reference Case | 2021 | 6 | 30.9 | 4
1 Reference Case | 2021 | 6 | 31 | 2
1 Reference Case | 2021 | 6 | 31.1 | 4
1 Reference Case | 2021 | 6 | 31.2 | 3
1 Reference Case | 2021 | 6 | 31.3 | 4
1 Reference Case | 2021 | 6 | 31.4 | 3
1 Reference Case | 2021 | 6 | 31.5 | 4
1 Reference Case | 2021 | 6 | 31.6 | 1
1 Reference Case | 2021 | 6 | 31.7 | 2
1 Reference Case | 2021 | 6 | 32 | 2
1 Reference Case | 2021 | 6 | 32.1 | 2
1 Reference Case | 2021 | 6 | 32.2 | 5
1 Reference Case | 2021 | 6 | 32.3 | 3
1 Reference Case | 2021 | 6 | 32.4 | 3
1 Reference Case | 2021 | 6 | 32.5 | 5
1 Reference Case | 2021 | 6 | 32.6 | 2
1 Reference Case | 2021 | 6 | 32.7 | 2
1 Reference Case | 2021 | 6 | 32.8 | 3
1 Reference Case | 2021 | 6 | 32.9 | 2
1 Reference Case | 2021 | 6 | 33.1 | 2
1 Reference Case | 2021 | 6 | 33.3 | 1
1 Reference Case | 2021 | 6 | 33.5 | 4
1 Reference Case | 2021 | 6 | 33.6 | 2
1 Reference Case | 2021 | 6 | 33.7 | 2
1 Reference Case | 2021 | 6 | 33.8 | 3
1 Reference Case | 2021 | 6 | 33.9 | 3
1 Reference Case | 2021 | 6 | 34 | 3
1 Reference Case | 2021 | 6 | 34.1 | 1
1 Reference Case | 2021 | 6 | 34.2 | 5
1 Reference Case | 2021 | 6 | 34.3 | 2
1 Reference Case | 2021 | 6 | 34.4 | 5
1 Reference Case | 2021 | 6 | 34.5 | 2
1 Reference Case | 2021 | 6 | 34.6 | 1
1 Reference Case | 2021 | 6 | 34.7 | 2
1 Reference Case | 2021 | 6 | 34.8 | 3
1 Reference Case | 2021 | 6 | 35.1 | 1
1 Reference Case | 2021 | 6 | 35.2 | 1
1 Reference Case | 2021 | 6 | 35.3 | 2
1 Reference Case | 2021 | 6 | 35.4 | 2
1 Reference Case | 2021 | 6 | 35.6 | 2
1 Reference Case | 2021 | 6 | 35.7 | 1
1 Reference Case | 2021 | 6 | 35.8 | 1
1 Reference Case | 2021 | 6 | 36.1 | 1
1 Reference Case | 2021 | 6 | 36.2 | 1
1 Reference Case | 2021 | 6 | 36.3 | 1
1 Reference Case | 2021 | 6 | 36.5 | 2
1 Reference Case | 2021 | 6 | 36.6 | 2
1 Reference Case | 2021 | 6 | 36.7 | 1
1 Reference Case | 2021 | 6 | 36.8 | 2
1 Reference Case | 2021 | 6 | 37 | 1
1 Reference Case | 2021 | 6 | 37.1 | 1
1 Reference Case | 2021 | 6 | 37.3 | 1
1 Reference Case | 2021 | 6 | 37.4 | 1
1 Reference Case | 2021 | 6 | 37.6 | 3
1 Reference Case | 2021 | 6 | 37.7 | 3
1 Reference Case | 2021 | 6 | 37.8 | 1
1 Reference Case | 2021 | 6 | 37.9 | 1
1 Reference Case | 2021 | 6 | 38.1 | 2
1 Reference Case | 2021 | 6 | 38.2 | 1
1 Reference Case | 2021 | 6 | 38.3 | 2
1 Reference Case | 2021 | 6 | 38.5 | 1
1 Reference Case | 2021 | 6 | 38.6 | 2
1 Reference Case | 2021 | 6 | 38.7 | 4
1 Reference Case | 2021 | 6 | 38.8 | 1
1 Reference Case | 2021 | 6 | 39 | 2
1 Reference Case | 2021 | 6 | 39.2 | 1
1 Reference Case | 2021 | 6 | 39.4 | 1
1 Reference Case | 2021 | 6 | 39.6 | 1
1 Reference Case | 2021 | 6 | 39.8 | 1
1 Reference Case | 2021 | 6 | 40 | 1
1 Reference Case | 2021 | 6 | 40.1 | 2
1 Reference Case | 2021 | 6 | 40.5 | 2
1 Reference Case | 2021 | 6 | 40.7 | 1
1 Reference Case | 2021 | 6 | 40.9 | 1
1 Reference Case | 2021 | 6 | 41.2 | 1
1 Reference Case | 2021 | 6 | 41.5 | 2
1 Reference Case | 2021 | 6 | 41.7 | 2
1 Reference Case | 2021 | 6 | 41.8 | 1
1 Reference Case | 2021 | 6 | 41.9 | 2
1 Reference Case | 2021 | 6 | 42.1 | 1
1 Reference Case | 2021 | 6 | 42.2 | 1
1 Reference Case | 2021 | 6 | 42.4 | 1
1 Reference Case | 2021 | 6 | 42.5 | 1
1 Reference Case | 2021 | 6 | 42.6 | 1
1 Reference Case | 2021 | 6 | 43 | 2
1 Reference Case | 2021 | 6 | 43.1 | 1
1 Reference Case | 2021 | 6 | 43.2 | 1
1 Reference Case | 2021 | 6 | 43.4 | 1
1 Reference Case | 2021 | 6 | 43.9 | 2
1 Reference Case | 2021 | 6 | 44.2 | 1
1 Reference Case | 2021 | 6 | 44.3 | 2
1 Reference Case | 2021 | 6 | 44.6 | 1
1 Reference Case | 2021 | 6 | 45.1 | 1
1 Reference Case | 2021 | 6 | 45.4 | 1
1 Reference Case | 2021 | 6 | 45.5 | 2
1 Reference Case | 2021 | 6 | 45.7 | 1
1 Reference Case | 2021 | 6 | 46.1 | 1
1 Reference Case | 2021 | 6 | 46.3 | 1
1 Reference Case | 2021 | 6 | 46.9 | 1
1 Reference Case | 2021 | 6 | 47.4 | 2
1 Reference Case | 2021 | 6 | 47.6 | 2
1 Reference Case | 2021 | 6 | 48.2 | 3
1 Reference Case | 2021 | 6 | 48.4 | 1
1 Reference Case | 2021 | 6 | 48.8 | 2
1 Reference Case | 2021 | 6 | 49.3 | 1
1 Reference Case | 2021 | 6 | 50.1 | 1
1 Reference Case | 2021 | 6 | 50.6 | 2
1 Reference Case | 2021 | 6 | 50.9 | 1
1 Reference Case | 2021 | 6 | 51.2 | 1
1 Reference Case | 2021 | 6 | 51.3 | 1
1 Reference Case | 2021 | 6 | 51.4 | 2
1 Reference Case | 2021 | 6 | 51.9 | 1
1 Reference Case | 2021 | 6 | 52 | 1
1 Reference Case | 2021 | 6 | 52.2 | 1
1 Reference Case | 2021 | 6 | 52.7 | 1
1 Reference Case | 2021 | 6 | 52.8 | 1
1 Reference Case | 2021 | 6 | 53.7 | 1
1 Reference Case | 2021 | 6 | 54.8 | 1
1 Reference Case | 2021 | 6 | 55.4 | 1
1 Reference Case | 2021 | 6 | 56.1 | 1
1 Reference Case | 2021 | 6 | 56.2 | 1
1 Reference Case | 2021 | 6 | 56.3 | 1
1 Reference Case | 2021 | 6 | 60.3 | 1
1 Reference Case | 2021 | 6 | 61.4 | 1
1 Reference Case | 2021 | 6 | 62.4 | 1
1 Reference Case | 2021 | 6 | 62.8 | 1
1 Reference Case | 2021 | 6 | 63.9 | 1
1 Reference Case | 2021 | 6 | 64.1 | 1
1 Reference Case | 2021 | 6 | 66.1 | 1
1 Reference Case | 2021 | 6 | 70.6 | 1
1 Reference Case | 2021 | 6 | 100.6 | 1
1 Reference Case | 2021 | 6 | 218.9 | 1
1 Reference Case | 2021 | 7 | -72.4 | 1
1 Reference Case | 2021 | 7 | -70.4 | 1
1 Reference Case | 2021 | 7 | -64.4 | 1
1 Reference Case | 2021 | 7 | -64 | 1
1 Reference Case | 2021 | 7 | -62.1 | 1
1 Reference Case | 2021 | 7 | -60.7 | 1
1 Reference Case | 2021 | 7 | -59 | 1
1 Reference Case | 2021 | 7 | -58.3 | 1
1 Reference Case | 2021 | 7 | -58.2 | 1
1 Reference Case | 2021 | 7 | -57.8 | 1
1 Reference Case | 2021 | 7 | -55.1 | 1
1 Reference Case | 2021 | 7 | -54.8 | 1
1 Reference Case | 2021 | 7 | -54.7 | 1
1 Reference Case | 2021 | 7 | -53.7 | 1
1 Reference Case | 2021 | 7 | -53.4 | 1
1 Reference Case | 2021 | 7 | -53.2 | 1
1 Reference Case | 2021 | 7 | -52 | 1
1 Reference Case | 2021 | 7 | -51.8 | 1
1 Reference Case | 2021 | 7 | -51.3 | 1
1 Reference Case | 2021 | 7 | -51.1 | 1
1 Reference Case | 2021 | 7 | -51 | 1
1 Reference Case | 2021 | 7 | -50.4 | 1
1 Reference Case | 2021 | 7 | -50.3 | 1
1 Reference Case | 2021 | 7 | -49.8 | 1
1 Reference Case | 2021 | 7 | -49.3 | 1
1 Reference Case | 2021 | 7 | -49.2 | 1
1 Reference Case | 2021 | 7 | -49 | 1
1 Reference Case | 2021 | 7 | -48.4 | 1
1 Reference Case | 2021 | 7 | -48.3 | 1
1 Reference Case | 2021 | 7 | -48.2 | 1
1 Reference Case | 2021 | 7 | -47.9 | 1
1 Reference Case | 2021 | 7 | -47 | 1
1 Reference Case | 2021 | 7 | -46.8 | 2
1 Reference Case | 2021 | 7 | -46.4 | 1
1 Reference Case | 2021 | 7 | -45.9 | 1
1 Reference Case | 2021 | 7 | -45.7 | 1
1 Reference Case | 2021 | 7 | -45.5 | 1
1 Reference Case | 2021 | 7 | -45.2 | 2
1 Reference Case | 2021 | 7 | -44.6 | 1
1 Reference Case | 2021 | 7 | -44.5 | 1
1 Reference Case | 2021 | 7 | -44.4 | 1
1 Reference Case | 2021 | 7 | -44.3 | 1
1 Reference Case | 2021 | 7 | -44.1 | 1
1 Reference Case | 2021 | 7 | -43.8 | 1
1 Reference Case | 2021 | 7 | -43.5 | 3
1 Reference Case | 2021 | 7 | -43.1 | 2
1 Reference Case | 2021 | 7 | -42.7 | 1
1 Reference Case | 2021 | 7 | -42.6 | 2
1 Reference Case | 2021 | 7 | -42.5 | 2
1 Reference Case | 2021 | 7 | -42.4 | 1
1 Reference Case | 2021 | 7 | -42 | 2
1 Reference Case | 2021 | 7 | -41.8 | 1
1 Reference Case | 2021 | 7 | -41.7 | 1
1 Reference Case | 2021 | 7 | -41.6 | 1
1 Reference Case | 2021 | 7 | -41.4 | 1
1 Reference Case | 2021 | 7 | -40.9 | 1
1 Reference Case | 2021 | 7 | -40.8 | 1
1 Reference Case | 2021 | 7 | -40.7 | 1
1 Reference Case | 2021 | 7 | -40.3 | 2
1 Reference Case | 2021 | 7 | -40.1 | 3
1 Reference Case | 2021 | 7 | -40 | 1
1 Reference Case | 2021 | 7 | -39.9 | 1
1 Reference Case | 2021 | 7 | -39.7 | 2
1 Reference Case | 2021 | 7 | -39.6 | 2
1 Reference Case | 2021 | 7 | -39.5 | 1
1 Reference Case | 2021 | 7 | -39.4 | 1
1 Reference Case | 2021 | 7 | -39.3 | 1
1 Reference Case | 2021 | 7 | -39.2 | 2
1 Reference Case | 2021 | 7 | -39.1 | 3
1 Reference Case | 2021 | 7 | -38.9 | 2
1 Reference Case | 2021 | 7 | -38.8 | 1
1 Reference Case | 2021 | 7 | -38.6 | 1
1 Reference Case | 2021 | 7 | -38.4 | 1
1 Reference Case | 2021 | 7 | -38.3 | 1
1 Reference Case | 2021 | 7 | -38 | 2
1 Reference Case | 2021 | 7 | -37.9 | 2
1 Reference Case | 2021 | 7 | -37.8 | 1
1 Reference Case | 2021 | 7 | -37.7 | 1
1 Reference Case | 2021 | 7 | -37.6 | 1
1 Reference Case | 2021 | 7 | -37.4 | 1
1 Reference Case | 2021 | 7 | -37.3 | 1
1 Reference Case | 2021 | 7 | -37.2 | 1
1 Reference Case | 2021 | 7 | -37.1 | 1
1 Reference Case | 2021 | 7 | -36.9 | 1
1 Reference Case | 2021 | 7 | -36.7 | 1
1 Reference Case | 2021 | 7 | -36.5 | 1
1 Reference Case | 2021 | 7 | -36.4 | 2
1 Reference Case | 2021 | 7 | -35.9 | 2
1 Reference Case | 2021 | 7 | -35.8 | 1
1 Reference Case | 2021 | 7 | -35.5 | 1
1 Reference Case | 2021 | 7 | -35.4 | 2
1 Reference Case | 2021 | 7 | -35.3 | 1
1 Reference Case | 2021 | 7 | -35.2 | 2
1 Reference Case | 2021 | 7 | -35.1 | 1
1 Reference Case | 2021 | 7 | -34.9 | 1
1 Reference Case | 2021 | 7 | -34.8 | 2
1 Reference Case | 2021 | 7 | -34.7 | 2
1 Reference Case | 2021 | 7 | -34.6 | 1
1 Reference Case | 2021 | 7 | -34.4 | 3
1 Reference Case | 2021 | 7 | -34.3 | 1
1 Reference Case | 2021 | 7 | -34.2 | 1
1 Reference Case | 2021 | 7 | -34.1 | 1
1 Reference Case | 2021 | 7 | -33.7 | 2
1 Reference Case | 2021 | 7 | -33.6 | 1
1 Reference Case | 2021 | 7 | -33.5 | 4
1 Reference Case | 2021 | 7 | -33.2 | 1
1 Reference Case | 2021 | 7 | -33 | 2
1 Reference Case | 2021 | 7 | -32.9 | 2
1 Reference Case | 2021 | 7 | -32.8 | 1
1 Reference Case | 2021 | 7 | -32.7 | 2
1 Reference Case | 2021 | 7 | -32.6 | 2
1 Reference Case | 2021 | 7 | -32.5 | 1
1 Reference Case | 2021 | 7 | -32.4 | 1
1 Reference Case | 2021 | 7 | -32.3 | 1
1 Reference Case | 2021 | 7 | -32 | 2
1 Reference Case | 2021 | 7 | -31.5 | 1
1 Reference Case | 2021 | 7 | -31.4 | 3
1 Reference Case | 2021 | 7 | -31.3 | 1
1 Reference Case | 2021 | 7 | -31.2 | 3
1 Reference Case | 2021 | 7 | -31 | 3
1 Reference Case | 2021 | 7 | -30.8 | 1
1 Reference Case | 2021 | 7 | -30.7 | 2
1 Reference Case | 2021 | 7 | -30.6 | 2
1 Reference Case | 2021 | 7 | -30.5 | 1
1 Reference Case | 2021 | 7 | -30.4 | 2
1 Reference Case | 2021 | 7 | -30.3 | 1
1 Reference Case | 2021 | 7 | -30.2 | 2
1 Reference Case | 2021 | 7 | -30.1 | 1
1 Reference Case | 2021 | 7 | -29.9 | 2
1 Reference Case | 2021 | 7 | -29.7 | 1
1 Reference Case | 2021 | 7 | -29.6 | 2
1 Reference Case | 2021 | 7 | -29.5 | 1
1 Reference Case | 2021 | 7 | -29.4 | 4
1 Reference Case | 2021 | 7 | -29.3 | 5
1 Reference Case | 2021 | 7 | -29.2 | 2
1 Reference Case | 2021 | 7 | -29 | 5
1 Reference Case | 2021 | 7 | -28.8 | 2
1 Reference Case | 2021 | 7 | -28.6 | 2
1 Reference Case | 2021 | 7 | -28.4 | 3
1 Reference Case | 2021 | 7 | -28.2 | 3
1 Reference Case | 2021 | 7 | -28.1 | 1
1 Reference Case | 2021 | 7 | -27.9 | 3
1 Reference Case | 2021 | 7 | -27.7 | 1
1 Reference Case | 2021 | 7 | -27.6 | 3
1 Reference Case | 2021 | 7 | -27.4 | 1
1 Reference Case | 2021 | 7 | -27.3 | 2
1 Reference Case | 2021 | 7 | -27.2 | 2
1 Reference Case | 2021 | 7 | -27.1 | 2
1 Reference Case | 2021 | 7 | -27 | 3
1 Reference Case | 2021 | 7 | -26.9 | 3
1 Reference Case | 2021 | 7 | -26.8 | 3
1 Reference Case | 2021 | 7 | -26.7 | 1
1 Reference Case | 2021 | 7 | -26.6 | 4
1 Reference Case | 2021 | 7 | -26.5 | 2
1 Reference Case | 2021 | 7 | -26.4 | 2
1 Reference Case | 2021 | 7 | -26.3 | 2
1 Reference Case | 2021 | 7 | -26.2 | 4
1 Reference Case | 2021 | 7 | -26.1 | 3
1 Reference Case | 2021 | 7 | -26 | 3
1 Reference Case | 2021 | 7 | -25.8 | 1
1 Reference Case | 2021 | 7 | -25.7 | 2
1 Reference Case | 2021 | 7 | -25.5 | 3
1 Reference Case | 2021 | 7 | -25.4 | 3
1 Reference Case | 2021 | 7 | -25.3 | 1
1 Reference Case | 2021 | 7 | -25.2 | 6
1 Reference Case | 2021 | 7 | -25.1 | 4
1 Reference Case | 2021 | 7 | -25 | 1
1 Reference Case | 2021 | 7 | -24.9 | 4
1 Reference Case | 2021 | 7 | -24.8 | 5
1 Reference Case | 2021 | 7 | -24.7 | 2
1 Reference Case | 2021 | 7 | -24.6 | 1
1 Reference Case | 2021 | 7 | -24.5 | 2
1 Reference Case | 2021 | 7 | -24.4 | 2
1 Reference Case | 2021 | 7 | -24.3 | 2
1 Reference Case | 2021 | 7 | -24.2 | 6
1 Reference Case | 2021 | 7 | -24.1 | 2
1 Reference Case | 2021 | 7 | -24 | 3
1 Reference Case | 2021 | 7 | -23.8 | 1
1 Reference Case | 2021 | 7 | -23.7 | 1
1 Reference Case | 2021 | 7 | -23.5 | 2
1 Reference Case | 2021 | 7 | -23.4 | 1
1 Reference Case | 2021 | 7 | -23.3 | 3
1 Reference Case | 2021 | 7 | -23.1 | 4
1 Reference Case | 2021 | 7 | -23 | 2
1 Reference Case | 2021 | 7 | -22.9 | 2
1 Reference Case | 2021 | 7 | -22.8 | 3
1 Reference Case | 2021 | 7 | -22.7 | 1
1 Reference Case | 2021 | 7 | -22.6 | 3
1 Reference Case | 2021 | 7 | -22.5 | 2
1 Reference Case | 2021 | 7 | -22.4 | 1
1 Reference Case | 2021 | 7 | -22.3 | 3
1 Reference Case | 2021 | 7 | -22.2 | 2
1 Reference Case | 2021 | 7 | -22.1 | 3
1 Reference Case | 2021 | 7 | -22 | 1
1 Reference Case | 2021 | 7 | -21.9 | 2
1 Reference Case | 2021 | 7 | -21.8 | 6
1 Reference Case | 2021 | 7 | -21.7 | 1
1 Reference Case | 2021 | 7 | -21.6 | 4
1 Reference Case | 2021 | 7 | -21.5 | 4
1 Reference Case | 2021 | 7 | -21.3 | 1
1 Reference Case | 2021 | 7 | -21.2 | 5
1 Reference Case | 2021 | 7 | -21.1 | 2
1 Reference Case | 2021 | 7 | -21 | 1
1 Reference Case | 2021 | 7 | -20.9 | 3
1 Reference Case | 2021 | 7 | -20.8 | 4
1 Reference Case | 2021 | 7 | -20.7 | 6
1 Reference Case | 2021 | 7 | -20.6 | 3
1 Reference Case | 2021 | 7 | -20.5 | 3
1 Reference Case | 2021 | 7 | -20.4 | 3
1 Reference Case | 2021 | 7 | -20.3 | 1
1 Reference Case | 2021 | 7 | -20.2 | 4
1 Reference Case | 2021 | 7 | -20 | 5
1 Reference Case | 2021 | 7 | -19.9 | 4
1 Reference Case | 2021 | 7 | -19.8 | 3
1 Reference Case | 2021 | 7 | -19.7 | 2
1 Reference Case | 2021 | 7 | -19.6 | 3
1 Reference Case | 2021 | 7 | -19.5 | 2
1 Reference Case | 2021 | 7 | -19.4 | 5
1 Reference Case | 2021 | 7 | -19.3 | 1
1 Reference Case | 2021 | 7 | -19.2 | 1
1 Reference Case | 2021 | 7 | -19.1 | 2
1 Reference Case | 2021 | 7 | -19 | 2
1 Reference Case | 2021 | 7 | -18.8 | 2
1 Reference Case | 2021 | 7 | -18.7 | 5
1 Reference Case | 2021 | 7 | -18.6 | 3
1 Reference Case | 2021 | 7 | -18.5 | 3
1 Reference Case | 2021 | 7 | -18.4 | 3
1 Reference Case | 2021 | 7 | -18.3 | 2
1 Reference Case | 2021 | 7 | -18.2 | 3
1 Reference Case | 2021 | 7 | -18.1 | 1
1 Reference Case | 2021 | 7 | -18 | 8
1 Reference Case | 2021 | 7 | -17.8 | 3
1 Reference Case | 2021 | 7 | -17.7 | 3
1 Reference Case | 2021 | 7 | -17.6 | 3
1 Reference Case | 2021 | 7 | -17.5 | 3
1 Reference Case | 2021 | 7 | -17.4 | 3
1 Reference Case | 2021 | 7 | -17.3 | 3
1 Reference Case | 2021 | 7 | -17.2 | 3
1 Reference Case | 2021 | 7 | -17.1 | 1
1 Reference Case | 2021 | 7 | -17 | 1
1 Reference Case | 2021 | 7 | -16.8 | 1
1 Reference Case | 2021 | 7 | -16.7 | 4
1 Reference Case | 2021 | 7 | -16.6 | 1
1 Reference Case | 2021 | 7 | -16.5 | 1
1 Reference Case | 2021 | 7 | -16.4 | 3
1 Reference Case | 2021 | 7 | -16.3 | 6
1 Reference Case | 2021 | 7 | -16.2 | 1
1 Reference Case | 2021 | 7 | -16.1 | 3
1 Reference Case | 2021 | 7 | -16 | 1
1 Reference Case | 2021 | 7 | -15.9 | 2
1 Reference Case | 2021 | 7 | -15.8 | 4
1 Reference Case | 2021 | 7 | -15.7 | 3
1 Reference Case | 2021 | 7 | -15.6 | 4
1 Reference Case | 2021 | 7 | -15.5 | 5
1 Reference Case | 2021 | 7 | -15.3 | 2
1 Reference Case | 2021 | 7 | -15.2 | 6
1 Reference Case | 2021 | 7 | -15.1 | 6
1 Reference Case | 2021 | 7 | -15 | 2
1 Reference Case | 2021 | 7 | -14.9 | 1
1 Reference Case | 2021 | 7 | -14.7 | 4
1 Reference Case | 2021 | 7 | -14.6 | 3
1 Reference Case | 2021 | 7 | -14.5 | 3
1 Reference Case | 2021 | 7 | -14.4 | 2
1 Reference Case | 2021 | 7 | -14.3 | 2
1 Reference Case | 2021 | 7 | -14.2 | 3
1 Reference Case | 2021 | 7 | -14.1 | 3
1 Reference Case | 2021 | 7 | -14 | 4
1 Reference Case | 2021 | 7 | -13.9 | 2
1 Reference Case | 2021 | 7 | -13.8 | 5
1 Reference Case | 2021 | 7 | -13.7 | 2
1 Reference Case | 2021 | 7 | -13.6 | 2
1 Reference Case | 2021 | 7 | -13.5 | 4
1 Reference Case | 2021 | 7 | -13.4 | 3
1 Reference Case | 2021 | 7 | -13.3 | 2
1 Reference Case | 2021 | 7 | -13.2 | 2
1 Reference Case | 2021 | 7 | -13.1 | 3
1 Reference Case | 2021 | 7 | -13 | 4
1 Reference Case | 2021 | 7 | -12.9 | 2
1 Reference Case | 2021 | 7 | -12.8 | 4
1 Reference Case | 2021 | 7 | -12.7 | 1
1 Reference Case | 2021 | 7 | -12.5 | 6
1 Reference Case | 2021 | 7 | -12.4 | 3
1 Reference Case | 2021 | 7 | -12.3 | 1
1 Reference Case | 2021 | 7 | -12.2 | 3
1 Reference Case | 2021 | 7 | -12.1 | 1
1 Reference Case | 2021 | 7 | -12 | 2
1 Reference Case | 2021 | 7 | -11.9 | 1
1 Reference Case | 2021 | 7 | -11.8 | 1
1 Reference Case | 2021 | 7 | -11.7 | 2
1 Reference Case | 2021 | 7 | -11.6 | 1
1 Reference Case | 2021 | 7 | -11.4 | 1
1 Reference Case | 2021 | 7 | -11.3 | 1
1 Reference Case | 2021 | 7 | -11.2 | 1
1 Reference Case | 2021 | 7 | -10.9 | 2
1 Reference Case | 2021 | 7 | -10.8 | 3
1 Reference Case | 2021 | 7 | -10.6 | 5
1 Reference Case | 2021 | 7 | -10.5 | 2
1 Reference Case | 2021 | 7 | -10.1 | 2
1 Reference Case | 2021 | 7 | -10 | 3
1 Reference Case | 2021 | 7 | -9.9 | 1
1 Reference Case | 2021 | 7 | -9.8 | 1
1 Reference Case | 2021 | 7 | -9.6 | 1
1 Reference Case | 2021 | 7 | -9.5 | 1
1 Reference Case | 2021 | 7 | -9.4 | 1
1 Reference Case | 2021 | 7 | -9.2 | 2
1 Reference Case | 2021 | 7 | -9 | 1
1 Reference Case | 2021 | 7 | -8.9 | 2
1 Reference Case | 2021 | 7 | -8.7 | 1
1 Reference Case | 2021 | 7 | -8.3 | 1
1 Reference Case | 2021 | 7 | -8.2 | 3
1 Reference Case | 2021 | 7 | -8 | 1
1 Reference Case | 2021 | 7 | -7.9 | 2
1 Reference Case | 2021 | 7 | -7.8 | 1
1 Reference Case | 2021 | 7 | -7.7 | 4
1 Reference Case | 2021 | 7 | -7.5 | 1
1 Reference Case | 2021 | 7 | -7.4 | 1
1 Reference Case | 2021 | 7 | -7.3 | 2
1 Reference Case | 2021 | 7 | -7.2 | 1
1 Reference Case | 2021 | 7 | -7.1 | 2
1 Reference Case | 2021 | 7 | -7 | 2
1 Reference Case | 2021 | 7 | -6.9 | 1
1 Reference Case | 2021 | 7 | -6.7 | 1
1 Reference Case | 2021 | 7 | -6.6 | 1
1 Reference Case | 2021 | 7 | -6.3 | 2
1 Reference Case | 2021 | 7 | -6 | 1
1 Reference Case | 2021 | 7 | -5.8 | 1
1 Reference Case | 2021 | 7 | -5.6 | 1
1 Reference Case | 2021 | 7 | -5.4 | 1
1 Reference Case | 2021 | 7 | -5.1 | 2
1 Reference Case | 2021 | 7 | -4.9 | 1
1 Reference Case | 2021 | 7 | -4.8 | 1
1 Reference Case | 2021 | 7 | -4.5 | 2
1 Reference Case | 2021 | 7 | -4.4 | 1
1 Reference Case | 2021 | 7 | -4.2 | 1
1 Reference Case | 2021 | 7 | -3.5 | 1
1 Reference Case | 2021 | 7 | -2.8 | 1
1 Reference Case | 2021 | 7 | -2.7 | 1
1 Reference Case | 2021 | 7 | -2.2 | 1
1 Reference Case | 2021 | 7 | -2 | 1
1 Reference Case | 2021 | 7 | -1.2 | 1
1 Reference Case | 2021 | 7 | -0.9 | 2
1 Reference Case | 2021 | 7 | 1.1 | 1
1 Reference Case | 2021 | 7 | 2 | 1
1 Reference Case | 2021 | 7 | 3.2 | 1
1 Reference Case | 2021 | 7 | 3.6 | 2
1 Reference Case | 2021 | 7 | 4.1 | 1
1 Reference Case | 2021 | 7 | 4.4 | 1
1 Reference Case | 2021 | 7 | 4.7 | 1
1 Reference Case | 2021 | 7 | 5.2 | 1
1 Reference Case | 2021 | 7 | 5.3 | 1
1 Reference Case | 2021 | 7 | 5.5 | 1
1 Reference Case | 2021 | 7 | 5.9 | 1
1 Reference Case | 2021 | 7 | 6.1 | 1
1 Reference Case | 2021 | 7 | 6.2 | 1
1 Reference Case | 2021 | 7 | 6.4 | 1
1 Reference Case | 2021 | 7 | 6.6 | 1
1 Reference Case | 2021 | 7 | 6.8 | 2
1 Reference Case | 2021 | 7 | 7 | 2
1 Reference Case | 2021 | 7 | 7.1 | 1
1 Reference Case | 2021 | 7 | 7.2 | 2
1 Reference Case | 2021 | 7 | 7.4 | 1
1 Reference Case | 2021 | 7 | 7.6 | 1
1 Reference Case | 2021 | 7 | 7.8 | 1
1 Reference Case | 2021 | 7 | 7.9 | 1
1 Reference Case | 2021 | 7 | 8 | 2
1 Reference Case | 2021 | 7 | 8.3 | 1
1 Reference Case | 2021 | 7 | 8.4 | 1
1 Reference Case | 2021 | 7 | 8.6 | 2
1 Reference Case | 2021 | 7 | 9.1 | 3
1 Reference Case | 2021 | 7 | 9.2 | 2
1 Reference Case | 2021 | 7 | 9.4 | 1
1 Reference Case | 2021 | 7 | 9.6 | 2
1 Reference Case | 2021 | 7 | 9.7 | 4
1 Reference Case | 2021 | 7 | 9.8 | 5
1 Reference Case | 2021 | 7 | 9.9 | 1
1 Reference Case | 2021 | 7 | 10.1 | 3
1 Reference Case | 2021 | 7 | 10.3 | 2
1 Reference Case | 2021 | 7 | 10.4 | 2
1 Reference Case | 2021 | 7 | 10.6 | 2
1 Reference Case | 2021 | 7 | 10.7 | 1
1 Reference Case | 2021 | 7 | 10.8 | 3
1 Reference Case | 2021 | 7 | 10.9 | 3
1 Reference Case | 2021 | 7 | 11 | 1
1 Reference Case | 2021 | 7 | 11.1 | 2
1 Reference Case | 2021 | 7 | 11.2 | 2
1 Reference Case | 2021 | 7 | 11.5 | 4
1 Reference Case | 2021 | 7 | 11.7 | 1
1 Reference Case | 2021 | 7 | 11.8 | 1
1 Reference Case | 2021 | 7 | 11.9 | 4
1 Reference Case | 2021 | 7 | 12 | 1
1 Reference Case | 2021 | 7 | 12.1 | 1
1 Reference Case | 2021 | 7 | 12.3 | 2
1 Reference Case | 2021 | 7 | 12.4 | 4
1 Reference Case | 2021 | 7 | 12.5 | 2
1 Reference Case | 2021 | 7 | 12.6 | 1
1 Reference Case | 2021 | 7 | 12.8 | 6
1 Reference Case | 2021 | 7 | 12.9 | 1
1 Reference Case | 2021 | 7 | 13.1 | 4
1 Reference Case | 2021 | 7 | 13.2 | 3
1 Reference Case | 2021 | 7 | 13.3 | 1
1 Reference Case | 2021 | 7 | 13.4 | 1
1 Reference Case | 2021 | 7 | 13.5 | 4
1 Reference Case | 2021 | 7 | 13.6 | 2
1 Reference Case | 2021 | 7 | 13.7 | 4
1 Reference Case | 2021 | 7 | 13.8 | 2
1 Reference Case | 2021 | 7 | 13.9 | 3
1 Reference Case | 2021 | 7 | 14 | 2
1 Reference Case | 2021 | 7 | 14.1 | 3
1 Reference Case | 2021 | 7 | 14.2 | 2
1 Reference Case | 2021 | 7 | 14.3 | 2
1 Reference Case | 2021 | 7 | 14.4 | 3
1 Reference Case | 2021 | 7 | 14.5 | 1
1 Reference Case | 2021 | 7 | 14.6 | 2
1 Reference Case | 2021 | 7 | 14.7 | 3
1 Reference Case | 2021 | 7 | 14.8 | 2
1 Reference Case | 2021 | 7 | 14.9 | 2
1 Reference Case | 2021 | 7 | 15 | 2
1 Reference Case | 2021 | 7 | 15.1 | 5
1 Reference Case | 2021 | 7 | 15.3 | 4
1 Reference Case | 2021 | 7 | 15.4 | 5
1 Reference Case | 2021 | 7 | 15.5 | 2
1 Reference Case | 2021 | 7 | 15.6 | 2
1 Reference Case | 2021 | 7 | 15.7 | 3
1 Reference Case | 2021 | 7 | 15.8 | 3
1 Reference Case | 2021 | 7 | 15.9 | 2
1 Reference Case | 2021 | 7 | 16 | 3
1 Reference Case | 2021 | 7 | 16.1 | 3
1 Reference Case | 2021 | 7 | 16.2 | 3
1 Reference Case | 2021 | 7 | 16.3 | 4
1 Reference Case | 2021 | 7 | 16.4 | 5
1 Reference Case | 2021 | 7 | 16.5 | 5
1 Reference Case | 2021 | 7 | 16.6 | 2
1 Reference Case | 2021 | 7 | 16.7 | 1
1 Reference Case | 2021 | 7 | 16.8 | 2
1 Reference Case | 2021 | 7 | 16.9 | 1
1 Reference Case | 2021 | 7 | 17.1 | 2
1 Reference Case | 2021 | 7 | 17.3 | 3
1 Reference Case | 2021 | 7 | 17.4 | 3
1 Reference Case | 2021 | 7 | 17.5 | 5
1 Reference Case | 2021 | 7 | 17.6 | 1
1 Reference Case | 2021 | 7 | 17.8 | 2
1 Reference Case | 2021 | 7 | 17.9 | 3
1 Reference Case | 2021 | 7 | 18 | 2
1 Reference Case | 2021 | 7 | 18.2 | 2
1 Reference Case | 2021 | 7 | 18.3 | 6
1 Reference Case | 2021 | 7 | 18.4 | 4
1 Reference Case | 2021 | 7 | 18.5 | 1
1 Reference Case | 2021 | 7 | 18.6 | 3
1 Reference Case | 2021 | 7 | 18.7 | 2
1 Reference Case | 2021 | 7 | 18.8 | 2
1 Reference Case | 2021 | 7 | 18.9 | 5
1 Reference Case | 2021 | 7 | 19 | 6
1 Reference Case | 2021 | 7 | 19.1 | 1
1 Reference Case | 2021 | 7 | 19.2 | 3
1 Reference Case | 2021 | 7 | 19.3 | 1
1 Reference Case | 2021 | 7 | 19.4 | 2
1 Reference Case | 2021 | 7 | 19.7 | 2
1 Reference Case | 2021 | 7 | 19.8 | 2
1 Reference Case | 2021 | 7 | 19.9 | 3
1 Reference Case | 2021 | 7 | 20 | 5
1 Reference Case | 2021 | 7 | 20.1 | 3
1 Reference Case | 2021 | 7 | 20.2 | 3
1 Reference Case | 2021 | 7 | 20.3 | 3
1 Reference Case | 2021 | 7 | 20.4 | 4
1 Reference Case | 2021 | 7 | 20.5 | 2
1 Reference Case | 2021 | 7 | 20.6 | 3
1 Reference Case | 2021 | 7 | 20.7 | 2
1 Reference Case | 2021 | 7 | 20.8 | 5
1 Reference Case | 2021 | 7 | 20.9 | 2
1 Reference Case | 2021 | 7 | 21 | 4
1 Reference Case | 2021 | 7 | 21.1 | 5
1 Reference Case | 2021 | 7 | 21.2 | 4
1 Reference Case | 2021 | 7 | 21.3 | 3
1 Reference Case | 2021 | 7 | 21.4 | 3
1 Reference Case | 2021 | 7 | 21.5 | 5
1 Reference Case | 2021 | 7 | 21.6 | 1
1 Reference Case | 2021 | 7 | 21.7 | 2
1 Reference Case | 2021 | 7 | 21.8 | 3
1 Reference Case | 2021 | 7 | 21.9 | 2
1 Reference Case | 2021 | 7 | 22 | 2
1 Reference Case | 2021 | 7 | 22.1 | 1
1 Reference Case | 2021 | 7 | 22.2 | 3
1 Reference Case | 2021 | 7 | 22.3 | 3
1 Reference Case | 2021 | 7 | 22.4 | 3
1 Reference Case | 2021 | 7 | 22.5 | 3
1 Reference Case | 2021 | 7 | 22.6 | 5
1 Reference Case | 2021 | 7 | 22.7 | 2
1 Reference Case | 2021 | 7 | 22.8 | 4
1 Reference Case | 2021 | 7 | 22.9 | 4
1 Reference Case | 2021 | 7 | 23 | 2
1 Reference Case | 2021 | 7 | 23.1 | 4
1 Reference Case | 2021 | 7 | 23.3 | 3
1 Reference Case | 2021 | 7 | 23.4 | 1
1 Reference Case | 2021 | 7 | 23.5 | 1
1 Reference Case | 2021 | 7 | 23.6 | 3
1 Reference Case | 2021 | 7 | 23.7 | 4
1 Reference Case | 2021 | 7 | 23.8 | 2
1 Reference Case | 2021 | 7 | 23.9 | 5
1 Reference Case | 2021 | 7 | 24 | 3
1 Reference Case | 2021 | 7 | 24.1 | 3
1 Reference Case | 2021 | 7 | 24.2 | 5
1 Reference Case | 2021 | 7 | 24.3 | 1
1 Reference Case | 2021 | 7 | 24.4 | 4
1 Reference Case | 2021 | 7 | 24.5 | 3
1 Reference Case | 2021 | 7 | 24.6 | 1
1 Reference Case | 2021 | 7 | 24.7 | 2
1 Reference Case | 2021 | 7 | 24.8 | 1
1 Reference Case | 2021 | 7 | 24.9 | 2
1 Reference Case | 2021 | 7 | 25 | 2
1 Reference Case | 2021 | 7 | 25.2 | 3
1 Reference Case | 2021 | 7 | 25.4 | 1
1 Reference Case | 2021 | 7 | 25.5 | 2
1 Reference Case | 2021 | 7 | 25.6 | 4
1 Reference Case | 2021 | 7 | 25.8 | 2
1 Reference Case | 2021 | 7 | 25.9 | 2
1 Reference Case | 2021 | 7 | 26 | 4
1 Reference Case | 2021 | 7 | 26.1 | 2
1 Reference Case | 2021 | 7 | 26.2 | 1
1 Reference Case | 2021 | 7 | 26.3 | 3
1 Reference Case | 2021 | 7 | 26.4 | 3
1 Reference Case | 2021 | 7 | 26.6 | 1
1 Reference Case | 2021 | 7 | 26.7 | 3
1 Reference Case | 2021 | 7 | 26.8 | 2
1 Reference Case | 2021 | 7 | 26.9 | 1
1 Reference Case | 2021 | 7 | 27.2 | 2
1 Reference Case | 2021 | 7 | 27.3 | 2
1 Reference Case | 2021 | 7 | 27.4 | 1
1 Reference Case | 2021 | 7 | 27.5 | 1
1 Reference Case | 2021 | 7 | 27.6 | 6
1 Reference Case | 2021 | 7 | 27.7 | 1
1 Reference Case | 2021 | 7 | 27.8 | 1
1 Reference Case | 2021 | 7 | 27.9 | 3
1 Reference Case | 2021 | 7 | 28.1 | 1
1 Reference Case | 2021 | 7 | 28.2 | 3
1 Reference Case | 2021 | 7 | 28.3 | 1
1 Reference Case | 2021 | 7 | 28.4 | 5
1 Reference Case | 2021 | 7 | 28.5 | 3
1 Reference Case | 2021 | 7 | 28.6 | 2
1 Reference Case | 2021 | 7 | 28.8 | 3
1 Reference Case | 2021 | 7 | 28.9 | 2
1 Reference Case | 2021 | 7 | 29.1 | 3
1 Reference Case | 2021 | 7 | 29.2 | 1
1 Reference Case | 2021 | 7 | 29.3 | 3
1 Reference Case | 2021 | 7 | 29.4 | 1
1 Reference Case | 2021 | 7 | 29.6 | 2
1 Reference Case | 2021 | 7 | 29.7 | 1
1 Reference Case | 2021 | 7 | 29.8 | 1
1 Reference Case | 2021 | 7 | 29.9 | 3
1 Reference Case | 2021 | 7 | 30 | 1
1 Reference Case | 2021 | 7 | 30.2 | 1
1 Reference Case | 2021 | 7 | 30.3 | 2
1 Reference Case | 2021 | 7 | 30.4 | 3
1 Reference Case | 2021 | 7 | 30.5 | 2
1 Reference Case | 2021 | 7 | 30.6 | 2
1 Reference Case | 2021 | 7 | 30.7 | 6
1 Reference Case | 2021 | 7 | 30.8 | 3
1 Reference Case | 2021 | 7 | 31.1 | 1
1 Reference Case | 2021 | 7 | 31.3 | 1
1 Reference Case | 2021 | 7 | 31.4 | 4
1 Reference Case | 2021 | 7 | 31.5 | 2
1 Reference Case | 2021 | 7 | 31.7 | 2
1 Reference Case | 2021 | 7 | 31.8 | 2
1 Reference Case | 2021 | 7 | 31.9 | 2
1 Reference Case | 2021 | 7 | 32 | 1
1 Reference Case | 2021 | 7 | 32.1 | 1
1 Reference Case | 2021 | 7 | 32.2 | 5
1 Reference Case | 2021 | 7 | 32.3 | 2
1 Reference Case | 2021 | 7 | 32.5 | 3
1 Reference Case | 2021 | 7 | 32.7 | 2
1 Reference Case | 2021 | 7 | 32.8 | 2
1 Reference Case | 2021 | 7 | 32.9 | 1
1 Reference Case | 2021 | 7 | 33 | 1
1 Reference Case | 2021 | 7 | 33.1 | 3
1 Reference Case | 2021 | 7 | 33.2 | 1
1 Reference Case | 2021 | 7 | 33.3 | 3
1 Reference Case | 2021 | 7 | 33.5 | 2
1 Reference Case | 2021 | 7 | 33.6 | 5
1 Reference Case | 2021 | 7 | 33.9 | 1
1 Reference Case | 2021 | 7 | 34 | 2
1 Reference Case | 2021 | 7 | 34.2 | 2
1 Reference Case | 2021 | 7 | 34.4 | 1
1 Reference Case | 2021 | 7 | 34.7 | 3
1 Reference Case | 2021 | 7 | 34.8 | 2
1 Reference Case | 2021 | 7 | 34.9 | 1
1 Reference Case | 2021 | 7 | 35 | 2
1 Reference Case | 2021 | 7 | 35.1 | 3
1 Reference Case | 2021 | 7 | 35.2 | 1
1 Reference Case | 2021 | 7 | 35.3 | 2
1 Reference Case | 2021 | 7 | 35.4 | 2
1 Reference Case | 2021 | 7 | 35.5 | 2
1 Reference Case | 2021 | 7 | 35.8 | 1
1 Reference Case | 2021 | 7 | 36.1 | 2
1 Reference Case | 2021 | 7 | 36.2 | 1
1 Reference Case | 2021 | 7 | 36.5 | 2
1 Reference Case | 2021 | 7 | 36.6 | 1
1 Reference Case | 2021 | 7 | 36.7 | 1
1 Reference Case | 2021 | 7 | 36.8 | 2
1 Reference Case | 2021 | 7 | 36.9 | 1
1 Reference Case | 2021 | 7 | 37 | 2
1 Reference Case | 2021 | 7 | 37.1 | 2
1 Reference Case | 2021 | 7 | 37.2 | 1
1 Reference Case | 2021 | 7 | 37.4 | 2
1 Reference Case | 2021 | 7 | 37.6 | 1
1 Reference Case | 2021 | 7 | 37.7 | 1
1 Reference Case | 2021 | 7 | 37.8 | 1
1 Reference Case | 2021 | 7 | 37.9 | 1
1 Reference Case | 2021 | 7 | 38.1 | 1
1 Reference Case | 2021 | 7 | 38.2 | 1
1 Reference Case | 2021 | 7 | 38.4 | 2
1 Reference Case | 2021 | 7 | 38.6 | 1
1 Reference Case | 2021 | 7 | 38.7 | 1
1 Reference Case | 2021 | 7 | 38.8 | 1
1 Reference Case | 2021 | 7 | 39 | 1
1 Reference Case | 2021 | 7 | 39.1 | 1
1 Reference Case | 2021 | 7 | 39.2 | 2
1 Reference Case | 2021 | 7 | 39.3 | 1
1 Reference Case | 2021 | 7 | 39.4 | 1
1 Reference Case | 2021 | 7 | 40 | 1
1 Reference Case | 2021 | 7 | 40.1 | 1
1 Reference Case | 2021 | 7 | 40.3 | 1
1 Reference Case | 2021 | 7 | 40.6 | 1
1 Reference Case | 2021 | 7 | 40.7 | 3
1 Reference Case | 2021 | 7 | 40.9 | 2
1 Reference Case | 2021 | 7 | 41.2 | 1
1 Reference Case | 2021 | 7 | 41.3 | 1
1 Reference Case | 2021 | 7 | 41.9 | 2
1 Reference Case | 2021 | 7 | 42.1 | 4
1 Reference Case | 2021 | 7 | 42.3 | 2
1 Reference Case | 2021 | 7 | 42.4 | 2
1 Reference Case | 2021 | 7 | 42.8 | 1
1 Reference Case | 2021 | 7 | 42.9 | 2
1 Reference Case | 2021 | 7 | 43 | 1
1 Reference Case | 2021 | 7 | 43.1 | 3
1 Reference Case | 2021 | 7 | 43.2 | 1
1 Reference Case | 2021 | 7 | 43.3 | 1
1 Reference Case | 2021 | 7 | 44 | 1
1 Reference Case | 2021 | 7 | 44.3 | 1
1 Reference Case | 2021 | 7 | 44.4 | 1
1 Reference Case | 2021 | 7 | 45 | 1
1 Reference Case | 2021 | 7 | 45.1 | 1
1 Reference Case | 2021 | 7 | 45.2 | 1
1 Reference Case | 2021 | 7 | 45.3 | 1
1 Reference Case | 2021 | 7 | 45.4 | 1
1 Reference Case | 2021 | 7 | 45.6 | 1
1 Reference Case | 2021 | 7 | 45.7 | 1
1 Reference Case | 2021 | 7 | 46.1 | 2
1 Reference Case | 2021 | 7 | 46.7 | 1
1 Reference Case | 2021 | 7 | 46.9 | 1
1 Reference Case | 2021 | 7 | 47.2 | 1
1 Reference Case | 2021 | 7 | 47.3 | 1
1 Reference Case | 2021 | 7 | 47.7 | 1
1 Reference Case | 2021 | 7 | 48.4 | 1
1 Reference Case | 2021 | 7 | 48.5 | 1
1 Reference Case | 2021 | 7 | 49.2 | 1
1 Reference Case | 2021 | 7 | 49.7 | 1
1 Reference Case | 2021 | 7 | 49.8 | 1
1 Reference Case | 2021 | 7 | 50.2 | 1
1 Reference Case | 2021 | 7 | 50.8 | 1
1 Reference Case | 2021 | 7 | 51.5 | 1
1 Reference Case | 2021 | 7 | 51.6 | 1
1 Reference Case | 2021 | 7 | 51.7 | 1
1 Reference Case | 2021 | 7 | 52.6 | 1
1 Reference Case | 2021 | 7 | 53.2 | 1
1 Reference Case | 2021 | 7 | 53.5 | 1
1 Reference Case | 2021 | 7 | 53.7 | 1
1 Reference Case | 2021 | 7 | 54.5 | 1
1 Reference Case | 2021 | 7 | 54.6 | 1
1 Reference Case | 2021 | 7 | 54.7 | 1
1 Reference Case | 2021 | 7 | 54.9 | 1
1 Reference Case | 2021 | 7 | 55 | 1
1 Reference Case | 2021 | 7 | 56.2 | 1
1 Reference Case | 2021 | 7 | 56.7 | 1
1 Reference Case | 2021 | 7 | 57.6 | 1
1 Reference Case | 2021 | 7 | 58.7 | 2
1 Reference Case | 2021 | 7 | 63.4 | 1
1 Reference Case | 2021 | 7 | 63.5 | 1
1 Reference Case | 2021 | 7 | 66.6 | 1
1 Reference Case | 2021 | 7 | 67.9 | 1
1 Reference Case | 2021 | 7 | 68.6 | 1
1 Reference Case | 2021 | 7 | 81.2 | 1
1 Reference Case | 2021 | 7 | 94 | 1
1 Reference Case | 2021 | 7 | 106.6 | 1
1 Reference Case | 2021 | 7 | 236.5 | 1
1 Reference Case | 2021 | 7 | 316.1 | 1
1 Reference Case | 2021 | 7 | 540.9 | 1
1 Reference Case | 2021 | 8 | -104.1 | 1
1 Reference Case | 2021 | 8 | -72.4 | 1
1 Reference Case | 2021 | 8 | -64.2 | 2
1 Reference Case | 2021 | 8 | -63.3 | 1
1 Reference Case | 2021 | 8 | -61.6 | 1
1 Reference Case | 2021 | 8 | -61.2 | 1
1 Reference Case | 2021 | 8 | -60.1 | 1
1 Reference Case | 2021 | 8 | -59.6 | 1
1 Reference Case | 2021 | 8 | -59.5 | 1
1 Reference Case | 2021 | 8 | -58.8 | 1
1 Reference Case | 2021 | 8 | -56.4 | 1
1 Reference Case | 2021 | 8 | -55.9 | 1
1 Reference Case | 2021 | 8 | -55.7 | 1
1 Reference Case | 2021 | 8 | -55.6 | 1
1 Reference Case | 2021 | 8 | -53.8 | 1
1 Reference Case | 2021 | 8 | -53.1 | 1
1 Reference Case | 2021 | 8 | -52.8 | 1
1 Reference Case | 2021 | 8 | -52.1 | 1
1 Reference Case | 2021 | 8 | -51.6 | 1
1 Reference Case | 2021 | 8 | -51.5 | 1
1 Reference Case | 2021 | 8 | -51.4 | 1
1 Reference Case | 2021 | 8 | -51.3 | 1
1 Reference Case | 2021 | 8 | -51 | 1
1 Reference Case | 2021 | 8 | -50.4 | 1
1 Reference Case | 2021 | 8 | -49.9 | 1
1 Reference Case | 2021 | 8 | -49.6 | 1
1 Reference Case | 2021 | 8 | -49.3 | 1
1 Reference Case | 2021 | 8 | -48.6 | 1
1 Reference Case | 2021 | 8 | -48.5 | 2
1 Reference Case | 2021 | 8 | -48 | 1
1 Reference Case | 2021 | 8 | -47.5 | 1
1 Reference Case | 2021 | 8 | -47.4 | 1
1 Reference Case | 2021 | 8 | -47.1 | 2
1 Reference Case | 2021 | 8 | -47 | 1
1 Reference Case | 2021 | 8 | -46.6 | 1
1 Reference Case | 2021 | 8 | -46.5 | 1
1 Reference Case | 2021 | 8 | -46.4 | 2
1 Reference Case | 2021 | 8 | -45.9 | 1
1 Reference Case | 2021 | 8 | -45.5 | 2
1 Reference Case | 2021 | 8 | -45.4 | 1
1 Reference Case | 2021 | 8 | -45.1 | 1
1 Reference Case | 2021 | 8 | -44.6 | 1
1 Reference Case | 2021 | 8 | -44.4 | 1
1 Reference Case | 2021 | 8 | -44.3 | 1
1 Reference Case | 2021 | 8 | -43.4 | 1
1 Reference Case | 2021 | 8 | -43 | 1
1 Reference Case | 2021 | 8 | -42.8 | 3
1 Reference Case | 2021 | 8 | -42.2 | 3
1 Reference Case | 2021 | 8 | -42 | 1
1 Reference Case | 2021 | 8 | -41.8 | 1
1 Reference Case | 2021 | 8 | -41.6 | 1
1 Reference Case | 2021 | 8 | -41.4 | 1
1 Reference Case | 2021 | 8 | -41.3 | 1
1 Reference Case | 2021 | 8 | -41.2 | 1
1 Reference Case | 2021 | 8 | -41.1 | 2
1 Reference Case | 2021 | 8 | -40.8 | 2
1 Reference Case | 2021 | 8 | -40.7 | 1
1 Reference Case | 2021 | 8 | -40.6 | 1
1 Reference Case | 2021 | 8 | -40.3 | 1
1 Reference Case | 2021 | 8 | -40.1 | 1
1 Reference Case | 2021 | 8 | -40 | 1
1 Reference Case | 2021 | 8 | -39.7 | 1
1 Reference Case | 2021 | 8 | -39.5 | 1
1 Reference Case | 2021 | 8 | -39.4 | 1
1 Reference Case | 2021 | 8 | -39.1 | 1
1 Reference Case | 2021 | 8 | -38.9 | 1
1 Reference Case | 2021 | 8 | -38.8 | 1
1 Reference Case | 2021 | 8 | -38.7 | 2
1 Reference Case | 2021 | 8 | -38.6 | 1
1 Reference Case | 2021 | 8 | -38.3 | 1
1 Reference Case | 2021 | 8 | -38.1 | 1
1 Reference Case | 2021 | 8 | -37.7 | 2
1 Reference Case | 2021 | 8 | -37.6 | 1
1 Reference Case | 2021 | 8 | -37.5 | 2
1 Reference Case | 2021 | 8 | -37.3 | 1
1 Reference Case | 2021 | 8 | -37.1 | 1
1 Reference Case | 2021 | 8 | -36.8 | 1
1 Reference Case | 2021 | 8 | -36.5 | 1
1 Reference Case | 2021 | 8 | -36.1 | 1
1 Reference Case | 2021 | 8 | -36 | 1
1 Reference Case | 2021 | 8 | -35.8 | 1
1 Reference Case | 2021 | 8 | -35.7 | 1
1 Reference Case | 2021 | 8 | -35.6 | 1
1 Reference Case | 2021 | 8 | -35.5 | 1
1 Reference Case | 2021 | 8 | -35.2 | 1
1 Reference Case | 2021 | 8 | -35.1 | 2
1 Reference Case | 2021 | 8 | -35 | 1
1 Reference Case | 2021 | 8 | -34.9 | 1
1 Reference Case | 2021 | 8 | -34.7 | 2
1 Reference Case | 2021 | 8 | -34.5 | 1
1 Reference Case | 2021 | 8 | -34.4 | 1
1 Reference Case | 2021 | 8 | -34.1 | 1
1 Reference Case | 2021 | 8 | -33.6 | 2
1 Reference Case | 2021 | 8 | -33.5 | 1
1 Reference Case | 2021 | 8 | -33.2 | 1
1 Reference Case | 2021 | 8 | -32.9 | 1
1 Reference Case | 2021 | 8 | -32.8 | 1
1 Reference Case | 2021 | 8 | -32.6 | 2
1 Reference Case | 2021 | 8 | -32.5 | 1
1 Reference Case | 2021 | 8 | -32.4 | 1
1 Reference Case | 2021 | 8 | -32.3 | 2
1 Reference Case | 2021 | 8 | -32.2 | 3
1 Reference Case | 2021 | 8 | -32.1 | 1
1 Reference Case | 2021 | 8 | -32 | 1
1 Reference Case | 2021 | 8 | -31.9 | 3
1 Reference Case | 2021 | 8 | -31.8 | 1
1 Reference Case | 2021 | 8 | -31.7 | 2
1 Reference Case | 2021 | 8 | -31.6 | 2
1 Reference Case | 2021 | 8 | -31.4 | 1
1 Reference Case | 2021 | 8 | -31.3 | 1
1 Reference Case | 2021 | 8 | -31.2 | 1
1 Reference Case | 2021 | 8 | -31.1 | 2
1 Reference Case | 2021 | 8 | -31 | 1
1 Reference Case | 2021 | 8 | -30.9 | 4
1 Reference Case | 2021 | 8 | -30.8 | 1
1 Reference Case | 2021 | 8 | -30.7 | 1
1 Reference Case | 2021 | 8 | -30.6 | 2
1 Reference Case | 2021 | 8 | -30.5 | 1
1 Reference Case | 2021 | 8 | -30.4 | 1
1 Reference Case | 2021 | 8 | -30.3 | 2
1 Reference Case | 2021 | 8 | -30.2 | 1
1 Reference Case | 2021 | 8 | -30.1 | 2
1 Reference Case | 2021 | 8 | -30 | 4
1 Reference Case | 2021 | 8 | -29.9 | 1
1 Reference Case | 2021 | 8 | -29.8 | 4
1 Reference Case | 2021 | 8 | -29.6 | 2
1 Reference Case | 2021 | 8 | -29.5 | 1
1 Reference Case | 2021 | 8 | -29.3 | 2
1 Reference Case | 2021 | 8 | -29.2 | 3
1 Reference Case | 2021 | 8 | -28.9 | 2
1 Reference Case | 2021 | 8 | -28.8 | 2
1 Reference Case | 2021 | 8 | -28.7 | 1
1 Reference Case | 2021 | 8 | -28.5 | 4
1 Reference Case | 2021 | 8 | -28.3 | 2
1 Reference Case | 2021 | 8 | -28.1 | 2
1 Reference Case | 2021 | 8 | -27.8 | 1
1 Reference Case | 2021 | 8 | -27.6 | 1
1 Reference Case | 2021 | 8 | -27.5 | 2
1 Reference Case | 2021 | 8 | -27.3 | 3
1 Reference Case | 2021 | 8 | -27.2 | 1
1 Reference Case | 2021 | 8 | -27.1 | 2
1 Reference Case | 2021 | 8 | -27 | 3
1 Reference Case | 2021 | 8 | -26.9 | 1
1 Reference Case | 2021 | 8 | -26.8 | 1
1 Reference Case | 2021 | 8 | -26.7 | 3
1 Reference Case | 2021 | 8 | -26.6 | 2
1 Reference Case | 2021 | 8 | -26.5 | 2
1 Reference Case | 2021 | 8 | -26.4 | 4
1 Reference Case | 2021 | 8 | -26.3 | 1
1 Reference Case | 2021 | 8 | -26.2 | 1
1 Reference Case | 2021 | 8 | -26.1 | 2
1 Reference Case | 2021 | 8 | -26 | 3
1 Reference Case | 2021 | 8 | -25.9 | 2
1 Reference Case | 2021 | 8 | -25.8 | 4
1 Reference Case | 2021 | 8 | -25.7 | 2
1 Reference Case | 2021 | 8 | -25.5 | 1
1 Reference Case | 2021 | 8 | -25.3 | 3
1 Reference Case | 2021 | 8 | -25.2 | 2
1 Reference Case | 2021 | 8 | -25.1 | 1
1 Reference Case | 2021 | 8 | -25 | 1
1 Reference Case | 2021 | 8 | -24.9 | 1
1 Reference Case | 2021 | 8 | -24.8 | 2
1 Reference Case | 2021 | 8 | -24.7 | 4
1 Reference Case | 2021 | 8 | -24.6 | 1
1 Reference Case | 2021 | 8 | -24.5 | 4
1 Reference Case | 2021 | 8 | -24.4 | 2
1 Reference Case | 2021 | 8 | -24.3 | 2
1 Reference Case | 2021 | 8 | -24.2 | 1
1 Reference Case | 2021 | 8 | -24 | 1
1 Reference Case | 2021 | 8 | -23.7 | 1
1 Reference Case | 2021 | 8 | -23.6 | 3
1 Reference Case | 2021 | 8 | -23.5 | 2
1 Reference Case | 2021 | 8 | -23.4 | 1
1 Reference Case | 2021 | 8 | -23.3 | 2
1 Reference Case | 2021 | 8 | -23.2 | 2
1 Reference Case | 2021 | 8 | -23.1 | 1
1 Reference Case | 2021 | 8 | -23 | 2
1 Reference Case | 2021 | 8 | -22.9 | 3
1 Reference Case | 2021 | 8 | -22.8 | 5
1 Reference Case | 2021 | 8 | -22.6 | 5
1 Reference Case | 2021 | 8 | -22.5 | 5
1 Reference Case | 2021 | 8 | -22.4 | 1
1 Reference Case | 2021 | 8 | -22.2 | 2
1 Reference Case | 2021 | 8 | -22 | 3
1 Reference Case | 2021 | 8 | -21.8 | 2
1 Reference Case | 2021 | 8 | -21.7 | 2
1 Reference Case | 2021 | 8 | -21.6 | 2
1 Reference Case | 2021 | 8 | -21.5 | 1
1 Reference Case | 2021 | 8 | -21.3 | 2
1 Reference Case | 2021 | 8 | -21.2 | 3
1 Reference Case | 2021 | 8 | -21.1 | 1
1 Reference Case | 2021 | 8 | -21 | 3
1 Reference Case | 2021 | 8 | -20.9 | 1
1 Reference Case | 2021 | 8 | -20.8 | 1
1 Reference Case | 2021 | 8 | -20.6 | 4
1 Reference Case | 2021 | 8 | -20.5 | 1
1 Reference Case | 2021 | 8 | -20.4 | 3
1 Reference Case | 2021 | 8 | -20.3 | 1
1 Reference Case | 2021 | 8 | -20.2 | 1
1 Reference Case | 2021 | 8 | -20.1 | 2
1 Reference Case | 2021 | 8 | -20 | 5
1 Reference Case | 2021 | 8 | -19.9 | 1
1 Reference Case | 2021 | 8 | -19.8 | 2
1 Reference Case | 2021 | 8 | -19.7 | 3
1 Reference Case | 2021 | 8 | -19.6 | 1
1 Reference Case | 2021 | 8 | -19.5 | 3
1 Reference Case | 2021 | 8 | -19.4 | 2
1 Reference Case | 2021 | 8 | -19.3 | 1
1 Reference Case | 2021 | 8 | -19.2 | 1
1 Reference Case | 2021 | 8 | -19.1 | 1
1 Reference Case | 2021 | 8 | -19 | 2
1 Reference Case | 2021 | 8 | -18.8 | 4
1 Reference Case | 2021 | 8 | -18.7 | 1
1 Reference Case | 2021 | 8 | -18.6 | 4
1 Reference Case | 2021 | 8 | -18.4 | 2
1 Reference Case | 2021 | 8 | -18.3 | 5
1 Reference Case | 2021 | 8 | -18.2 | 1
1 Reference Case | 2021 | 8 | -18.1 | 3
1 Reference Case | 2021 | 8 | -18 | 1
1 Reference Case | 2021 | 8 | -17.9 | 6
1 Reference Case | 2021 | 8 | -17.7 | 2
1 Reference Case | 2021 | 8 | -17.6 | 2
1 Reference Case | 2021 | 8 | -17.3 | 1
1 Reference Case | 2021 | 8 | -17.1 | 3
1 Reference Case | 2021 | 8 | -17 | 3
1 Reference Case | 2021 | 8 | -16.9 | 2
1 Reference Case | 2021 | 8 | -16.8 | 2
1 Reference Case | 2021 | 8 | -16.7 | 2
1 Reference Case | 2021 | 8 | -16.6 | 2
1 Reference Case | 2021 | 8 | -16.5 | 3
1 Reference Case | 2021 | 8 | -16.3 | 3
1 Reference Case | 2021 | 8 | -16.2 | 3
1 Reference Case | 2021 | 8 | -16.1 | 3
1 Reference Case | 2021 | 8 | -16 | 2
1 Reference Case | 2021 | 8 | -15.9 | 2
1 Reference Case | 2021 | 8 | -15.8 | 1
1 Reference Case | 2021 | 8 | -15.7 | 3
1 Reference Case | 2021 | 8 | -15.5 | 1
1 Reference Case | 2021 | 8 | -15.4 | 2
1 Reference Case | 2021 | 8 | -15.3 | 2
1 Reference Case | 2021 | 8 | -15.2 | 1
1 Reference Case | 2021 | 8 | -15.1 | 2
1 Reference Case | 2021 | 8 | -15 | 1
1 Reference Case | 2021 | 8 | -14.9 | 1
1 Reference Case | 2021 | 8 | -14.8 | 3
1 Reference Case | 2021 | 8 | -14.7 | 1
1 Reference Case | 2021 | 8 | -14.6 | 1
1 Reference Case | 2021 | 8 | -14.3 | 1
1 Reference Case | 2021 | 8 | -14.2 | 1
1 Reference Case | 2021 | 8 | -14.1 | 3
1 Reference Case | 2021 | 8 | -14 | 2
1 Reference Case | 2021 | 8 | -13.8 | 2
1 Reference Case | 2021 | 8 | -13.7 | 1
1 Reference Case | 2021 | 8 | -13.6 | 1
1 Reference Case | 2021 | 8 | -13.5 | 2
1 Reference Case | 2021 | 8 | -13.4 | 3
1 Reference Case | 2021 | 8 | -13.3 | 1
1 Reference Case | 2021 | 8 | -13.2 | 3
1 Reference Case | 2021 | 8 | -13.1 | 2
1 Reference Case | 2021 | 8 | -13 | 1
1 Reference Case | 2021 | 8 | -12.9 | 2
1 Reference Case | 2021 | 8 | -12.7 | 3
1 Reference Case | 2021 | 8 | -12.6 | 1
1 Reference Case | 2021 | 8 | -12.5 | 2
1 Reference Case | 2021 | 8 | -12.4 | 1
1 Reference Case | 2021 | 8 | -12.3 | 1
1 Reference Case | 2021 | 8 | -12.2 | 1
1 Reference Case | 2021 | 8 | -11.6 | 2
1 Reference Case | 2021 | 8 | -11.4 | 4
1 Reference Case | 2021 | 8 | -11.3 | 1
1 Reference Case | 2021 | 8 | -10.9 | 1
1 Reference Case | 2021 | 8 | -10.7 | 2
1 Reference Case | 2021 | 8 | -10.4 | 1
1 Reference Case | 2021 | 8 | -10.1 | 2
1 Reference Case | 2021 | 8 | -9.7 | 1
1 Reference Case | 2021 | 8 | -9.5 | 1
1 Reference Case | 2021 | 8 | -9.4 | 1
1 Reference Case | 2021 | 8 | -8.9 | 2
1 Reference Case | 2021 | 8 | -8.6 | 1
1 Reference Case | 2021 | 8 | -8.5 | 1
1 Reference Case | 2021 | 8 | -8.3 | 2
1 Reference Case | 2021 | 8 | -8.2 | 1
1 Reference Case | 2021 | 8 | -8 | 1
1 Reference Case | 2021 | 8 | -7.4 | 1
1 Reference Case | 2021 | 8 | -6.8 | 1
1 Reference Case | 2021 | 8 | -6.7 | 1
1 Reference Case | 2021 | 8 | -6 | 1
1 Reference Case | 2021 | 8 | -5.8 | 1
1 Reference Case | 2021 | 8 | -5.7 | 1
1 Reference Case | 2021 | 8 | -5.6 | 2
1 Reference Case | 2021 | 8 | -5.4 | 1
1 Reference Case | 2021 | 8 | -5.3 | 1
1 Reference Case | 2021 | 8 | -5.2 | 1
1 Reference Case | 2021 | 8 | -4.7 | 1
1 Reference Case | 2021 | 8 | 0.1 | 1
1 Reference Case | 2021 | 8 | 3 | 1
1 Reference Case | 2021 | 8 | 3.5 | 1
1 Reference Case | 2021 | 8 | 3.6 | 1
1 Reference Case | 2021 | 8 | 3.8 | 2
1 Reference Case | 2021 | 8 | 4.1 | 1
1 Reference Case | 2021 | 8 | 5.2 | 1
1 Reference Case | 2021 | 8 | 5.6 | 1
1 Reference Case | 2021 | 8 | 5.7 | 1
1 Reference Case | 2021 | 8 | 6 | 1
1 Reference Case | 2021 | 8 | 6.1 | 1
1 Reference Case | 2021 | 8 | 6.6 | 1
1 Reference Case | 2021 | 8 | 6.7 | 1
1 Reference Case | 2021 | 8 | 7.1 | 1
1 Reference Case | 2021 | 8 | 7.7 | 1
1 Reference Case | 2021 | 8 | 7.9 | 1
1 Reference Case | 2021 | 8 | 8 | 1
1 Reference Case | 2021 | 8 | 8.2 | 1
1 Reference Case | 2021 | 8 | 8.4 | 1
1 Reference Case | 2021 | 8 | 8.6 | 1
1 Reference Case | 2021 | 8 | 8.7 | 1
1 Reference Case | 2021 | 8 | 8.9 | 1
1 Reference Case | 2021 | 8 | 9 | 1
1 Reference Case | 2021 | 8 | 9.1 | 1
1 Reference Case | 2021 | 8 | 9.2 | 1
1 Reference Case | 2021 | 8 | 9.3 | 2
1 Reference Case | 2021 | 8 | 9.5 | 1
1 Reference Case | 2021 | 8 | 9.6 | 1
1 Reference Case | 2021 | 8 | 9.7 | 1
1 Reference Case | 2021 | 8 | 9.9 | 1
1 Reference Case | 2021 | 8 | 10 | 2
1 Reference Case | 2021 | 8 | 10.1 | 1
1 Reference Case | 2021 | 8 | 10.2 | 1
1 Reference Case | 2021 | 8 | 10.4 | 1
1 Reference Case | 2021 | 8 | 10.7 | 3
1 Reference Case | 2021 | 8 | 10.8 | 1
1 Reference Case | 2021 | 8 | 10.9 | 1
1 Reference Case | 2021 | 8 | 11 | 2
1 Reference Case | 2021 | 8 | 11.3 | 2
1 Reference Case | 2021 | 8 | 11.5 | 1
1 Reference Case | 2021 | 8 | 11.7 | 2
1 Reference Case | 2021 | 8 | 11.8 | 4
1 Reference Case | 2021 | 8 | 11.9 | 1
1 Reference Case | 2021 | 8 | 12 | 1
1 Reference Case | 2021 | 8 | 12.1 | 1
1 Reference Case | 2021 | 8 | 12.2 | 3
1 Reference Case | 2021 | 8 | 12.4 | 1
1 Reference Case | 2021 | 8 | 12.5 | 1
1 Reference Case | 2021 | 8 | 12.6 | 1
1 Reference Case | 2021 | 8 | 12.7 | 1
1 Reference Case | 2021 | 8 | 12.8 | 1
1 Reference Case | 2021 | 8 | 12.9 | 2
1 Reference Case | 2021 | 8 | 13 | 2
1 Reference Case | 2021 | 8 | 13.1 | 1
1 Reference Case | 2021 | 8 | 13.3 | 3
1 Reference Case | 2021 | 8 | 13.4 | 4
1 Reference Case | 2021 | 8 | 13.5 | 2
1 Reference Case | 2021 | 8 | 13.6 | 2
1 Reference Case | 2021 | 8 | 13.7 | 4
1 Reference Case | 2021 | 8 | 13.8 | 1
1 Reference Case | 2021 | 8 | 13.9 | 2
1 Reference Case | 2021 | 8 | 14 | 3
1 Reference Case | 2021 | 8 | 14.1 | 2
1 Reference Case | 2021 | 8 | 14.2 | 1
1 Reference Case | 2021 | 8 | 14.3 | 2
1 Reference Case | 2021 | 8 | 14.4 | 1
1 Reference Case | 2021 | 8 | 14.5 | 2
1 Reference Case | 2021 | 8 | 14.6 | 1
1 Reference Case | 2021 | 8 | 14.7 | 1
1 Reference Case | 2021 | 8 | 14.8 | 4
1 Reference Case | 2021 | 8 | 15 | 2
1 Reference Case | 2021 | 8 | 15.1 | 1
1 Reference Case | 2021 | 8 | 15.2 | 2
1 Reference Case | 2021 | 8 | 15.3 | 2
1 Reference Case | 2021 | 8 | 15.5 | 1
1 Reference Case | 2021 | 8 | 15.6 | 3
1 Reference Case | 2021 | 8 | 15.7 | 4
1 Reference Case | 2021 | 8 | 15.8 | 1
1 Reference Case | 2021 | 8 | 15.9 | 4
1 Reference Case | 2021 | 8 | 16.1 | 1
1 Reference Case | 2021 | 8 | 16.2 | 1
1 Reference Case | 2021 | 8 | 16.3 | 3
1 Reference Case | 2021 | 8 | 16.4 | 4
1 Reference Case | 2021 | 8 | 16.6 | 3
1 Reference Case | 2021 | 8 | 16.7 | 2
1 Reference Case | 2021 | 8 | 16.8 | 4
1 Reference Case | 2021 | 8 | 17 | 1
1 Reference Case | 2021 | 8 | 17.2 | 1
1 Reference Case | 2021 | 8 | 17.3 | 2
1 Reference Case | 2021 | 8 | 17.4 | 1
1 Reference Case | 2021 | 8 | 17.5 | 5
1 Reference Case | 2021 | 8 | 17.6 | 3
1 Reference Case | 2021 | 8 | 17.7 | 2
1 Reference Case | 2021 | 8 | 17.8 | 3
1 Reference Case | 2021 | 8 | 17.9 | 3
1 Reference Case | 2021 | 8 | 18 | 2
1 Reference Case | 2021 | 8 | 18.1 | 1
1 Reference Case | 2021 | 8 | 18.2 | 1
1 Reference Case | 2021 | 8 | 18.4 | 4
1 Reference Case | 2021 | 8 | 18.5 | 4
1 Reference Case | 2021 | 8 | 18.6 | 6
1 Reference Case | 2021 | 8 | 18.7 | 2
1 Reference Case | 2021 | 8 | 18.8 | 1
1 Reference Case | 2021 | 8 | 18.9 | 1
1 Reference Case | 2021 | 8 | 19 | 2
1 Reference Case | 2021 | 8 | 19.1 | 1
1 Reference Case | 2021 | 8 | 19.3 | 1
1 Reference Case | 2021 | 8 | 19.4 | 3
1 Reference Case | 2021 | 8 | 19.5 | 4
1 Reference Case | 2021 | 8 | 19.6 | 2
1 Reference Case | 2021 | 8 | 19.7 | 2
1 Reference Case | 2021 | 8 | 19.9 | 2
1 Reference Case | 2021 | 8 | 20 | 1
1 Reference Case | 2021 | 8 | 20.1 | 3
1 Reference Case | 2021 | 8 | 20.2 | 2
1 Reference Case | 2021 | 8 | 20.3 | 5
1 Reference Case | 2021 | 8 | 20.4 | 1
1 Reference Case | 2021 | 8 | 20.5 | 3
1 Reference Case | 2021 | 8 | 20.6 | 2
1 Reference Case | 2021 | 8 | 20.7 | 2
1 Reference Case | 2021 | 8 | 20.8 | 1
1 Reference Case | 2021 | 8 | 21.1 | 1
1 Reference Case | 2021 | 8 | 21.3 | 3
1 Reference Case | 2021 | 8 | 21.5 | 3
1 Reference Case | 2021 | 8 | 21.6 | 3
1 Reference Case | 2021 | 8 | 21.7 | 2
1 Reference Case | 2021 | 8 | 21.9 | 2
1 Reference Case | 2021 | 8 | 22 | 2
1 Reference Case | 2021 | 8 | 22.1 | 2
1 Reference Case | 2021 | 8 | 22.2 | 2
1 Reference Case | 2021 | 8 | 22.3 | 2
1 Reference Case | 2021 | 8 | 22.4 | 3
1 Reference Case | 2021 | 8 | 22.7 | 4
1 Reference Case | 2021 | 8 | 22.8 | 4
1 Reference Case | 2021 | 8 | 22.9 | 2
1 Reference Case | 2021 | 8 | 23 | 1
1 Reference Case | 2021 | 8 | 23.1 | 1
1 Reference Case | 2021 | 8 | 23.2 | 2
1 Reference Case | 2021 | 8 | 23.3 | 5
1 Reference Case | 2021 | 8 | 23.4 | 1
1 Reference Case | 2021 | 8 | 23.5 | 5
1 Reference Case | 2021 | 8 | 23.7 | 2
1 Reference Case | 2021 | 8 | 23.9 | 2
1 Reference Case | 2021 | 8 | 24.1 | 2
1 Reference Case | 2021 | 8 | 24.2 | 2
1 Reference Case | 2021 | 8 | 24.3 | 1
1 Reference Case | 2021 | 8 | 24.4 | 3
1 Reference Case | 2021 | 8 | 24.5 | 1
1 Reference Case | 2021 | 8 | 24.6 | 2
1 Reference Case | 2021 | 8 | 24.8 | 1
1 Reference Case | 2021 | 8 | 24.9 | 3
1 Reference Case | 2021 | 8 | 25.1 | 3
1 Reference Case | 2021 | 8 | 25.3 | 1
1 Reference Case | 2021 | 8 | 25.4 | 1
1 Reference Case | 2021 | 8 | 25.5 | 3
1 Reference Case | 2021 | 8 | 25.6 | 2
1 Reference Case | 2021 | 8 | 25.7 | 1
1 Reference Case | 2021 | 8 | 25.8 | 1
1 Reference Case | 2021 | 8 | 25.9 | 4
1 Reference Case | 2021 | 8 | 26 | 1
1 Reference Case | 2021 | 8 | 26.2 | 1
1 Reference Case | 2021 | 8 | 26.3 | 2
1 Reference Case | 2021 | 8 | 26.4 | 2
1 Reference Case | 2021 | 8 | 26.5 | 2
1 Reference Case | 2021 | 8 | 26.7 | 1
1 Reference Case | 2021 | 8 | 26.8 | 2
1 Reference Case | 2021 | 8 | 26.9 | 2
1 Reference Case | 2021 | 8 | 27 | 1
1 Reference Case | 2021 | 8 | 27.1 | 1
1 Reference Case | 2021 | 8 | 27.2 | 1
1 Reference Case | 2021 | 8 | 27.3 | 2
1 Reference Case | 2021 | 8 | 27.4 | 2
1 Reference Case | 2021 | 8 | 27.5 | 2
1 Reference Case | 2021 | 8 | 27.6 | 1
1 Reference Case | 2021 | 8 | 27.7 | 4
1 Reference Case | 2021 | 8 | 27.8 | 2
1 Reference Case | 2021 | 8 | 27.9 | 1
1 Reference Case | 2021 | 8 | 28 | 1
1 Reference Case | 2021 | 8 | 28.1 | 1
1 Reference Case | 2021 | 8 | 28.2 | 1
1 Reference Case | 2021 | 8 | 28.3 | 2
1 Reference Case | 2021 | 8 | 28.4 | 1
1 Reference Case | 2021 | 8 | 28.5 | 3
1 Reference Case | 2021 | 8 | 28.6 | 1
1 Reference Case | 2021 | 8 | 28.7 | 2
1 Reference Case | 2021 | 8 | 28.8 | 1
1 Reference Case | 2021 | 8 | 28.9 | 2
1 Reference Case | 2021 | 8 | 29 | 2
1 Reference Case | 2021 | 8 | 29.1 | 1
1 Reference Case | 2021 | 8 | 29.2 | 2
1 Reference Case | 2021 | 8 | 29.3 | 2
1 Reference Case | 2021 | 8 | 29.5 | 3
1 Reference Case | 2021 | 8 | 29.6 | 1
1 Reference Case | 2021 | 8 | 29.7 | 1
1 Reference Case | 2021 | 8 | 29.8 | 2
1 Reference Case | 2021 | 8 | 29.9 | 1
1 Reference Case | 2021 | 8 | 30 | 1
1 Reference Case | 2021 | 8 | 30.1 | 3
1 Reference Case | 2021 | 8 | 30.2 | 1
1 Reference Case | 2021 | 8 | 30.3 | 2
1 Reference Case | 2021 | 8 | 30.4 | 2
1 Reference Case | 2021 | 8 | 30.5 | 2
1 Reference Case | 2021 | 8 | 30.6 | 2
1 Reference Case | 2021 | 8 | 30.8 | 3
1 Reference Case | 2021 | 8 | 31 | 1
1 Reference Case | 2021 | 8 | 31.1 | 3
1 Reference Case | 2021 | 8 | 31.2 | 2
1 Reference Case | 2021 | 8 | 31.4 | 1
1 Reference Case | 2021 | 8 | 31.6 | 1
1 Reference Case | 2021 | 8 | 31.7 | 2
1 Reference Case | 2021 | 8 | 31.8 | 1
1 Reference Case | 2021 | 8 | 31.9 | 1
1 Reference Case | 2021 | 8 | 32.1 | 1
1 Reference Case | 2021 | 8 | 32.2 | 2
1 Reference Case | 2021 | 8 | 32.4 | 1
1 Reference Case | 2021 | 8 | 32.6 | 1
1 Reference Case | 2021 | 8 | 32.7 | 2
1 Reference Case | 2021 | 8 | 32.8 | 1
1 Reference Case | 2021 | 8 | 32.9 | 2
1 Reference Case | 2021 | 8 | 33 | 2
1 Reference Case | 2021 | 8 | 33.1 | 2
1 Reference Case | 2021 | 8 | 33.2 | 1
1 Reference Case | 2021 | 8 | 33.5 | 2
1 Reference Case | 2021 | 8 | 33.7 | 2
1 Reference Case | 2021 | 8 | 33.8 | 5
1 Reference Case | 2021 | 8 | 34.1 | 1
1 Reference Case | 2021 | 8 | 34.3 | 2
1 Reference Case | 2021 | 8 | 34.4 | 1
1 Reference Case | 2021 | 8 | 34.6 | 1
1 Reference Case | 2021 | 8 | 34.7 | 2
1 Reference Case | 2021 | 8 | 34.8 | 1
1 Reference Case | 2021 | 8 | 34.9 | 1
1 Reference Case | 2021 | 8 | 35.1 | 2
1 Reference Case | 2021 | 8 | 35.2 | 2
1 Reference Case | 2021 | 8 | 35.4 | 1
1 Reference Case | 2021 | 8 | 35.6 | 1
1 Reference Case | 2021 | 8 | 35.8 | 1
1 Reference Case | 2021 | 8 | 35.9 | 2
1 Reference Case | 2021 | 8 | 36.1 | 2
1 Reference Case | 2021 | 8 | 36.3 | 1
1 Reference Case | 2021 | 8 | 36.5 | 1
1 Reference Case | 2021 | 8 | 36.7 | 1
1 Reference Case | 2021 | 8 | 36.8 | 1
1 Reference Case | 2021 | 8 | 36.9 | 2
1 Reference Case | 2021 | 8 | 37.1 | 2
1 Reference Case | 2021 | 8 | 37.2 | 1
1 Reference Case | 2021 | 8 | 37.4 | 2
1 Reference Case | 2021 | 8 | 37.6 | 1
1 Reference Case | 2021 | 8 | 37.7 | 1
1 Reference Case | 2021 | 8 | 37.8 | 1
1 Reference Case | 2021 | 8 | 38 | 2
1 Reference Case | 2021 | 8 | 38.1 | 1
1 Reference Case | 2021 | 8 | 38.2 | 3
1 Reference Case | 2021 | 8 | 38.4 | 1
1 Reference Case | 2021 | 8 | 38.9 | 1
1 Reference Case | 2021 | 8 | 39.2 | 1
1 Reference Case | 2021 | 8 | 39.3 | 2
1 Reference Case | 2021 | 8 | 39.5 | 1
1 Reference Case | 2021 | 8 | 39.6 | 1
1 Reference Case | 2021 | 8 | 39.7 | 2
1 Reference Case | 2021 | 8 | 40 | 1
1 Reference Case | 2021 | 8 | 40.3 | 2
1 Reference Case | 2021 | 8 | 40.5 | 1
1 Reference Case | 2021 | 8 | 40.6 | 1
1 Reference Case | 2021 | 8 | 40.9 | 1
1 Reference Case | 2021 | 8 | 41.2 | 1
1 Reference Case | 2021 | 8 | 41.3 | 2
1 Reference Case | 2021 | 8 | 41.4 | 2
1 Reference Case | 2021 | 8 | 41.5 | 2
1 Reference Case | 2021 | 8 | 41.7 | 2
1 Reference Case | 2021 | 8 | 41.8 | 1
1 Reference Case | 2021 | 8 | 42 | 1
1 Reference Case | 2021 | 8 | 42.5 | 1
1 Reference Case | 2021 | 8 | 42.6 | 2
1 Reference Case | 2021 | 8 | 42.7 | 1
1 Reference Case | 2021 | 8 | 42.8 | 1
1 Reference Case | 2021 | 8 | 43.4 | 1
1 Reference Case | 2021 | 8 | 43.9 | 1
1 Reference Case | 2021 | 8 | 44 | 1
1 Reference Case | 2021 | 8 | 44.2 | 1
1 Reference Case | 2021 | 8 | 44.4 | 1
1 Reference Case | 2021 | 8 | 44.5 | 1
1 Reference Case | 2021 | 8 | 44.6 | 1
1 Reference Case | 2021 | 8 | 45.1 | 2
1 Reference Case | 2021 | 8 | 45.7 | 1
1 Reference Case | 2021 | 8 | 45.9 | 1
1 Reference Case | 2021 | 8 | 46.1 | 2
1 Reference Case | 2021 | 8 | 46.4 | 1
1 Reference Case | 2021 | 8 | 46.5 | 1
1 Reference Case | 2021 | 8 | 47.1 | 1
1 Reference Case | 2021 | 8 | 47.2 | 1
1 Reference Case | 2021 | 8 | 48.2 | 1
1 Reference Case | 2021 | 8 | 49 | 2
1 Reference Case | 2021 | 8 | 49.3 | 1
1 Reference Case | 2021 | 8 | 49.7 | 2
1 Reference Case | 2021 | 8 | 49.8 | 1
1 Reference Case | 2021 | 8 | 50.5 | 1
1 Reference Case | 2021 | 8 | 50.6 | 1
1 Reference Case | 2021 | 8 | 50.8 | 1
1 Reference Case | 2021 | 8 | 50.9 | 1
1 Reference Case | 2021 | 8 | 51 | 1
1 Reference Case | 2021 | 8 | 51.1 | 1
1 Reference Case | 2021 | 8 | 51.3 | 1
1 Reference Case | 2021 | 8 | 51.6 | 1
1 Reference Case | 2021 | 8 | 52.3 | 1
1 Reference Case | 2021 | 8 | 52.5 | 1
1 Reference Case | 2021 | 8 | 53.8 | 1
1 Reference Case | 2021 | 8 | 55.8 | 1
1 Reference Case | 2021 | 8 | 56.7 | 1
1 Reference Case | 2021 | 8 | 57.7 | 1
1 Reference Case | 2021 | 8 | 58.5 | 1
1 Reference Case | 2021 | 8 | 60.6 | 1
1 Reference Case | 2021 | 8 | 65 | 1
1 Reference Case | 2021 | 8 | 68.5 | 1
1 Reference Case | 2021 | 8 | 71.2 | 1
1 Reference Case | 2021 | 8 | 74.7 | 1
1 Reference Case | 2021 | 8 | 75 | 1
1 Reference Case | 2021 | 8 | 175.5 | 1
1 Reference Case | 2021 | 9 | -85 | 1
1 Reference Case | 2021 | 9 | -79 | 1
1 Reference Case | 2021 | 9 | -77.9 | 1
1 Reference Case | 2021 | 9 | -76.3 | 1
1 Reference Case | 2021 | 9 | -67.2 | 1
1 Reference Case | 2021 | 9 | -61.7 | 1
1 Reference Case | 2021 | 9 | -60.9 | 1
1 Reference Case | 2021 | 9 | -60.4 | 1
1 Reference Case | 2021 | 9 | -59.3 | 1
1 Reference Case | 2021 | 9 | -58.6 | 1
1 Reference Case | 2021 | 9 | -58 | 1
1 Reference Case | 2021 | 9 | -56.9 | 1
1 Reference Case | 2021 | 9 | -56.1 | 1
1 Reference Case | 2021 | 9 | -56 | 1
1 Reference Case | 2021 | 9 | -55.2 | 1
1 Reference Case | 2021 | 9 | -55.1 | 1
1 Reference Case | 2021 | 9 | -54.7 | 1
1 Reference Case | 2021 | 9 | -52.2 | 1
1 Reference Case | 2021 | 9 | -51.6 | 1
1 Reference Case | 2021 | 9 | -51.5 | 1
1 Reference Case | 2021 | 9 | -50.1 | 1
1 Reference Case | 2021 | 9 | -49.2 | 1
1 Reference Case | 2021 | 9 | -49.1 | 1
1 Reference Case | 2021 | 9 | -48.8 | 1
1 Reference Case | 2021 | 9 | -48.4 | 1
1 Reference Case | 2021 | 9 | -46.7 | 1
1 Reference Case | 2021 | 9 | -46.5 | 1
1 Reference Case | 2021 | 9 | -45.9 | 1
1 Reference Case | 2021 | 9 | -45.7 | 1
1 Reference Case | 2021 | 9 | -45.6 | 1
1 Reference Case | 2021 | 9 | -45.4 | 1
1 Reference Case | 2021 | 9 | -45.3 | 1
1 Reference Case | 2021 | 9 | -44.9 | 1
1 Reference Case | 2021 | 9 | -44.8 | 1
1 Reference Case | 2021 | 9 | -44.2 | 1
1 Reference Case | 2021 | 9 | -43.9 | 1
1 Reference Case | 2021 | 9 | -43.7 | 1
1 Reference Case | 2021 | 9 | -43.3 | 1
1 Reference Case | 2021 | 9 | -43.1 | 1
1 Reference Case | 2021 | 9 | -42.9 | 1
1 Reference Case | 2021 | 9 | -42.5 | 2
1 Reference Case | 2021 | 9 | -41.7 | 1
1 Reference Case | 2021 | 9 | -41.5 | 1
1 Reference Case | 2021 | 9 | -41.3 | 1
1 Reference Case | 2021 | 9 | -41.2 | 2
1 Reference Case | 2021 | 9 | -41 | 1
1 Reference Case | 2021 | 9 | -40.4 | 2
1 Reference Case | 2021 | 9 | -40.1 | 3
1 Reference Case | 2021 | 9 | -40 | 1
1 Reference Case | 2021 | 9 | -39.5 | 1
1 Reference Case | 2021 | 9 | -39.4 | 2
1 Reference Case | 2021 | 9 | -39.2 | 1
1 Reference Case | 2021 | 9 | -39.1 | 2
1 Reference Case | 2021 | 9 | -38.7 | 2
1 Reference Case | 2021 | 9 | -38 | 1
1 Reference Case | 2021 | 9 | -37.9 | 1
1 Reference Case | 2021 | 9 | -37.6 | 1
1 Reference Case | 2021 | 9 | -37.5 | 1
1 Reference Case | 2021 | 9 | -37.4 | 2
1 Reference Case | 2021 | 9 | -37.3 | 2
1 Reference Case | 2021 | 9 | -36.8 | 1
1 Reference Case | 2021 | 9 | -36.7 | 2
1 Reference Case | 2021 | 9 | -36.4 | 1
1 Reference Case | 2021 | 9 | -36.1 | 2
1 Reference Case | 2021 | 9 | -35.9 | 1
1 Reference Case | 2021 | 9 | -35.8 | 1
1 Reference Case | 2021 | 9 | -35.6 | 1
1 Reference Case | 2021 | 9 | -35.4 | 1
1 Reference Case | 2021 | 9 | -35.3 | 1
1 Reference Case | 2021 | 9 | -34.6 | 1
1 Reference Case | 2021 | 9 | -34.5 | 2
1 Reference Case | 2021 | 9 | -34.4 | 1
1 Reference Case | 2021 | 9 | -34.3 | 1
1 Reference Case | 2021 | 9 | -34.2 | 2
1 Reference Case | 2021 | 9 | -34.1 | 1
1 Reference Case | 2021 | 9 | -34 | 1
1 Reference Case | 2021 | 9 | -33.9 | 2
1 Reference Case | 2021 | 9 | -33.6 | 4
1 Reference Case | 2021 | 9 | -33.5 | 1
1 Reference Case | 2021 | 9 | -33.3 | 2
1 Reference Case | 2021 | 9 | -33.1 | 1
1 Reference Case | 2021 | 9 | -33 | 3
1 Reference Case | 2021 | 9 | -32.9 | 1
1 Reference Case | 2021 | 9 | -32.8 | 1
1 Reference Case | 2021 | 9 | -32.7 | 1
1 Reference Case | 2021 | 9 | -32.6 | 1
1 Reference Case | 2021 | 9 | -32.5 | 1
1 Reference Case | 2021 | 9 | -32.4 | 1
1 Reference Case | 2021 | 9 | -32.3 | 2
1 Reference Case | 2021 | 9 | -32.2 | 1
1 Reference Case | 2021 | 9 | -32 | 1
1 Reference Case | 2021 | 9 | -31.5 | 1
1 Reference Case | 2021 | 9 | -31.4 | 1
1 Reference Case | 2021 | 9 | -31.2 | 1
1 Reference Case | 2021 | 9 | -31.1 | 1
1 Reference Case | 2021 | 9 | -31 | 1
1 Reference Case | 2021 | 9 | -30.9 | 2
1 Reference Case | 2021 | 9 | -30.8 | 1
1 Reference Case | 2021 | 9 | -30.7 | 2
1 Reference Case | 2021 | 9 | -30.6 | 1
1 Reference Case | 2021 | 9 | -30.4 | 2
1 Reference Case | 2021 | 9 | -30.2 | 1
1 Reference Case | 2021 | 9 | -30.1 | 2
1 Reference Case | 2021 | 9 | -30 | 3
1 Reference Case | 2021 | 9 | -29.9 | 1
1 Reference Case | 2021 | 9 | -29.8 | 1
1 Reference Case | 2021 | 9 | -29.6 | 4
1 Reference Case | 2021 | 9 | -29.3 | 3
1 Reference Case | 2021 | 9 | -29 | 1
1 Reference Case | 2021 | 9 | -28.8 | 1
1 Reference Case | 2021 | 9 | -28.7 | 1
1 Reference Case | 2021 | 9 | -28.6 | 1
1 Reference Case | 2021 | 9 | -28.5 | 1
1 Reference Case | 2021 | 9 | -28.4 | 1
1 Reference Case | 2021 | 9 | -28.3 | 1
1 Reference Case | 2021 | 9 | -28.1 | 1
1 Reference Case | 2021 | 9 | -28 | 1
1 Reference Case | 2021 | 9 | -27.7 | 3
1 Reference Case | 2021 | 9 | -27.6 | 1
1 Reference Case | 2021 | 9 | -27.5 | 2
1 Reference Case | 2021 | 9 | -27.4 | 2
1 Reference Case | 2021 | 9 | -27.3 | 2
1 Reference Case | 2021 | 9 | -27.2 | 1
1 Reference Case | 2021 | 9 | -27.1 | 1
1 Reference Case | 2021 | 9 | -27 | 1
1 Reference Case | 2021 | 9 | -26.9 | 3
1 Reference Case | 2021 | 9 | -26.8 | 1
1 Reference Case | 2021 | 9 | -26.7 | 1
1 Reference Case | 2021 | 9 | -26.5 | 3
1 Reference Case | 2021 | 9 | -26.4 | 1
1 Reference Case | 2021 | 9 | -26.3 | 3
1 Reference Case | 2021 | 9 | -26.2 | 2
1 Reference Case | 2021 | 9 | -25.8 | 1
1 Reference Case | 2021 | 9 | -25.7 | 3
1 Reference Case | 2021 | 9 | -25.6 | 2
1 Reference Case | 2021 | 9 | -25.5 | 3
1 Reference Case | 2021 | 9 | -25.3 | 1
1 Reference Case | 2021 | 9 | -25.2 | 1
1 Reference Case | 2021 | 9 | -25.1 | 1
1 Reference Case | 2021 | 9 | -25 | 1
1 Reference Case | 2021 | 9 | -24.9 | 1
1 Reference Case | 2021 | 9 | -24.8 | 2
1 Reference Case | 2021 | 9 | -24.7 | 2
1 Reference Case | 2021 | 9 | -24.6 | 2
1 Reference Case | 2021 | 9 | -24.5 | 2
1 Reference Case | 2021 | 9 | -24.4 | 1
1 Reference Case | 2021 | 9 | -24.3 | 2
1 Reference Case | 2021 | 9 | -24.2 | 1
1 Reference Case | 2021 | 9 | -24.1 | 2
1 Reference Case | 2021 | 9 | -24 | 1
1 Reference Case | 2021 | 9 | -23.8 | 1
1 Reference Case | 2021 | 9 | -23.5 | 1
1 Reference Case | 2021 | 9 | -23.4 | 1
1 Reference Case | 2021 | 9 | -23.3 | 2
1 Reference Case | 2021 | 9 | -23.2 | 2
1 Reference Case | 2021 | 9 | -23.1 | 3
1 Reference Case | 2021 | 9 | -23 | 1
1 Reference Case | 2021 | 9 | -22.9 | 1
1 Reference Case | 2021 | 9 | -22.8 | 2
1 Reference Case | 2021 | 9 | -22.5 | 1
1 Reference Case | 2021 | 9 | -22.4 | 3
1 Reference Case | 2021 | 9 | -22.3 | 3
1 Reference Case | 2021 | 9 | -22.2 | 2
1 Reference Case | 2021 | 9 | -22.1 | 2
1 Reference Case | 2021 | 9 | -22 | 1
1 Reference Case | 2021 | 9 | -21.9 | 2
1 Reference Case | 2021 | 9 | -21.6 | 1
1 Reference Case | 2021 | 9 | -21.5 | 3
1 Reference Case | 2021 | 9 | -21.4 | 1
1 Reference Case | 2021 | 9 | -21.3 | 2
1 Reference Case | 2021 | 9 | -21.2 | 4
1 Reference Case | 2021 | 9 | -21.1 | 1
1 Reference Case | 2021 | 9 | -21 | 1
1 Reference Case | 2021 | 9 | -20.8 | 2
1 Reference Case | 2021 | 9 | -20.7 | 1
1 Reference Case | 2021 | 9 | -20.6 | 1
1 Reference Case | 2021 | 9 | -20.5 | 1
1 Reference Case | 2021 | 9 | -20.4 | 1
1 Reference Case | 2021 | 9 | -20.3 | 4
1 Reference Case | 2021 | 9 | -20 | 1
1 Reference Case | 2021 | 9 | -19.6 | 2
1 Reference Case | 2021 | 9 | -19.4 | 1
1 Reference Case | 2021 | 9 | -19.2 | 2
1 Reference Case | 2021 | 9 | -19.1 | 1
1 Reference Case | 2021 | 9 | -19 | 5
1 Reference Case | 2021 | 9 | -18.9 | 1
1 Reference Case | 2021 | 9 | -18.8 | 1
1 Reference Case | 2021 | 9 | -18.7 | 3
1 Reference Case | 2021 | 9 | -18.5 | 4
1 Reference Case | 2021 | 9 | -18.4 | 2
1 Reference Case | 2021 | 9 | -18.3 | 3
1 Reference Case | 2021 | 9 | -18.2 | 1
1 Reference Case | 2021 | 9 | -18 | 2
1 Reference Case | 2021 | 9 | -17.9 | 2
1 Reference Case | 2021 | 9 | -17.8 | 1
1 Reference Case | 2021 | 9 | -17.7 | 2
1 Reference Case | 2021 | 9 | -17.6 | 3
1 Reference Case | 2021 | 9 | -17.4 | 1
1 Reference Case | 2021 | 9 | -17.3 | 1
1 Reference Case | 2021 | 9 | -17.1 | 1
1 Reference Case | 2021 | 9 | -16.9 | 2
1 Reference Case | 2021 | 9 | -16.8 | 1
1 Reference Case | 2021 | 9 | -16.7 | 1
1 Reference Case | 2021 | 9 | -16.5 | 1
1 Reference Case | 2021 | 9 | -16.3 | 2
1 Reference Case | 2021 | 9 | -16.2 | 2
1 Reference Case | 2021 | 9 | -16.1 | 1
1 Reference Case | 2021 | 9 | -15.9 | 3
1 Reference Case | 2021 | 9 | -15.7 | 2
1 Reference Case | 2021 | 9 | -15.5 | 2
1 Reference Case | 2021 | 9 | -15.4 | 1
1 Reference Case | 2021 | 9 | -15.3 | 5
1 Reference Case | 2021 | 9 | -15.1 | 1
1 Reference Case | 2021 | 9 | -14.9 | 2
1 Reference Case | 2021 | 9 | -14.8 | 2
1 Reference Case | 2021 | 9 | -14.7 | 2
1 Reference Case | 2021 | 9 | -14.6 | 2
1 Reference Case | 2021 | 9 | -14.4 | 2
1 Reference Case | 2021 | 9 | -14.3 | 1
1 Reference Case | 2021 | 9 | -14 | 2
1 Reference Case | 2021 | 9 | -13.9 | 2
1 Reference Case | 2021 | 9 | -13.5 | 1
1 Reference Case | 2021 | 9 | -13.2 | 1
1 Reference Case | 2021 | 9 | -13.1 | 1
1 Reference Case | 2021 | 9 | -12.7 | 1
1 Reference Case | 2021 | 9 | -12.6 | 2
1 Reference Case | 2021 | 9 | -12.5 | 2
1 Reference Case | 2021 | 9 | -12.4 | 1
1 Reference Case | 2021 | 9 | -12.3 | 1
1 Reference Case | 2021 | 9 | -12.2 | 2
1 Reference Case | 2021 | 9 | -12.1 | 2
1 Reference Case | 2021 | 9 | -11.9 | 1
1 Reference Case | 2021 | 9 | -11.8 | 1
1 Reference Case | 2021 | 9 | -11.7 | 1
1 Reference Case | 2021 | 9 | -11.6 | 1
1 Reference Case | 2021 | 9 | -10.9 | 1
1 Reference Case | 2021 | 9 | -10.8 | 1
1 Reference Case | 2021 | 9 | -10.7 | 1
1 Reference Case | 2021 | 9 | -10.4 | 1
1 Reference Case | 2021 | 9 | -10.2 | 1
1 Reference Case | 2021 | 9 | -10.1 | 1
1 Reference Case | 2021 | 9 | -9.9 | 1
1 Reference Case | 2021 | 9 | -9.3 | 2
1 Reference Case | 2021 | 9 | -9.2 | 1
1 Reference Case | 2021 | 9 | -9 | 2
1 Reference Case | 2021 | 9 | -8.5 | 1
1 Reference Case | 2021 | 9 | -8.3 | 1
1 Reference Case | 2021 | 9 | -7.6 | 1
1 Reference Case | 2021 | 9 | -7.5 | 1
1 Reference Case | 2021 | 9 | -7 | 1
1 Reference Case | 2021 | 9 | -4.7 | 1
1 Reference Case | 2021 | 9 | 6.8 | 1
1 Reference Case | 2021 | 9 | 7.5 | 1
1 Reference Case | 2021 | 9 | 8.2 | 1
1 Reference Case | 2021 | 9 | 8.6 | 1
1 Reference Case | 2021 | 9 | 8.8 | 1
1 Reference Case | 2021 | 9 | 9.4 | 1
1 Reference Case | 2021 | 9 | 9.7 | 3
1 Reference Case | 2021 | 9 | 9.9 | 1
1 Reference Case | 2021 | 9 | 10.2 | 1
1 Reference Case | 2021 | 9 | 10.6 | 1
1 Reference Case | 2021 | 9 | 11.7 | 1
1 Reference Case | 2021 | 9 | 12 | 1
1 Reference Case | 2021 | 9 | 12.2 | 1
1 Reference Case | 2021 | 9 | 12.3 | 1
1 Reference Case | 2021 | 9 | 12.6 | 1
1 Reference Case | 2021 | 9 | 12.7 | 2
1 Reference Case | 2021 | 9 | 12.8 | 1
1 Reference Case | 2021 | 9 | 12.9 | 1
1 Reference Case | 2021 | 9 | 13.1 | 1
1 Reference Case | 2021 | 9 | 13.3 | 2
1 Reference Case | 2021 | 9 | 13.4 | 2
1 Reference Case | 2021 | 9 | 13.5 | 1
1 Reference Case | 2021 | 9 | 13.6 | 1
1 Reference Case | 2021 | 9 | 13.8 | 1
1 Reference Case | 2021 | 9 | 14.3 | 1
1 Reference Case | 2021 | 9 | 14.4 | 2
1 Reference Case | 2021 | 9 | 14.8 | 2
1 Reference Case | 2021 | 9 | 14.9 | 3
1 Reference Case | 2021 | 9 | 15 | 3
1 Reference Case | 2021 | 9 | 15.1 | 1
1 Reference Case | 2021 | 9 | 15.2 | 1
1 Reference Case | 2021 | 9 | 15.3 | 2
1 Reference Case | 2021 | 9 | 15.4 | 1
1 Reference Case | 2021 | 9 | 15.5 | 1
1 Reference Case | 2021 | 9 | 15.8 | 2
1 Reference Case | 2021 | 9 | 15.9 | 1
1 Reference Case | 2021 | 9 | 16 | 1
1 Reference Case | 2021 | 9 | 16.2 | 2
1 Reference Case | 2021 | 9 | 16.4 | 1
1 Reference Case | 2021 | 9 | 16.5 | 2
1 Reference Case | 2021 | 9 | 16.8 | 2
1 Reference Case | 2021 | 9 | 16.9 | 1
1 Reference Case | 2021 | 9 | 17 | 1
1 Reference Case | 2021 | 9 | 17.1 | 2
1 Reference Case | 2021 | 9 | 17.4 | 1
1 Reference Case | 2021 | 9 | 17.5 | 1
1 Reference Case | 2021 | 9 | 17.6 | 2
1 Reference Case | 2021 | 9 | 18 | 3
1 Reference Case | 2021 | 9 | 18.1 | 1
1 Reference Case | 2021 | 9 | 18.3 | 2
1 Reference Case | 2021 | 9 | 18.5 | 4
1 Reference Case | 2021 | 9 | 18.6 | 1
1 Reference Case | 2021 | 9 | 18.7 | 1
1 Reference Case | 2021 | 9 | 18.8 | 5
1 Reference Case | 2021 | 9 | 18.9 | 2
1 Reference Case | 2021 | 9 | 19 | 1
1 Reference Case | 2021 | 9 | 19.4 | 2
1 Reference Case | 2021 | 9 | 19.5 | 2
1 Reference Case | 2021 | 9 | 19.6 | 1
1 Reference Case | 2021 | 9 | 19.7 | 1
1 Reference Case | 2021 | 9 | 19.8 | 1
1 Reference Case | 2021 | 9 | 19.9 | 2
1 Reference Case | 2021 | 9 | 20 | 1
1 Reference Case | 2021 | 9 | 20.1 | 1
1 Reference Case | 2021 | 9 | 20.2 | 2
1 Reference Case | 2021 | 9 | 20.3 | 1
1 Reference Case | 2021 | 9 | 20.4 | 1
1 Reference Case | 2021 | 9 | 20.8 | 1
1 Reference Case | 2021 | 9 | 20.9 | 1
1 Reference Case | 2021 | 9 | 21 | 1
1 Reference Case | 2021 | 9 | 21.1 | 1
1 Reference Case | 2021 | 9 | 21.4 | 1
1 Reference Case | 2021 | 9 | 21.5 | 2
1 Reference Case | 2021 | 9 | 21.7 | 2
1 Reference Case | 2021 | 9 | 21.8 | 3
1 Reference Case | 2021 | 9 | 21.9 | 1
1 Reference Case | 2021 | 9 | 22 | 1
1 Reference Case | 2021 | 9 | 22.1 | 2
1 Reference Case | 2021 | 9 | 22.3 | 3
1 Reference Case | 2021 | 9 | 22.4 | 2
1 Reference Case | 2021 | 9 | 22.6 | 3
1 Reference Case | 2021 | 9 | 22.7 | 2
1 Reference Case | 2021 | 9 | 22.9 | 2
1 Reference Case | 2021 | 9 | 23 | 2
1 Reference Case | 2021 | 9 | 23.1 | 1
1 Reference Case | 2021 | 9 | 23.2 | 1
1 Reference Case | 2021 | 9 | 23.5 | 2
1 Reference Case | 2021 | 9 | 23.6 | 4
1 Reference Case | 2021 | 9 | 23.7 | 3
1 Reference Case | 2021 | 9 | 24 | 1
1 Reference Case | 2021 | 9 | 24.3 | 2
1 Reference Case | 2021 | 9 | 24.4 | 4
1 Reference Case | 2021 | 9 | 24.5 | 1
1 Reference Case | 2021 | 9 | 24.7 | 4
1 Reference Case | 2021 | 9 | 24.8 | 1
1 Reference Case | 2021 | 9 | 25.4 | 2
1 Reference Case | 2021 | 9 | 25.5 | 1
1 Reference Case | 2021 | 9 | 25.6 | 1
1 Reference Case | 2021 | 9 | 25.7 | 1
1 Reference Case | 2021 | 9 | 25.8 | 3
1 Reference Case | 2021 | 9 | 25.9 | 2
1 Reference Case | 2021 | 9 | 26 | 1
1 Reference Case | 2021 | 9 | 26.4 | 3
1 Reference Case | 2021 | 9 | 26.5 | 1
1 Reference Case | 2021 | 9 | 26.6 | 1
1 Reference Case | 2021 | 9 | 26.7 | 1
1 Reference Case | 2021 | 9 | 26.8 | 1
1 Reference Case | 2021 | 9 | 26.9 | 1
1 Reference Case | 2021 | 9 | 27 | 1
1 Reference Case | 2021 | 9 | 27.1 | 1
1 Reference Case | 2021 | 9 | 27.2 | 3
1 Reference Case | 2021 | 9 | 27.3 | 1
1 Reference Case | 2021 | 9 | 27.4 | 2
1 Reference Case | 2021 | 9 | 27.5 | 2
1 Reference Case | 2021 | 9 | 27.6 | 3
1 Reference Case | 2021 | 9 | 27.7 | 5
1 Reference Case | 2021 | 9 | 27.9 | 1
1 Reference Case | 2021 | 9 | 28 | 2
1 Reference Case | 2021 | 9 | 28.1 | 4
1 Reference Case | 2021 | 9 | 28.2 | 1
1 Reference Case | 2021 | 9 | 28.3 | 1
1 Reference Case | 2021 | 9 | 28.5 | 2
1 Reference Case | 2021 | 9 | 28.6 | 2
1 Reference Case | 2021 | 9 | 28.9 | 2
1 Reference Case | 2021 | 9 | 29 | 2
1 Reference Case | 2021 | 9 | 29.1 | 1
1 Reference Case | 2021 | 9 | 29.2 | 1
1 Reference Case | 2021 | 9 | 29.3 | 2
1 Reference Case | 2021 | 9 | 29.4 | 1
1 Reference Case | 2021 | 9 | 29.5 | 1
1 Reference Case | 2021 | 9 | 29.7 | 2
1 Reference Case | 2021 | 9 | 29.8 | 2
1 Reference Case | 2021 | 9 | 29.9 | 1
1 Reference Case | 2021 | 9 | 30 | 1
1 Reference Case | 2021 | 9 | 30.1 | 1
1 Reference Case | 2021 | 9 | 30.3 | 2
1 Reference Case | 2021 | 9 | 30.4 | 1
1 Reference Case | 2021 | 9 | 30.5 | 2
1 Reference Case | 2021 | 9 | 31.2 | 1
1 Reference Case | 2021 | 9 | 31.3 | 2
1 Reference Case | 2021 | 9 | 31.4 | 1
1 Reference Case | 2021 | 9 | 31.8 | 1
1 Reference Case | 2021 | 9 | 31.9 | 2
1 Reference Case | 2021 | 9 | 32.1 | 1
1 Reference Case | 2021 | 9 | 32.3 | 1
1 Reference Case | 2021 | 9 | 32.5 | 1
1 Reference Case | 2021 | 9 | 32.6 | 1
1 Reference Case | 2021 | 9 | 32.7 | 2
1 Reference Case | 2021 | 9 | 32.8 | 2
1 Reference Case | 2021 | 9 | 32.9 | 4
1 Reference Case | 2021 | 9 | 33 | 1
1 Reference Case | 2021 | 9 | 33.2 | 2
1 Reference Case | 2021 | 9 | 33.4 | 1
1 Reference Case | 2021 | 9 | 33.5 | 1
1 Reference Case | 2021 | 9 | 33.8 | 2
1 Reference Case | 2021 | 9 | 33.9 | 2
1 Reference Case | 2021 | 9 | 34 | 3
1 Reference Case | 2021 | 9 | 34.1 | 2
1 Reference Case | 2021 | 9 | 34.3 | 2
1 Reference Case | 2021 | 9 | 34.4 | 3
1 Reference Case | 2021 | 9 | 34.6 | 3
1 Reference Case | 2021 | 9 | 34.7 | 1
1 Reference Case | 2021 | 9 | 34.8 | 1
1 Reference Case | 2021 | 9 | 34.9 | 2
1 Reference Case | 2021 | 9 | 35 | 2
1 Reference Case | 2021 | 9 | 35.3 | 2
1 Reference Case | 2021 | 9 | 35.5 | 1
1 Reference Case | 2021 | 9 | 35.7 | 1
1 Reference Case | 2021 | 9 | 35.8 | 1
1 Reference Case | 2021 | 9 | 35.9 | 1
1 Reference Case | 2021 | 9 | 36 | 1
1 Reference Case | 2021 | 9 | 36.1 | 1
1 Reference Case | 2021 | 9 | 36.2 | 1
1 Reference Case | 2021 | 9 | 36.4 | 1
1 Reference Case | 2021 | 9 | 36.6 | 1
1 Reference Case | 2021 | 9 | 36.7 | 2
1 Reference Case | 2021 | 9 | 37 | 1
1 Reference Case | 2021 | 9 | 37.2 | 1
1 Reference Case | 2021 | 9 | 37.6 | 2
1 Reference Case | 2021 | 9 | 38.1 | 1
1 Reference Case | 2021 | 9 | 38.3 | 1
1 Reference Case | 2021 | 9 | 38.7 | 1
1 Reference Case | 2021 | 9 | 38.9 | 1
1 Reference Case | 2021 | 9 | 39.3 | 1
1 Reference Case | 2021 | 9 | 39.9 | 1
1 Reference Case | 2021 | 9 | 40 | 1
1 Reference Case | 2021 | 9 | 40.1 | 1
1 Reference Case | 2021 | 9 | 40.3 | 1
1 Reference Case | 2021 | 9 | 40.5 | 1
1 Reference Case | 2021 | 9 | 40.6 | 1
1 Reference Case | 2021 | 9 | 40.7 | 1
1 Reference Case | 2021 | 9 | 40.8 | 1
1 Reference Case | 2021 | 9 | 41.3 | 1
1 Reference Case | 2021 | 9 | 41.4 | 1
1 Reference Case | 2021 | 9 | 41.6 | 1
1 Reference Case | 2021 | 9 | 42 | 1
1 Reference Case | 2021 | 9 | 42.2 | 2
1 Reference Case | 2021 | 9 | 42.3 | 1
1 Reference Case | 2021 | 9 | 42.5 | 1
1 Reference Case | 2021 | 9 | 42.7 | 3
1 Reference Case | 2021 | 9 | 42.9 | 2
1 Reference Case | 2021 | 9 | 43.7 | 1
1 Reference Case | 2021 | 9 | 44 | 1
1 Reference Case | 2021 | 9 | 44.1 | 1
1 Reference Case | 2021 | 9 | 44.4 | 2
1 Reference Case | 2021 | 9 | 44.6 | 2
1 Reference Case | 2021 | 9 | 45 | 1
1 Reference Case | 2021 | 9 | 45.4 | 1
1 Reference Case | 2021 | 9 | 45.8 | 1
1 Reference Case | 2021 | 9 | 46.2 | 1
1 Reference Case | 2021 | 9 | 46.4 | 1
1 Reference Case | 2021 | 9 | 46.5 | 1
1 Reference Case | 2021 | 9 | 46.6 | 1
1 Reference Case | 2021 | 9 | 47 | 1
1 Reference Case | 2021 | 9 | 47.4 | 1
1 Reference Case | 2021 | 9 | 47.6 | 1
1 Reference Case | 2021 | 9 | 47.7 | 1
1 Reference Case | 2021 | 9 | 48.5 | 1
1 Reference Case | 2021 | 9 | 49.1 | 2
1 Reference Case | 2021 | 9 | 50.1 | 1
1 Reference Case | 2021 | 9 | 50.4 | 1
1 Reference Case | 2021 | 9 | 51.1 | 1
1 Reference Case | 2021 | 9 | 51.3 | 1
1 Reference Case | 2021 | 9 | 52.1 | 1
1 Reference Case | 2021 | 9 | 52.7 | 1
1 Reference Case | 2021 | 9 | 53.6 | 1
1 Reference Case | 2021 | 9 | 53.9 | 1
1 Reference Case | 2021 | 9 | 54.3 | 1
1 Reference Case | 2021 | 9 | 54.7 | 1
1 Reference Case | 2021 | 9 | 54.8 | 1
1 Reference Case | 2021 | 9 | 55 | 1
1 Reference Case | 2021 | 9 | 55.8 | 1
1 Reference Case | 2021 | 9 | 55.9 | 1
1 Reference Case | 2021 | 9 | 56.6 | 1
1 Reference Case | 2021 | 9 | 56.9 | 1
1 Reference Case | 2021 | 9 | 57.5 | 1
1 Reference Case | 2021 | 9 | 57.8 | 1
1 Reference Case | 2021 | 9 | 58.4 | 1
1 Reference Case | 2021 | 9 | 58.9 | 1
1 Reference Case | 2021 | 9 | 64.8 | 1
1 Reference Case | 2021 | 9 | 67.6 | 1
1 Reference Case | 2021 | 9 | 68.2 | 1
1 Reference Case | 2021 | 9 | 69.4 | 1
1 Reference Case | 2021 | 9 | 74.7 | 1
1 Reference Case | 2021 | 10 | -109.9 | 1
1 Reference Case | 2021 | 10 | -85.7 | 1
1 Reference Case | 2021 | 10 | -74.9 | 1
1 Reference Case | 2021 | 10 | -74.4 | 1
1 Reference Case | 2021 | 10 | -72.3 | 1
1 Reference Case | 2021 | 10 | -72 | 1
1 Reference Case | 2021 | 10 | -68.5 | 1
1 Reference Case | 2021 | 10 | -66.7 | 1
1 Reference Case | 2021 | 10 | -63.5 | 1
1 Reference Case | 2021 | 10 | -62.5 | 1
1 Reference Case | 2021 | 10 | -60.3 | 1
1 Reference Case | 2021 | 10 | -59.6 | 1
1 Reference Case | 2021 | 10 | -57.4 | 1
1 Reference Case | 2021 | 10 | -56.6 | 2
1 Reference Case | 2021 | 10 | -56 | 1
1 Reference Case | 2021 | 10 | -55.8 | 1
1 Reference Case | 2021 | 10 | -54.7 | 1
1 Reference Case | 2021 | 10 | -53.6 | 1
1 Reference Case | 2021 | 10 | -52 | 1
1 Reference Case | 2021 | 10 | -51.1 | 1
1 Reference Case | 2021 | 10 | -50.7 | 1
1 Reference Case | 2021 | 10 | -50.1 | 1
1 Reference Case | 2021 | 10 | -49.9 | 1
1 Reference Case | 2021 | 10 | -49.6 | 1
1 Reference Case | 2021 | 10 | -49.5 | 1
1 Reference Case | 2021 | 10 | -48.7 | 1
1 Reference Case | 2021 | 10 | -48.3 | 1
1 Reference Case | 2021 | 10 | -48.2 | 2
1 Reference Case | 2021 | 10 | -48.1 | 1
1 Reference Case | 2021 | 10 | -48 | 1
1 Reference Case | 2021 | 10 | -47.9 | 1
1 Reference Case | 2021 | 10 | -47.3 | 1
1 Reference Case | 2021 | 10 | -47.2 | 1
1 Reference Case | 2021 | 10 | -46.7 | 1
1 Reference Case | 2021 | 10 | -45.9 | 1
1 Reference Case | 2021 | 10 | -45.4 | 1
1 Reference Case | 2021 | 10 | -45.2 | 1
1 Reference Case | 2021 | 10 | -44.7 | 1
1 Reference Case | 2021 | 10 | -44.5 | 2
1 Reference Case | 2021 | 10 | -44.1 | 1
1 Reference Case | 2021 | 10 | -44 | 1
1 Reference Case | 2021 | 10 | -43.9 | 1
1 Reference Case | 2021 | 10 | -43.7 | 2
1 Reference Case | 2021 | 10 | -43.4 | 1
1 Reference Case | 2021 | 10 | -43.3 | 1
1 Reference Case | 2021 | 10 | -42.7 | 1
1 Reference Case | 2021 | 10 | -42.1 | 1
1 Reference Case | 2021 | 10 | -41.8 | 1
1 Reference Case | 2021 | 10 | -41.7 | 1
1 Reference Case | 2021 | 10 | -41.3 | 1
1 Reference Case | 2021 | 10 | -40.9 | 1
1 Reference Case | 2021 | 10 | -40.6 | 1
1 Reference Case | 2021 | 10 | -40.4 | 1
1 Reference Case | 2021 | 10 | -40.2 | 2
1 Reference Case | 2021 | 10 | -40 | 2
1 Reference Case | 2021 | 10 | -39.5 | 1
1 Reference Case | 2021 | 10 | -39.4 | 1
1 Reference Case | 2021 | 10 | -39.2 | 1
1 Reference Case | 2021 | 10 | -38.3 | 2
1 Reference Case | 2021 | 10 | -38.2 | 1
1 Reference Case | 2021 | 10 | -37.7 | 1
1 Reference Case | 2021 | 10 | -37.6 | 1
1 Reference Case | 2021 | 10 | -37.4 | 1
1 Reference Case | 2021 | 10 | -37 | 1
1 Reference Case | 2021 | 10 | -36.9 | 1
1 Reference Case | 2021 | 10 | -36.8 | 1
1 Reference Case | 2021 | 10 | -36.3 | 1
1 Reference Case | 2021 | 10 | -36 | 1
1 Reference Case | 2021 | 10 | -35.6 | 2
1 Reference Case | 2021 | 10 | -35.3 | 1
1 Reference Case | 2021 | 10 | -35.2 | 1
1 Reference Case | 2021 | 10 | -35.1 | 1
1 Reference Case | 2021 | 10 | -34.9 | 1
1 Reference Case | 2021 | 10 | -34.8 | 1
1 Reference Case | 2021 | 10 | -34.6 | 1
1 Reference Case | 2021 | 10 | -34.5 | 1
1 Reference Case | 2021 | 10 | -34.2 | 1
1 Reference Case | 2021 | 10 | -33.9 | 1
1 Reference Case | 2021 | 10 | -33.4 | 1
1 Reference Case | 2021 | 10 | -33.3 | 3
1 Reference Case | 2021 | 10 | -33.2 | 1
1 Reference Case | 2021 | 10 | -32.7 | 1
1 Reference Case | 2021 | 10 | -32.6 | 3
1 Reference Case | 2021 | 10 | -32.4 | 1
1 Reference Case | 2021 | 10 | -32.2 | 2
1 Reference Case | 2021 | 10 | -32.1 | 1
1 Reference Case | 2021 | 10 | -32 | 1
1 Reference Case | 2021 | 10 | -31.9 | 1
1 Reference Case | 2021 | 10 | -31.8 | 1
1 Reference Case | 2021 | 10 | -31.7 | 1
1 Reference Case | 2021 | 10 | -31.5 | 2
1 Reference Case | 2021 | 10 | -31.4 | 1
1 Reference Case | 2021 | 10 | -31.3 | 1
1 Reference Case | 2021 | 10 | -31 | 1
1 Reference Case | 2021 | 10 | -30.9 | 1
1 Reference Case | 2021 | 10 | -30.8 | 1
1 Reference Case | 2021 | 10 | -30.6 | 1
1 Reference Case | 2021 | 10 | -30.5 | 2
1 Reference Case | 2021 | 10 | -30.4 | 2
1 Reference Case | 2021 | 10 | -30.3 | 1
1 Reference Case | 2021 | 10 | -30.2 | 2
1 Reference Case | 2021 | 10 | -30.1 | 1
1 Reference Case | 2021 | 10 | -29.9 | 1
1 Reference Case | 2021 | 10 | -29.8 | 2
1 Reference Case | 2021 | 10 | -29.7 | 1
1 Reference Case | 2021 | 10 | -29.6 | 1
1 Reference Case | 2021 | 10 | -29.3 | 1
1 Reference Case | 2021 | 10 | -29.2 | 2
1 Reference Case | 2021 | 10 | -29.1 | 2
1 Reference Case | 2021 | 10 | -29 | 3
1 Reference Case | 2021 | 10 | -28.8 | 4
1 Reference Case | 2021 | 10 | -28.6 | 1
1 Reference Case | 2021 | 10 | -28.5 | 2
1 Reference Case | 2021 | 10 | -28.1 | 2
1 Reference Case | 2021 | 10 | -27.7 | 1
1 Reference Case | 2021 | 10 | -27.6 | 1
1 Reference Case | 2021 | 10 | -27.5 | 1
1 Reference Case | 2021 | 10 | -27.3 | 2
1 Reference Case | 2021 | 10 | -27.2 | 1
1 Reference Case | 2021 | 10 | -27 | 1
1 Reference Case | 2021 | 10 | -26.9 | 1
1 Reference Case | 2021 | 10 | -26.8 | 1
1 Reference Case | 2021 | 10 | -26.7 | 3
1 Reference Case | 2021 | 10 | -26.6 | 2
1 Reference Case | 2021 | 10 | -26.4 | 2
1 Reference Case | 2021 | 10 | -26 | 1
1 Reference Case | 2021 | 10 | -25.9 | 4
1 Reference Case | 2021 | 10 | -25.7 | 1
1 Reference Case | 2021 | 10 | -25.6 | 3
1 Reference Case | 2021 | 10 | -25.5 | 3
1 Reference Case | 2021 | 10 | -25.3 | 1
1 Reference Case | 2021 | 10 | -25.1 | 3
1 Reference Case | 2021 | 10 | -24.9 | 1
1 Reference Case | 2021 | 10 | -24.7 | 1
1 Reference Case | 2021 | 10 | -24.6 | 2
1 Reference Case | 2021 | 10 | -24.5 | 1
1 Reference Case | 2021 | 10 | -24.4 | 1
1 Reference Case | 2021 | 10 | -24.3 | 2
1 Reference Case | 2021 | 10 | -24.2 | 2
1 Reference Case | 2021 | 10 | -24.1 | 3
1 Reference Case | 2021 | 10 | -24 | 1
1 Reference Case | 2021 | 10 | -23.9 | 1
1 Reference Case | 2021 | 10 | -23.7 | 3
1 Reference Case | 2021 | 10 | -23.6 | 2
1 Reference Case | 2021 | 10 | -23.3 | 1
1 Reference Case | 2021 | 10 | -23.2 | 1
1 Reference Case | 2021 | 10 | -23.1 | 2
1 Reference Case | 2021 | 10 | -22.9 | 2
1 Reference Case | 2021 | 10 | -22.7 | 1
1 Reference Case | 2021 | 10 | -22.5 | 1
1 Reference Case | 2021 | 10 | -22.3 | 1
1 Reference Case | 2021 | 10 | -22.1 | 1
1 Reference Case | 2021 | 10 | -22 | 2
1 Reference Case | 2021 | 10 | -21.9 | 1
1 Reference Case | 2021 | 10 | -21.8 | 1
1 Reference Case | 2021 | 10 | -21.4 | 2
1 Reference Case | 2021 | 10 | -21.3 | 1
1 Reference Case | 2021 | 10 | -21.2 | 3
1 Reference Case | 2021 | 10 | -21 | 1
1 Reference Case | 2021 | 10 | -20.8 | 1
1 Reference Case | 2021 | 10 | -20.6 | 1
1 Reference Case | 2021 | 10 | -20.3 | 1
1 Reference Case | 2021 | 10 | -20.1 | 1
1 Reference Case | 2021 | 10 | -20 | 3
1 Reference Case | 2021 | 10 | -19.9 | 1
1 Reference Case | 2021 | 10 | -19.8 | 3
1 Reference Case | 2021 | 10 | -19.7 | 1
1 Reference Case | 2021 | 10 | -19.5 | 1
1 Reference Case | 2021 | 10 | -19.4 | 3
1 Reference Case | 2021 | 10 | -19.3 | 1
1 Reference Case | 2021 | 10 | -19.2 | 1
1 Reference Case | 2021 | 10 | -19 | 2
1 Reference Case | 2021 | 10 | -18.9 | 1
1 Reference Case | 2021 | 10 | -18.8 | 1
1 Reference Case | 2021 | 10 | -18.6 | 1
1 Reference Case | 2021 | 10 | -18.4 | 1
1 Reference Case | 2021 | 10 | -18.2 | 1
1 Reference Case | 2021 | 10 | -18 | 3
1 Reference Case | 2021 | 10 | -17.9 | 1
1 Reference Case | 2021 | 10 | -17.8 | 1
1 Reference Case | 2021 | 10 | -17.7 | 1
1 Reference Case | 2021 | 10 | -17.6 | 1
1 Reference Case | 2021 | 10 | -17.5 | 1
1 Reference Case | 2021 | 10 | -17.1 | 2
1 Reference Case | 2021 | 10 | -17 | 1
1 Reference Case | 2021 | 10 | -16.9 | 3
1 Reference Case | 2021 | 10 | -16.6 | 1
1 Reference Case | 2021 | 10 | -16.5 | 1
1 Reference Case | 2021 | 10 | -16.3 | 2
1 Reference Case | 2021 | 10 | -16.1 | 1
1 Reference Case | 2021 | 10 | -16 | 1
1 Reference Case | 2021 | 10 | -15.7 | 1
1 Reference Case | 2021 | 10 | -15.5 | 2
1 Reference Case | 2021 | 10 | -15.2 | 1
1 Reference Case | 2021 | 10 | -15 | 1
1 Reference Case | 2021 | 10 | -14.9 | 3
1 Reference Case | 2021 | 10 | -14.5 | 2
1 Reference Case | 2021 | 10 | -14 | 1
1 Reference Case | 2021 | 10 | -13.9 | 2
1 Reference Case | 2021 | 10 | -13.8 | 1
1 Reference Case | 2021 | 10 | -13.7 | 1
1 Reference Case | 2021 | 10 | -13.6 | 1
1 Reference Case | 2021 | 10 | -13.1 | 1
1 Reference Case | 2021 | 10 | -13 | 1
1 Reference Case | 2021 | 10 | -12.9 | 2
1 Reference Case | 2021 | 10 | -12.3 | 1
1 Reference Case | 2021 | 10 | -11.6 | 1
1 Reference Case | 2021 | 10 | -10.2 | 2
1 Reference Case | 2021 | 10 | -10 | 1
1 Reference Case | 2021 | 10 | -9.7 | 1
1 Reference Case | 2021 | 10 | -9.2 | 1
1 Reference Case | 2021 | 10 | -8.4 | 2
1 Reference Case | 2021 | 10 | -8 | 1
1 Reference Case | 2021 | 10 | -5.9 | 1
1 Reference Case | 2021 | 10 | -3.8 | 1
1 Reference Case | 2021 | 10 | 3.4 | 1
1 Reference Case | 2021 | 10 | 7.9 | 1
1 Reference Case | 2021 | 10 | 8.1 | 1
1 Reference Case | 2021 | 10 | 9.6 | 1
1 Reference Case | 2021 | 10 | 10.3 | 1
1 Reference Case | 2021 | 10 | 11.3 | 1
1 Reference Case | 2021 | 10 | 11.5 | 1
1 Reference Case | 2021 | 10 | 11.6 | 1
1 Reference Case | 2021 | 10 | 11.7 | 1
1 Reference Case | 2021 | 10 | 12.3 | 1
1 Reference Case | 2021 | 10 | 12.4 | 1
1 Reference Case | 2021 | 10 | 12.6 | 1
1 Reference Case | 2021 | 10 | 13.1 | 1
1 Reference Case | 2021 | 10 | 13.3 | 1
1 Reference Case | 2021 | 10 | 13.4 | 2
1 Reference Case | 2021 | 10 | 13.9 | 1
1 Reference Case | 2021 | 10 | 14 | 1
1 Reference Case | 2021 | 10 | 14.1 | 1
1 Reference Case | 2021 | 10 | 14.8 | 2
1 Reference Case | 2021 | 10 | 14.9 | 1
1 Reference Case | 2021 | 10 | 15.3 | 1
1 Reference Case | 2021 | 10 | 15.6 | 1
1 Reference Case | 2021 | 10 | 15.7 | 1
1 Reference Case | 2021 | 10 | 16.2 | 1
1 Reference Case | 2021 | 10 | 16.4 | 1
1 Reference Case | 2021 | 10 | 16.5 | 1
1 Reference Case | 2021 | 10 | 17 | 1
1 Reference Case | 2021 | 10 | 17.1 | 2
1 Reference Case | 2021 | 10 | 17.2 | 1
1 Reference Case | 2021 | 10 | 17.3 | 1
1 Reference Case | 2021 | 10 | 17.5 | 1
1 Reference Case | 2021 | 10 | 17.6 | 1
1 Reference Case | 2021 | 10 | 17.9 | 1
1 Reference Case | 2021 | 10 | 18 | 1
1 Reference Case | 2021 | 10 | 18.1 | 1
1 Reference Case | 2021 | 10 | 18.2 | 1
1 Reference Case | 2021 | 10 | 18.3 | 3
1 Reference Case | 2021 | 10 | 18.6 | 2
1 Reference Case | 2021 | 10 | 18.7 | 2
1 Reference Case | 2021 | 10 | 18.8 | 1
1 Reference Case | 2021 | 10 | 18.9 | 2
1 Reference Case | 2021 | 10 | 19.3 | 1
1 Reference Case | 2021 | 10 | 19.4 | 1
1 Reference Case | 2021 | 10 | 19.5 | 1
1 Reference Case | 2021 | 10 | 20 | 2
1 Reference Case | 2021 | 10 | 20.2 | 1
1 Reference Case | 2021 | 10 | 20.3 | 1
1 Reference Case | 2021 | 10 | 20.4 | 1
1 Reference Case | 2021 | 10 | 20.6 | 2
1 Reference Case | 2021 | 10 | 20.7 | 1
1 Reference Case | 2021 | 10 | 21.1 | 1
1 Reference Case | 2021 | 10 | 21.2 | 1
1 Reference Case | 2021 | 10 | 21.6 | 1
1 Reference Case | 2021 | 10 | 21.7 | 2
1 Reference Case | 2021 | 10 | 21.8 | 2
1 Reference Case | 2021 | 10 | 21.9 | 2
1 Reference Case | 2021 | 10 | 22 | 2
1 Reference Case | 2021 | 10 | 22.1 | 2
1 Reference Case | 2021 | 10 | 22.3 | 1
1 Reference Case | 2021 | 10 | 22.4 | 1
1 Reference Case | 2021 | 10 | 22.5 | 2
1 Reference Case | 2021 | 10 | 22.6 | 1
1 Reference Case | 2021 | 10 | 22.7 | 1
1 Reference Case | 2021 | 10 | 23.3 | 1
1 Reference Case | 2021 | 10 | 23.4 | 3
1 Reference Case | 2021 | 10 | 23.6 | 3
1 Reference Case | 2021 | 10 | 23.7 | 1
1 Reference Case | 2021 | 10 | 23.8 | 1
1 Reference Case | 2021 | 10 | 23.9 | 1
1 Reference Case | 2021 | 10 | 24 | 3
1 Reference Case | 2021 | 10 | 24.1 | 2
1 Reference Case | 2021 | 10 | 24.3 | 1
1 Reference Case | 2021 | 10 | 24.4 | 1
1 Reference Case | 2021 | 10 | 24.7 | 2
1 Reference Case | 2021 | 10 | 24.8 | 1
1 Reference Case | 2021 | 10 | 24.9 | 2
1 Reference Case | 2021 | 10 | 25.2 | 1
1 Reference Case | 2021 | 10 | 25.3 | 1
1 Reference Case | 2021 | 10 | 25.7 | 1
1 Reference Case | 2021 | 10 | 25.8 | 1
1 Reference Case | 2021 | 10 | 25.9 | 1
1 Reference Case | 2021 | 10 | 26 | 1
1 Reference Case | 2021 | 10 | 26.2 | 2
1 Reference Case | 2021 | 10 | 26.3 | 1
1 Reference Case | 2021 | 10 | 26.6 | 1
1 Reference Case | 2021 | 10 | 27 | 2
1 Reference Case | 2021 | 10 | 27.2 | 1
1 Reference Case | 2021 | 10 | 27.4 | 1
1 Reference Case | 2021 | 10 | 27.7 | 1
1 Reference Case | 2021 | 10 | 27.8 | 2
1 Reference Case | 2021 | 10 | 28 | 1
1 Reference Case | 2021 | 10 | 28.1 | 1
1 Reference Case | 2021 | 10 | 28.3 | 3
1 Reference Case | 2021 | 10 | 28.4 | 2
1 Reference Case | 2021 | 10 | 28.5 | 1
1 Reference Case | 2021 | 10 | 29.1 | 2
1 Reference Case | 2021 | 10 | 29.3 | 1
1 Reference Case | 2021 | 10 | 29.4 | 1
1 Reference Case | 2021 | 10 | 29.6 | 1
1 Reference Case | 2021 | 10 | 29.7 | 3
1 Reference Case | 2021 | 10 | 29.8 | 1
1 Reference Case | 2021 | 10 | 29.9 | 1
1 Reference Case | 2021 | 10 | 30 | 1
1 Reference Case | 2021 | 10 | 30.2 | 1
1 Reference Case | 2021 | 10 | 30.3 | 2
1 Reference Case | 2021 | 10 | 30.7 | 1
1 Reference Case | 2021 | 10 | 30.8 | 1
1 Reference Case | 2021 | 10 | 30.9 | 2
1 Reference Case | 2021 | 10 | 31.1 | 1
1 Reference Case | 2021 | 10 | 31.2 | 1
1 Reference Case | 2021 | 10 | 31.3 | 1
1 Reference Case | 2021 | 10 | 31.4 | 1
1 Reference Case | 2021 | 10 | 31.6 | 2
1 Reference Case | 2021 | 10 | 31.7 | 2
1 Reference Case | 2021 | 10 | 32 | 2
1 Reference Case | 2021 | 10 | 32.1 | 1
1 Reference Case | 2021 | 10 | 32.2 | 2
1 Reference Case | 2021 | 10 | 32.4 | 3
1 Reference Case | 2021 | 10 | 32.5 | 1
1 Reference Case | 2021 | 10 | 32.7 | 2
1 Reference Case | 2021 | 10 | 32.8 | 1
1 Reference Case | 2021 | 10 | 33 | 1
1 Reference Case | 2021 | 10 | 33.2 | 2
1 Reference Case | 2021 | 10 | 33.3 | 2
1 Reference Case | 2021 | 10 | 33.4 | 1
1 Reference Case | 2021 | 10 | 33.5 | 1
1 Reference Case | 2021 | 10 | 33.6 | 1
1 Reference Case | 2021 | 10 | 33.7 | 3
1 Reference Case | 2021 | 10 | 34 | 1
1 Reference Case | 2021 | 10 | 34.3 | 1
1 Reference Case | 2021 | 10 | 34.5 | 1
1 Reference Case | 2021 | 10 | 34.6 | 1
1 Reference Case | 2021 | 10 | 34.8 | 1
1 Reference Case | 2021 | 10 | 35.1 | 1
1 Reference Case | 2021 | 10 | 35.4 | 1
1 Reference Case | 2021 | 10 | 35.5 | 1
1 Reference Case | 2021 | 10 | 35.7 | 2
1 Reference Case | 2021 | 10 | 35.8 | 1
1 Reference Case | 2021 | 10 | 35.9 | 1
1 Reference Case | 2021 | 10 | 36 | 1
1 Reference Case | 2021 | 10 | 36.2 | 1
1 Reference Case | 2021 | 10 | 36.4 | 1
1 Reference Case | 2021 | 10 | 36.6 | 2
1 Reference Case | 2021 | 10 | 36.8 | 1
1 Reference Case | 2021 | 10 | 37.1 | 3
1 Reference Case | 2021 | 10 | 37.2 | 1
1 Reference Case | 2021 | 10 | 37.6 | 1
1 Reference Case | 2021 | 10 | 37.7 | 1
1 Reference Case | 2021 | 10 | 37.8 | 2
1 Reference Case | 2021 | 10 | 38 | 1
1 Reference Case | 2021 | 10 | 38.1 | 2
1 Reference Case | 2021 | 10 | 38.5 | 1
1 Reference Case | 2021 | 10 | 38.7 | 1
1 Reference Case | 2021 | 10 | 38.8 | 1
1 Reference Case | 2021 | 10 | 39.1 | 2
1 Reference Case | 2021 | 10 | 39.4 | 1
1 Reference Case | 2021 | 10 | 39.6 | 1
1 Reference Case | 2021 | 10 | 40 | 1
1 Reference Case | 2021 | 10 | 40.4 | 1
1 Reference Case | 2021 | 10 | 41 | 1
1 Reference Case | 2021 | 10 | 41.7 | 1
1 Reference Case | 2021 | 10 | 41.9 | 2
1 Reference Case | 2021 | 10 | 42.1 | 1
1 Reference Case | 2021 | 10 | 42.2 | 1
1 Reference Case | 2021 | 10 | 42.4 | 1
1 Reference Case | 2021 | 10 | 43 | 1
1 Reference Case | 2021 | 10 | 43.1 | 2
1 Reference Case | 2021 | 10 | 43.4 | 1
1 Reference Case | 2021 | 10 | 43.8 | 1
1 Reference Case | 2021 | 10 | 44.1 | 1
1 Reference Case | 2021 | 10 | 44.2 | 1
1 Reference Case | 2021 | 10 | 44.3 | 1
1 Reference Case | 2021 | 10 | 44.4 | 1
1 Reference Case | 2021 | 10 | 44.5 | 1
1 Reference Case | 2021 | 10 | 44.8 | 1
1 Reference Case | 2021 | 10 | 44.9 | 2
1 Reference Case | 2021 | 10 | 45.1 | 1
1 Reference Case | 2021 | 10 | 45.6 | 1
1 Reference Case | 2021 | 10 | 45.7 | 1
1 Reference Case | 2021 | 10 | 46.4 | 2
1 Reference Case | 2021 | 10 | 47.1 | 1
1 Reference Case | 2021 | 10 | 47.3 | 1
1 Reference Case | 2021 | 10 | 47.7 | 1
1 Reference Case | 2021 | 10 | 47.8 | 1
1 Reference Case | 2021 | 10 | 48.1 | 1
1 Reference Case | 2021 | 10 | 48.2 | 1
1 Reference Case | 2021 | 10 | 48.7 | 1
1 Reference Case | 2021 | 10 | 49.3 | 1
1 Reference Case | 2021 | 10 | 49.5 | 1
1 Reference Case | 2021 | 10 | 49.6 | 1
1 Reference Case | 2021 | 10 | 50 | 1
1 Reference Case | 2021 | 10 | 50.1 | 1
1 Reference Case | 2021 | 10 | 50.3 | 1
1 Reference Case | 2021 | 10 | 50.4 | 1
1 Reference Case | 2021 | 10 | 50.7 | 1
1 Reference Case | 2021 | 10 | 52 | 1
1 Reference Case | 2021 | 10 | 52.9 | 1
1 Reference Case | 2021 | 10 | 53 | 1
1 Reference Case | 2021 | 10 | 53.2 | 1
1 Reference Case | 2021 | 10 | 54.1 | 1
1 Reference Case | 2021 | 10 | 54.7 | 1
1 Reference Case | 2021 | 10 | 56.5 | 1
1 Reference Case | 2021 | 10 | 56.8 | 1
1 Reference Case | 2021 | 10 | 58.3 | 2
1 Reference Case | 2021 | 10 | 59.2 | 1
1 Reference Case | 2021 | 10 | 59.5 | 1
1 Reference Case | 2021 | 10 | 63.2 | 1
1 Reference Case | 2021 | 10 | 65.4 | 1
1 Reference Case | 2021 | 10 | 65.6 | 1
1 Reference Case | 2021 | 10 | 69.8 | 1
1 Reference Case | 2021 | 10 | 73.3 | 1
1 Reference Case | 2021 | 10 | 74.2 | 1
1 Reference Case | 2021 | 10 | 88.1 | 1
1 Reference Case | 2021 | 10 | 93.9 | 1
1 Reference Case | 2021 | 10 | 367.8 | 1
1 Reference Case | 2021 | 11 | -81.6 | 1
1 Reference Case | 2021 | 11 | -66.9 | 1
1 Reference Case | 2021 | 11 | -63 | 1
1 Reference Case | 2021 | 11 | -60.7 | 1
1 Reference Case | 2021 | 11 | -58.1 | 1
1 Reference Case | 2021 | 11 | -58 | 1
1 Reference Case | 2021 | 11 | -57.1 | 1
1 Reference Case | 2021 | 11 | -56.5 | 2
1 Reference Case | 2021 | 11 | -56.1 | 1
1 Reference Case | 2021 | 11 | -55.9 | 1
1 Reference Case | 2021 | 11 | -55.5 | 1
1 Reference Case | 2021 | 11 | -55.4 | 1
1 Reference Case | 2021 | 11 | -55.2 | 1
1 Reference Case | 2021 | 11 | -55.1 | 1
1 Reference Case | 2021 | 11 | -55 | 1
1 Reference Case | 2021 | 11 | -54.3 | 1
1 Reference Case | 2021 | 11 | -54.2 | 1
1 Reference Case | 2021 | 11 | -52.9 | 1
1 Reference Case | 2021 | 11 | -52.6 | 1
1 Reference Case | 2021 | 11 | -52.4 | 1
1 Reference Case | 2021 | 11 | -50.1 | 1
1 Reference Case | 2021 | 11 | -49.9 | 1
1 Reference Case | 2021 | 11 | -49.7 | 1
1 Reference Case | 2021 | 11 | -49.1 | 3
1 Reference Case | 2021 | 11 | -47.5 | 1
1 Reference Case | 2021 | 11 | -47.4 | 1
1 Reference Case | 2021 | 11 | -45.8 | 1
1 Reference Case | 2021 | 11 | -45.7 | 1
1 Reference Case | 2021 | 11 | -45.6 | 1
1 Reference Case | 2021 | 11 | -45.4 | 1
1 Reference Case | 2021 | 11 | -45.1 | 1
1 Reference Case | 2021 | 11 | -45 | 1
1 Reference Case | 2021 | 11 | -44.9 | 2
1 Reference Case | 2021 | 11 | -44.5 | 1
1 Reference Case | 2021 | 11 | -43.7 | 1
1 Reference Case | 2021 | 11 | -43.5 | 1
1 Reference Case | 2021 | 11 | -43 | 2
1 Reference Case | 2021 | 11 | -42.8 | 1
1 Reference Case | 2021 | 11 | -42.4 | 1
1 Reference Case | 2021 | 11 | -42.3 | 1
1 Reference Case | 2021 | 11 | -42.1 | 1
1 Reference Case | 2021 | 11 | -41.9 | 2
1 Reference Case | 2021 | 11 | -41.7 | 1
1 Reference Case | 2021 | 11 | -41.1 | 1
1 Reference Case | 2021 | 11 | -40.8 | 1
1 Reference Case | 2021 | 11 | -40.7 | 1
1 Reference Case | 2021 | 11 | -40.5 | 2
1 Reference Case | 2021 | 11 | -40.4 | 1
1 Reference Case | 2021 | 11 | -40.2 | 1
1 Reference Case | 2021 | 11 | -39.7 | 2
1 Reference Case | 2021 | 11 | -38.8 | 1
1 Reference Case | 2021 | 11 | -38.1 | 2
1 Reference Case | 2021 | 11 | -37.9 | 1
1 Reference Case | 2021 | 11 | -37.7 | 1
1 Reference Case | 2021 | 11 | -37 | 1
1 Reference Case | 2021 | 11 | -36.6 | 1
1 Reference Case | 2021 | 11 | -36.5 | 1
1 Reference Case | 2021 | 11 | -36.4 | 1
1 Reference Case | 2021 | 11 | -36 | 1
1 Reference Case | 2021 | 11 | -35.8 | 1
1 Reference Case | 2021 | 11 | -35.7 | 1
1 Reference Case | 2021 | 11 | -35.2 | 1
1 Reference Case | 2021 | 11 | -34.8 | 1
1 Reference Case | 2021 | 11 | -34.7 | 1
1 Reference Case | 2021 | 11 | -34.4 | 1
1 Reference Case | 2021 | 11 | -34.3 | 2
1 Reference Case | 2021 | 11 | -34.1 | 1
1 Reference Case | 2021 | 11 | -33.9 | 2
1 Reference Case | 2021 | 11 | -33.8 | 1
1 Reference Case | 2021 | 11 | -33.7 | 2
1 Reference Case | 2021 | 11 | -33.2 | 1
1 Reference Case | 2021 | 11 | -33 | 1
1 Reference Case | 2021 | 11 | -32.9 | 1
1 Reference Case | 2021 | 11 | -32.8 | 2
1 Reference Case | 2021 | 11 | -32.6 | 2
1 Reference Case | 2021 | 11 | -32.1 | 1
1 Reference Case | 2021 | 11 | -31.9 | 2
1 Reference Case | 2021 | 11 | -31.5 | 1
1 Reference Case | 2021 | 11 | -31.4 | 1
1 Reference Case | 2021 | 11 | -31.3 | 1
1 Reference Case | 2021 | 11 | -31.1 | 1
1 Reference Case | 2021 | 11 | -31 | 2
1 Reference Case | 2021 | 11 | -30.9 | 1
1 Reference Case | 2021 | 11 | -30.7 | 2
1 Reference Case | 2021 | 11 | -30.6 | 1
1 Reference Case | 2021 | 11 | -29.9 | 3
1 Reference Case | 2021 | 11 | -29.6 | 1
1 Reference Case | 2021 | 11 | -29.3 | 2
1 Reference Case | 2021 | 11 | -29 | 1
1 Reference Case | 2021 | 11 | -28.8 | 2
1 Reference Case | 2021 | 11 | -28.7 | 2
1 Reference Case | 2021 | 11 | -28.6 | 1
1 Reference Case | 2021 | 11 | -28 | 2
1 Reference Case | 2021 | 11 | -27.7 | 1
1 Reference Case | 2021 | 11 | -27.4 | 1
1 Reference Case | 2021 | 11 | -26.9 | 1
1 Reference Case | 2021 | 11 | -26.8 | 3
1 Reference Case | 2021 | 11 | -26.6 | 2
1 Reference Case | 2021 | 11 | -26.4 | 1
1 Reference Case | 2021 | 11 | -25.9 | 1
1 Reference Case | 2021 | 11 | -25.8 | 2
1 Reference Case | 2021 | 11 | -25.5 | 1
1 Reference Case | 2021 | 11 | -25.2 | 3
1 Reference Case | 2021 | 11 | -24.9 | 1
1 Reference Case | 2021 | 11 | -24.8 | 1
1 Reference Case | 2021 | 11 | -24.7 | 1
1 Reference Case | 2021 | 11 | -24.5 | 2
1 Reference Case | 2021 | 11 | -24.3 | 2
1 Reference Case | 2021 | 11 | -24.1 | 1
1 Reference Case | 2021 | 11 | -24 | 1
1 Reference Case | 2021 | 11 | -23.9 | 1
1 Reference Case | 2021 | 11 | -23.8 | 1
1 Reference Case | 2021 | 11 | -23.6 | 1
1 Reference Case | 2021 | 11 | -23.4 | 3
1 Reference Case | 2021 | 11 | -23.3 | 1
1 Reference Case | 2021 | 11 | -23.2 | 1
1 Reference Case | 2021 | 11 | -23 | 1
1 Reference Case | 2021 | 11 | -22.9 | 1
1 Reference Case | 2021 | 11 | -22.6 | 4
1 Reference Case | 2021 | 11 | -22.5 | 2
1 Reference Case | 2021 | 11 | -22.4 | 1
1 Reference Case | 2021 | 11 | -22.3 | 2
1 Reference Case | 2021 | 11 | -22.1 | 1
1 Reference Case | 2021 | 11 | -22 | 1
1 Reference Case | 2021 | 11 | -21.6 | 2
1 Reference Case | 2021 | 11 | -21.5 | 1
1 Reference Case | 2021 | 11 | -21.3 | 1
1 Reference Case | 2021 | 11 | -21.2 | 2
1 Reference Case | 2021 | 11 | -21.1 | 1
1 Reference Case | 2021 | 11 | -20.9 | 1
1 Reference Case | 2021 | 11 | -20.7 | 1
1 Reference Case | 2021 | 11 | -20.6 | 2
1 Reference Case | 2021 | 11 | -20.5 | 1
1 Reference Case | 2021 | 11 | -20.4 | 4
1 Reference Case | 2021 | 11 | -20.3 | 2
1 Reference Case | 2021 | 11 | -20.2 | 1
1 Reference Case | 2021 | 11 | -19.8 | 3
1 Reference Case | 2021 | 11 | -19.7 | 1
1 Reference Case | 2021 | 11 | -19.6 | 1
1 Reference Case | 2021 | 11 | -19.4 | 1
1 Reference Case | 2021 | 11 | -19.1 | 4
1 Reference Case | 2021 | 11 | -19 | 1
1 Reference Case | 2021 | 11 | -18.9 | 1
1 Reference Case | 2021 | 11 | -18 | 1
1 Reference Case | 2021 | 11 | -17.8 | 2
1 Reference Case | 2021 | 11 | -17.5 | 1
1 Reference Case | 2021 | 11 | -17.4 | 1
1 Reference Case | 2021 | 11 | -17.2 | 1
1 Reference Case | 2021 | 11 | -17 | 1
1 Reference Case | 2021 | 11 | -16.9 | 1
1 Reference Case | 2021 | 11 | -16.6 | 2
1 Reference Case | 2021 | 11 | -16.5 | 2
1 Reference Case | 2021 | 11 | -16.3 | 1
1 Reference Case | 2021 | 11 | -16 | 1
1 Reference Case | 2021 | 11 | -15.8 | 1
1 Reference Case | 2021 | 11 | -15.7 | 1
1 Reference Case | 2021 | 11 | -15.6 | 1
1 Reference Case | 2021 | 11 | -15.3 | 1
1 Reference Case | 2021 | 11 | -15.1 | 1
1 Reference Case | 2021 | 11 | -14.9 | 1
1 Reference Case | 2021 | 11 | -14.6 | 1
1 Reference Case | 2021 | 11 | -14.5 | 1
1 Reference Case | 2021 | 11 | -14.1 | 1
1 Reference Case | 2021 | 11 | -13.8 | 1
1 Reference Case | 2021 | 11 | -13.7 | 1
1 Reference Case | 2021 | 11 | -13.1 | 2
1 Reference Case | 2021 | 11 | -12.9 | 1
1 Reference Case | 2021 | 11 | -12.7 | 1
1 Reference Case | 2021 | 11 | -12.6 | 1
1 Reference Case | 2021 | 11 | -11.9 | 1
1 Reference Case | 2021 | 11 | -11.7 | 1
1 Reference Case | 2021 | 11 | -11.2 | 1
1 Reference Case | 2021 | 11 | -10.9 | 1
1 Reference Case | 2021 | 11 | -10.1 | 1
1 Reference Case | 2021 | 11 | -9.3 | 1
1 Reference Case | 2021 | 11 | -9 | 1
1 Reference Case | 2021 | 11 | -8.2 | 1
1 Reference Case | 2021 | 11 | -7.6 | 1
1 Reference Case | 2021 | 11 | -7.3 | 1
1 Reference Case | 2021 | 11 | -5.3 | 1
1 Reference Case | 2021 | 11 | -4.1 | 1
1 Reference Case | 2021 | 11 | -3.5 | 1
1 Reference Case | 2021 | 11 | -2.5 | 1
1 Reference Case | 2021 | 11 | -1.5 | 1
1 Reference Case | 2021 | 11 | 7.1 | 1
1 Reference Case | 2021 | 11 | 8.1 | 1
1 Reference Case | 2021 | 11 | 9.5 | 1
1 Reference Case | 2021 | 11 | 9.6 | 1
1 Reference Case | 2021 | 11 | 9.9 | 1
1 Reference Case | 2021 | 11 | 11.4 | 1
1 Reference Case | 2021 | 11 | 11.5 | 2
1 Reference Case | 2021 | 11 | 12.8 | 1
1 Reference Case | 2021 | 11 | 13.3 | 2
1 Reference Case | 2021 | 11 | 13.8 | 1
1 Reference Case | 2021 | 11 | 14.3 | 1
1 Reference Case | 2021 | 11 | 14.6 | 1
1 Reference Case | 2021 | 11 | 14.9 | 1
1 Reference Case | 2021 | 11 | 15.2 | 1
1 Reference Case | 2021 | 11 | 15.5 | 1
1 Reference Case | 2021 | 11 | 15.7 | 3
1 Reference Case | 2021 | 11 | 16 | 3
1 Reference Case | 2021 | 11 | 16.1 | 1
1 Reference Case | 2021 | 11 | 16.3 | 1
1 Reference Case | 2021 | 11 | 16.9 | 1
1 Reference Case | 2021 | 11 | 17 | 2
1 Reference Case | 2021 | 11 | 17.1 | 1
1 Reference Case | 2021 | 11 | 17.3 | 2
1 Reference Case | 2021 | 11 | 17.4 | 2
1 Reference Case | 2021 | 11 | 17.5 | 3
1 Reference Case | 2021 | 11 | 17.7 | 1
1 Reference Case | 2021 | 11 | 17.8 | 1
1 Reference Case | 2021 | 11 | 17.9 | 1
1 Reference Case | 2021 | 11 | 18.2 | 1
1 Reference Case | 2021 | 11 | 18.3 | 1
1 Reference Case | 2021 | 11 | 18.4 | 1
1 Reference Case | 2021 | 11 | 18.5 | 1
1 Reference Case | 2021 | 11 | 18.6 | 2
1 Reference Case | 2021 | 11 | 18.7 | 1
1 Reference Case | 2021 | 11 | 18.8 | 1
1 Reference Case | 2021 | 11 | 19.2 | 1
1 Reference Case | 2021 | 11 | 19.5 | 2
1 Reference Case | 2021 | 11 | 19.6 | 1
1 Reference Case | 2021 | 11 | 19.7 | 1
1 Reference Case | 2021 | 11 | 19.8 | 1
1 Reference Case | 2021 | 11 | 19.9 | 1
1 Reference Case | 2021 | 11 | 20 | 2
1 Reference Case | 2021 | 11 | 20.1 | 1
1 Reference Case | 2021 | 11 | 20.4 | 1
1 Reference Case | 2021 | 11 | 20.5 | 1
1 Reference Case | 2021 | 11 | 20.6 | 1
1 Reference Case | 2021 | 11 | 20.8 | 1
1 Reference Case | 2021 | 11 | 21 | 4
1 Reference Case | 2021 | 11 | 21.8 | 2
1 Reference Case | 2021 | 11 | 21.9 | 1
1 Reference Case | 2021 | 11 | 22 | 2
1 Reference Case | 2021 | 11 | 22.1 | 2
1 Reference Case | 2021 | 11 | 22.4 | 1
1 Reference Case | 2021 | 11 | 22.6 | 1
1 Reference Case | 2021 | 11 | 22.7 | 1
1 Reference Case | 2021 | 11 | 23 | 2
1 Reference Case | 2021 | 11 | 23.1 | 1
1 Reference Case | 2021 | 11 | 23.3 | 2
1 Reference Case | 2021 | 11 | 23.6 | 3
1 Reference Case | 2021 | 11 | 23.7 | 1
1 Reference Case | 2021 | 11 | 23.8 | 1
1 Reference Case | 2021 | 11 | 23.9 | 1
1 Reference Case | 2021 | 11 | 24 | 1
1 Reference Case | 2021 | 11 | 24.3 | 2
1 Reference Case | 2021 | 11 | 24.5 | 1
1 Reference Case | 2021 | 11 | 24.6 | 1
1 Reference Case | 2021 | 11 | 25 | 1
1 Reference Case | 2021 | 11 | 25.1 | 2
1 Reference Case | 2021 | 11 | 25.4 | 3
1 Reference Case | 2021 | 11 | 25.5 | 1
1 Reference Case | 2021 | 11 | 25.7 | 2
1 Reference Case | 2021 | 11 | 25.8 | 1
1 Reference Case | 2021 | 11 | 25.9 | 2
1 Reference Case | 2021 | 11 | 26.1 | 1
1 Reference Case | 2021 | 11 | 26.2 | 1
1 Reference Case | 2021 | 11 | 26.6 | 3
1 Reference Case | 2021 | 11 | 27 | 1
1 Reference Case | 2021 | 11 | 27.5 | 1
1 Reference Case | 2021 | 11 | 27.6 | 1
1 Reference Case | 2021 | 11 | 27.7 | 1
1 Reference Case | 2021 | 11 | 28.2 | 1
1 Reference Case | 2021 | 11 | 28.3 | 1
1 Reference Case | 2021 | 11 | 28.4 | 1
1 Reference Case | 2021 | 11 | 28.6 | 1
1 Reference Case | 2021 | 11 | 29.2 | 1
1 Reference Case | 2021 | 11 | 29.4 | 1
1 Reference Case | 2021 | 11 | 29.6 | 1
1 Reference Case | 2021 | 11 | 29.7 | 2
1 Reference Case | 2021 | 11 | 30.1 | 1
1 Reference Case | 2021 | 11 | 30.2 | 1
1 Reference Case | 2021 | 11 | 30.6 | 1
1 Reference Case | 2021 | 11 | 30.8 | 1
1 Reference Case | 2021 | 11 | 30.9 | 1
1 Reference Case | 2021 | 11 | 31 | 1
1 Reference Case | 2021 | 11 | 31.4 | 2
1 Reference Case | 2021 | 11 | 31.6 | 1
1 Reference Case | 2021 | 11 | 31.7 | 1
1 Reference Case | 2021 | 11 | 31.8 | 1
1 Reference Case | 2021 | 11 | 32 | 1
1 Reference Case | 2021 | 11 | 32.3 | 1
1 Reference Case | 2021 | 11 | 32.5 | 1
1 Reference Case | 2021 | 11 | 32.6 | 1
1 Reference Case | 2021 | 11 | 33.9 | 2
1 Reference Case | 2021 | 11 | 34.1 | 1
1 Reference Case | 2021 | 11 | 34.4 | 1
1 Reference Case | 2021 | 11 | 34.5 | 1
1 Reference Case | 2021 | 11 | 35.5 | 2
1 Reference Case | 2021 | 11 | 35.6 | 1
1 Reference Case | 2021 | 11 | 35.7 | 1
1 Reference Case | 2021 | 11 | 35.9 | 1
1 Reference Case | 2021 | 11 | 36 | 1
1 Reference Case | 2021 | 11 | 36.3 | 2
1 Reference Case | 2021 | 11 | 36.4 | 2
1 Reference Case | 2021 | 11 | 36.5 | 1
1 Reference Case | 2021 | 11 | 36.9 | 1
1 Reference Case | 2021 | 11 | 37 | 2
1 Reference Case | 2021 | 11 | 37.1 | 1
1 Reference Case | 2021 | 11 | 37.3 | 3
1 Reference Case | 2021 | 11 | 37.5 | 1
1 Reference Case | 2021 | 11 | 37.8 | 1
1 Reference Case | 2021 | 11 | 38.5 | 1
1 Reference Case | 2021 | 11 | 38.9 | 2
1 Reference Case | 2021 | 11 | 39 | 1
1 Reference Case | 2021 | 11 | 39.1 | 1
1 Reference Case | 2021 | 11 | 39.7 | 1
1 Reference Case | 2021 | 11 | 39.9 | 1
1 Reference Case | 2021 | 11 | 40 | 1
1 Reference Case | 2021 | 11 | 40.1 | 1
1 Reference Case | 2021 | 11 | 40.8 | 1
1 Reference Case | 2021 | 11 | 41.3 | 1
1 Reference Case | 2021 | 11 | 41.8 | 1
1 Reference Case | 2021 | 11 | 42 | 2
1 Reference Case | 2021 | 11 | 42.6 | 1
1 Reference Case | 2021 | 11 | 43.8 | 2
1 Reference Case | 2021 | 11 | 44 | 1
1 Reference Case | 2021 | 11 | 44.7 | 1
1 Reference Case | 2021 | 11 | 44.9 | 1
1 Reference Case | 2021 | 11 | 45 | 1
1 Reference Case | 2021 | 11 | 45.6 | 1
1 Reference Case | 2021 | 11 | 45.8 | 2
1 Reference Case | 2021 | 11 | 46 | 2
1 Reference Case | 2021 | 11 | 46.4 | 1
1 Reference Case | 2021 | 11 | 46.7 | 1
1 Reference Case | 2021 | 11 | 46.9 | 1
1 Reference Case | 2021 | 11 | 48 | 1
1 Reference Case | 2021 | 11 | 48.5 | 2
1 Reference Case | 2021 | 11 | 49 | 1
1 Reference Case | 2021 | 11 | 49.6 | 1
1 Reference Case | 2021 | 11 | 49.8 | 1
1 Reference Case | 2021 | 11 | 50.7 | 1
1 Reference Case | 2021 | 11 | 50.9 | 1
1 Reference Case | 2021 | 11 | 51.9 | 1
1 Reference Case | 2021 | 11 | 52 | 1
1 Reference Case | 2021 | 11 | 52.1 | 1
1 Reference Case | 2021 | 11 | 52.5 | 1
1 Reference Case | 2021 | 11 | 53.1 | 1
1 Reference Case | 2021 | 11 | 54.6 | 1
1 Reference Case | 2021 | 11 | 54.8 | 1
1 Reference Case | 2021 | 11 | 55 | 2
1 Reference Case | 2021 | 11 | 56.2 | 2
1 Reference Case | 2021 | 11 | 56.8 | 1
1 Reference Case | 2021 | 11 | 57.1 | 1
1 Reference Case | 2021 | 11 | 58 | 1
1 Reference Case | 2021 | 11 | 61 | 1
1 Reference Case | 2021 | 11 | 64.4 | 1
1 Reference Case | 2021 | 11 | 66.8 | 1
1 Reference Case | 2021 | 11 | 68.8 | 1
1 Reference Case | 2021 | 11 | 69.5 | 1
1 Reference Case | 2021 | 11 | 72.2 | 1
1 Reference Case | 2021 | 11 | 73.6 | 1
1 Reference Case | 2021 | 11 | 76.9 | 1
1 Reference Case | 2021 | 11 | 77.1 | 1
1 Reference Case | 2021 | 11 | 77.9 | 1
1 Reference Case | 2021 | 11 | 78.7 | 1
1 Reference Case | 2021 | 11 | 79.8 | 1
1 Reference Case | 2021 | 11 | 107.9 | 1
1 Reference Case | 2021 | 11 | 146.5 | 1
1 Reference Case | 2021 | 12 | -97 | 1
1 Reference Case | 2021 | 12 | -96.5 | 1
1 Reference Case | 2021 | 12 | -86.4 | 1
1 Reference Case | 2021 | 12 | -82.1 | 1
1 Reference Case | 2021 | 12 | -75.7 | 1
1 Reference Case | 2021 | 12 | -74 | 1
1 Reference Case | 2021 | 12 | -72.8 | 1
1 Reference Case | 2021 | 12 | -71.8 | 1
1 Reference Case | 2021 | 12 | -70 | 1
1 Reference Case | 2021 | 12 | -66.8 | 1
1 Reference Case | 2021 | 12 | -63.6 | 1
1 Reference Case | 2021 | 12 | -61.3 | 1
1 Reference Case | 2021 | 12 | -61 | 1
1 Reference Case | 2021 | 12 | -60.7 | 1
1 Reference Case | 2021 | 12 | -60.5 | 1
1 Reference Case | 2021 | 12 | -60 | 1
1 Reference Case | 2021 | 12 | -59.7 | 1
1 Reference Case | 2021 | 12 | -58.6 | 1
1 Reference Case | 2021 | 12 | -56.2 | 1
1 Reference Case | 2021 | 12 | -55.7 | 1
1 Reference Case | 2021 | 12 | -54 | 1
1 Reference Case | 2021 | 12 | -53.6 | 1
1 Reference Case | 2021 | 12 | -53.5 | 1
1 Reference Case | 2021 | 12 | -52.2 | 1
1 Reference Case | 2021 | 12 | -51.5 | 1
1 Reference Case | 2021 | 12 | -51.4 | 1
1 Reference Case | 2021 | 12 | -51.1 | 1
1 Reference Case | 2021 | 12 | -51 | 1
1 Reference Case | 2021 | 12 | -50.6 | 1
1 Reference Case | 2021 | 12 | -49.3 | 1
1 Reference Case | 2021 | 12 | -49.1 | 1
1 Reference Case | 2021 | 12 | -47.8 | 1
1 Reference Case | 2021 | 12 | -47.6 | 1
1 Reference Case | 2021 | 12 | -47.2 | 1
1 Reference Case | 2021 | 12 | -46.6 | 1
1 Reference Case | 2021 | 12 | -46.3 | 1
1 Reference Case | 2021 | 12 | -45.9 | 1
1 Reference Case | 2021 | 12 | -45.6 | 1
1 Reference Case | 2021 | 12 | -45.1 | 1
1 Reference Case | 2021 | 12 | -44.4 | 1
1 Reference Case | 2021 | 12 | -44 | 1
1 Reference Case | 2021 | 12 | -43.9 | 1
1 Reference Case | 2021 | 12 | -43.8 | 1
1 Reference Case | 2021 | 12 | -43.4 | 1
1 Reference Case | 2021 | 12 | -43.2 | 2
1 Reference Case | 2021 | 12 | -42.8 | 1
1 Reference Case | 2021 | 12 | -42.7 | 1
1 Reference Case | 2021 | 12 | -42.6 | 1
1 Reference Case | 2021 | 12 | -41.8 | 1
1 Reference Case | 2021 | 12 | -41.5 | 1
1 Reference Case | 2021 | 12 | -41.4 | 1
1 Reference Case | 2021 | 12 | -41.3 | 1
1 Reference Case | 2021 | 12 | -40.8 | 1
1 Reference Case | 2021 | 12 | -40.2 | 1
1 Reference Case | 2021 | 12 | -40.1 | 1
1 Reference Case | 2021 | 12 | -39.9 | 1
1 Reference Case | 2021 | 12 | -39.5 | 1
1 Reference Case | 2021 | 12 | -39.4 | 1
1 Reference Case | 2021 | 12 | -39.3 | 1
1 Reference Case | 2021 | 12 | -38.9 | 2
1 Reference Case | 2021 | 12 | -38.8 | 1
1 Reference Case | 2021 | 12 | -38.7 | 1
1 Reference Case | 2021 | 12 | -38.5 | 2
1 Reference Case | 2021 | 12 | -37.9 | 1
1 Reference Case | 2021 | 12 | -37.8 | 1
1 Reference Case | 2021 | 12 | -37.7 | 1
1 Reference Case | 2021 | 12 | -37.3 | 3
1 Reference Case | 2021 | 12 | -36.9 | 2
1 Reference Case | 2021 | 12 | -36.7 | 1
1 Reference Case | 2021 | 12 | -36.6 | 1
1 Reference Case | 2021 | 12 | -36.4 | 1
1 Reference Case | 2021 | 12 | -36 | 2
1 Reference Case | 2021 | 12 | -35.9 | 1
1 Reference Case | 2021 | 12 | -35.8 | 1
1 Reference Case | 2021 | 12 | -35.7 | 1
1 Reference Case | 2021 | 12 | -35.4 | 1
1 Reference Case | 2021 | 12 | -35.3 | 2
1 Reference Case | 2021 | 12 | -34.3 | 1
1 Reference Case | 2021 | 12 | -34.2 | 1
1 Reference Case | 2021 | 12 | -34.1 | 1
1 Reference Case | 2021 | 12 | -34 | 1
1 Reference Case | 2021 | 12 | -33.8 | 1
1 Reference Case | 2021 | 12 | -33.7 | 1
1 Reference Case | 2021 | 12 | -33.6 | 1
1 Reference Case | 2021 | 12 | -33.5 | 1
1 Reference Case | 2021 | 12 | -33.4 | 1
1 Reference Case | 2021 | 12 | -33.1 | 1
1 Reference Case | 2021 | 12 | -33 | 2
1 Reference Case | 2021 | 12 | -32.8 | 2
1 Reference Case | 2021 | 12 | -32.6 | 2
1 Reference Case | 2021 | 12 | -32.5 | 2
1 Reference Case | 2021 | 12 | -31.9 | 2
1 Reference Case | 2021 | 12 | -31.6 | 1
1 Reference Case | 2021 | 12 | -31.4 | 1
1 Reference Case | 2021 | 12 | -31.3 | 1
1 Reference Case | 2021 | 12 | -31.2 | 1
1 Reference Case | 2021 | 12 | -31 | 1
1 Reference Case | 2021 | 12 | -30.9 | 1
1 Reference Case | 2021 | 12 | -30 | 1
1 Reference Case | 2021 | 12 | -29.8 | 1
1 Reference Case | 2021 | 12 | -29.6 | 1
1 Reference Case | 2021 | 12 | -29.4 | 1
1 Reference Case | 2021 | 12 | -28.8 | 1
1 Reference Case | 2021 | 12 | -28.6 | 1
1 Reference Case | 2021 | 12 | -28.3 | 1
1 Reference Case | 2021 | 12 | -28.2 | 3
1 Reference Case | 2021 | 12 | -28.1 | 1
1 Reference Case | 2021 | 12 | -28 | 1
1 Reference Case | 2021 | 12 | -27.8 | 1
1 Reference Case | 2021 | 12 | -27.7 | 2
1 Reference Case | 2021 | 12 | -27.6 | 4
1 Reference Case | 2021 | 12 | -27.5 | 1
1 Reference Case | 2021 | 12 | -27.2 | 2
1 Reference Case | 2021 | 12 | -26.9 | 1
1 Reference Case | 2021 | 12 | -26.7 | 1
1 Reference Case | 2021 | 12 | -26.4 | 2
1 Reference Case | 2021 | 12 | -26.3 | 1
1 Reference Case | 2021 | 12 | -26.2 | 1
1 Reference Case | 2021 | 12 | -26 | 1
1 Reference Case | 2021 | 12 | -25.9 | 1
1 Reference Case | 2021 | 12 | -25.6 | 2
1 Reference Case | 2021 | 12 | -25.4 | 2
1 Reference Case | 2021 | 12 | -25.3 | 1
1 Reference Case | 2021 | 12 | -25.1 | 1
1 Reference Case | 2021 | 12 | -25 | 1
1 Reference Case | 2021 | 12 | -24.7 | 2
1 Reference Case | 2021 | 12 | -24.6 | 1
1 Reference Case | 2021 | 12 | -24.4 | 1
1 Reference Case | 2021 | 12 | -24.2 | 2
1 Reference Case | 2021 | 12 | -24.1 | 1
1 Reference Case | 2021 | 12 | -24 | 1
1 Reference Case | 2021 | 12 | -23.9 | 2
1 Reference Case | 2021 | 12 | -23.8 | 1
1 Reference Case | 2021 | 12 | -23.7 | 2
1 Reference Case | 2021 | 12 | -23.6 | 1
1 Reference Case | 2021 | 12 | -23.5 | 1
1 Reference Case | 2021 | 12 | -23.2 | 1
1 Reference Case | 2021 | 12 | -23 | 1
1 Reference Case | 2021 | 12 | -22.9 | 2
1 Reference Case | 2021 | 12 | -22.7 | 1
1 Reference Case | 2021 | 12 | -22.1 | 1
1 Reference Case | 2021 | 12 | -21.7 | 2
1 Reference Case | 2021 | 12 | -21 | 1
1 Reference Case | 2021 | 12 | -20.6 | 1
1 Reference Case | 2021 | 12 | -20.5 | 2
1 Reference Case | 2021 | 12 | -20.1 | 1
1 Reference Case | 2021 | 12 | -20 | 1
1 Reference Case | 2021 | 12 | -19.9 | 1
1 Reference Case | 2021 | 12 | -19.8 | 1
1 Reference Case | 2021 | 12 | -19.6 | 1
1 Reference Case | 2021 | 12 | -19.4 | 1
1 Reference Case | 2021 | 12 | -19.3 | 1
1 Reference Case | 2021 | 12 | -19 | 2
1 Reference Case | 2021 | 12 | -18.9 | 2
1 Reference Case | 2021 | 12 | -18.7 | 1
1 Reference Case | 2021 | 12 | -18.6 | 1
1 Reference Case | 2021 | 12 | -18 | 1
1 Reference Case | 2021 | 12 | -17.1 | 1
1 Reference Case | 2021 | 12 | -17 | 1
1 Reference Case | 2021 | 12 | -16.9 | 1
1 Reference Case | 2021 | 12 | -16.4 | 1
1 Reference Case | 2021 | 12 | -16 | 2
1 Reference Case | 2021 | 12 | -15.9 | 1
1 Reference Case | 2021 | 12 | -15.7 | 1
1 Reference Case | 2021 | 12 | -15.6 | 1
1 Reference Case | 2021 | 12 | -15.5 | 1
1 Reference Case | 2021 | 12 | -14.8 | 2
1 Reference Case | 2021 | 12 | -14.6 | 1
1 Reference Case | 2021 | 12 | -14.5 | 1
1 Reference Case | 2021 | 12 | -14.2 | 2
1 Reference Case | 2021 | 12 | -13.9 | 1
1 Reference Case | 2021 | 12 | -13.8 | 1
1 Reference Case | 2021 | 12 | -13.2 | 1
1 Reference Case | 2021 | 12 | -12.4 | 1
1 Reference Case | 2021 | 12 | -11.7 | 1
1 Reference Case | 2021 | 12 | -11.5 | 1
1 Reference Case | 2021 | 12 | -11 | 1
1 Reference Case | 2021 | 12 | -10.2 | 1
1 Reference Case | 2021 | 12 | -9.8 | 1
1 Reference Case | 2021 | 12 | 10.4 | 1
1 Reference Case | 2021 | 12 | 10.7 | 1
1 Reference Case | 2021 | 12 | 11.9 | 1
1 Reference Case | 2021 | 12 | 12.8 | 2
1 Reference Case | 2021 | 12 | 13.2 | 1
1 Reference Case | 2021 | 12 | 14.2 | 2
1 Reference Case | 2021 | 12 | 14.7 | 1
1 Reference Case | 2021 | 12 | 15 | 1
1 Reference Case | 2021 | 12 | 15.2 | 1
1 Reference Case | 2021 | 12 | 15.4 | 1
1 Reference Case | 2021 | 12 | 15.5 | 1
1 Reference Case | 2021 | 12 | 15.6 | 1
1 Reference Case | 2021 | 12 | 15.8 | 1
1 Reference Case | 2021 | 12 | 16.5 | 1
1 Reference Case | 2021 | 12 | 16.6 | 1
1 Reference Case | 2021 | 12 | 16.8 | 1
1 Reference Case | 2021 | 12 | 16.9 | 2
1 Reference Case | 2021 | 12 | 17.6 | 1
1 Reference Case | 2021 | 12 | 17.7 | 1
1 Reference Case | 2021 | 12 | 18 | 1
1 Reference Case | 2021 | 12 | 18.2 | 2
1 Reference Case | 2021 | 12 | 18.4 | 1
1 Reference Case | 2021 | 12 | 18.6 | 1
1 Reference Case | 2021 | 12 | 18.7 | 2
1 Reference Case | 2021 | 12 | 18.8 | 1
1 Reference Case | 2021 | 12 | 18.9 | 2
1 Reference Case | 2021 | 12 | 19.7 | 2
1 Reference Case | 2021 | 12 | 20.3 | 1
1 Reference Case | 2021 | 12 | 20.4 | 2
1 Reference Case | 2021 | 12 | 20.6 | 2
1 Reference Case | 2021 | 12 | 20.9 | 2
1 Reference Case | 2021 | 12 | 21.9 | 1
1 Reference Case | 2021 | 12 | 22.2 | 1
1 Reference Case | 2021 | 12 | 22.7 | 1
1 Reference Case | 2021 | 12 | 22.8 | 1
1 Reference Case | 2021 | 12 | 22.9 | 2
1 Reference Case | 2021 | 12 | 23.2 | 1
1 Reference Case | 2021 | 12 | 23.3 | 2
1 Reference Case | 2021 | 12 | 23.6 | 2
1 Reference Case | 2021 | 12 | 23.7 | 2
1 Reference Case | 2021 | 12 | 24.1 | 1
1 Reference Case | 2021 | 12 | 24.3 | 1
1 Reference Case | 2021 | 12 | 24.4 | 1
1 Reference Case | 2021 | 12 | 24.9 | 1
1 Reference Case | 2021 | 12 | 25.1 | 1
1 Reference Case | 2021 | 12 | 25.2 | 1
1 Reference Case | 2021 | 12 | 25.3 | 1
1 Reference Case | 2021 | 12 | 25.4 | 2
1 Reference Case | 2021 | 12 | 25.9 | 2
1 Reference Case | 2021 | 12 | 26.1 | 1
1 Reference Case | 2021 | 12 | 26.2 | 1
1 Reference Case | 2021 | 12 | 26.4 | 2
1 Reference Case | 2021 | 12 | 26.6 | 1
1 Reference Case | 2021 | 12 | 26.7 | 1
1 Reference Case | 2021 | 12 | 26.8 | 1
1 Reference Case | 2021 | 12 | 26.9 | 1
1 Reference Case | 2021 | 12 | 27 | 1
1 Reference Case | 2021 | 12 | 27.1 | 1
1 Reference Case | 2021 | 12 | 27.3 | 1
1 Reference Case | 2021 | 12 | 27.4 | 3
1 Reference Case | 2021 | 12 | 27.8 | 2
1 Reference Case | 2021 | 12 | 28 | 2
1 Reference Case | 2021 | 12 | 28.1 | 1
1 Reference Case | 2021 | 12 | 28.2 | 1
1 Reference Case | 2021 | 12 | 28.7 | 2
1 Reference Case | 2021 | 12 | 28.8 | 1
1 Reference Case | 2021 | 12 | 29 | 2
1 Reference Case | 2021 | 12 | 29.2 | 1
1 Reference Case | 2021 | 12 | 29.3 | 1
1 Reference Case | 2021 | 12 | 29.6 | 2
1 Reference Case | 2021 | 12 | 29.7 | 1
1 Reference Case | 2021 | 12 | 29.9 | 1
1 Reference Case | 2021 | 12 | 30 | 2
1 Reference Case | 2021 | 12 | 30.1 | 1
1 Reference Case | 2021 | 12 | 30.7 | 3
1 Reference Case | 2021 | 12 | 30.8 | 1
1 Reference Case | 2021 | 12 | 30.9 | 1
1 Reference Case | 2021 | 12 | 31.5 | 1
1 Reference Case | 2021 | 12 | 31.8 | 1
1 Reference Case | 2021 | 12 | 32 | 1
1 Reference Case | 2021 | 12 | 32.2 | 1
1 Reference Case | 2021 | 12 | 32.3 | 1
1 Reference Case | 2021 | 12 | 32.4 | 3
1 Reference Case | 2021 | 12 | 32.9 | 1
1 Reference Case | 2021 | 12 | 33 | 1
1 Reference Case | 2021 | 12 | 33.1 | 1
1 Reference Case | 2021 | 12 | 33.2 | 2
1 Reference Case | 2021 | 12 | 33.7 | 1
1 Reference Case | 2021 | 12 | 34 | 1
1 Reference Case | 2021 | 12 | 34.2 | 2
1 Reference Case | 2021 | 12 | 34.7 | 1
1 Reference Case | 2021 | 12 | 34.9 | 1
1 Reference Case | 2021 | 12 | 35.3 | 1
1 Reference Case | 2021 | 12 | 35.6 | 2
1 Reference Case | 2021 | 12 | 35.8 | 1
1 Reference Case | 2021 | 12 | 36 | 1
1 Reference Case | 2021 | 12 | 36.1 | 2
1 Reference Case | 2021 | 12 | 37 | 1
1 Reference Case | 2021 | 12 | 37.2 | 1
1 Reference Case | 2021 | 12 | 37.4 | 1
1 Reference Case | 2021 | 12 | 37.5 | 1
1 Reference Case | 2021 | 12 | 38 | 1
1 Reference Case | 2021 | 12 | 38.3 | 1
1 Reference Case | 2021 | 12 | 38.5 | 1
1 Reference Case | 2021 | 12 | 38.8 | 2
1 Reference Case | 2021 | 12 | 39 | 1
1 Reference Case | 2021 | 12 | 39.2 | 1
1 Reference Case | 2021 | 12 | 39.5 | 1
1 Reference Case | 2021 | 12 | 40 | 1
1 Reference Case | 2021 | 12 | 40.4 | 1
1 Reference Case | 2021 | 12 | 40.5 | 1
1 Reference Case | 2021 | 12 | 40.8 | 1
1 Reference Case | 2021 | 12 | 40.9 | 1
1 Reference Case | 2021 | 12 | 41.1 | 1
1 Reference Case | 2021 | 12 | 41.6 | 1
1 Reference Case | 2021 | 12 | 41.7 | 1
1 Reference Case | 2021 | 12 | 42 | 1
1 Reference Case | 2021 | 12 | 42.3 | 2
1 Reference Case | 2021 | 12 | 42.4 | 1
1 Reference Case | 2021 | 12 | 43.3 | 1
1 Reference Case | 2021 | 12 | 44.3 | 1
1 Reference Case | 2021 | 12 | 44.4 | 2
1 Reference Case | 2021 | 12 | 44.8 | 1
1 Reference Case | 2021 | 12 | 45 | 1
1 Reference Case | 2021 | 12 | 45.7 | 1
1 Reference Case | 2021 | 12 | 45.9 | 1
1 Reference Case | 2021 | 12 | 46.1 | 1
1 Reference Case | 2021 | 12 | 46.2 | 1
1 Reference Case | 2021 | 12 | 47 | 1
1 Reference Case | 2021 | 12 | 47.1 | 1
1 Reference Case | 2021 | 12 | 47.5 | 1
1 Reference Case | 2021 | 12 | 47.6 | 1
1 Reference Case | 2021 | 12 | 47.9 | 2
1 Reference Case | 2021 | 12 | 48.5 | 1
1 Reference Case | 2021 | 12 | 49.3 | 1
1 Reference Case | 2021 | 12 | 49.9 | 2
1 Reference Case | 2021 | 12 | 51.3 | 1
1 Reference Case | 2021 | 12 | 52.6 | 1
1 Reference Case | 2021 | 12 | 53.4 | 3
1 Reference Case | 2021 | 12 | 54.9 | 1
1 Reference Case | 2021 | 12 | 57.1 | 1
1 Reference Case | 2021 | 12 | 57.8 | 1
1 Reference Case | 2021 | 12 | 59.2 | 1
1 Reference Case | 2021 | 12 | 59.5 | 1
1 Reference Case | 2021 | 12 | 61.9 | 1
1 Reference Case | 2021 | 12 | 62.1 | 1
1 Reference Case | 2021 | 12 | 63.6 | 2
1 Reference Case | 2021 | 12 | 63.8 | 1
1 Reference Case | 2021 | 12 | 67.1 | 1
1 Reference Case | 2021 | 12 | 69.8 | 1
1 Reference Case | 2021 | 12 | 71.1 | 1
1 Reference Case | 2021 | 12 | 73.9 | 1
1 Reference Case | 2021 | 12 | 74 | 1
1 Reference Case | 2021 | 12 | 74.4 | 1
1 Reference Case | 2021 | 12 | 76.3 | 1
1 Reference Case | 2021 | 12 | 91.6 | 1
1 Reference Case | 2021 | 12 | 95.4 | 1
1 Reference Case | 2021 | 12 | 116.4 | 1
1 Reference Case | 2021 | 12 | 120.8 | 1
1 Reference Case | 2021 | 12 | 126.8 | 1
1 Reference Case | 2021 | 13 | -104.9 | 1
1 Reference Case | 2021 | 13 | -97 | 1
1 Reference Case | 2021 | 13 | -88.3 | 1
1 Reference Case | 2021 | 13 | -76.4 | 1
1 Reference Case | 2021 | 13 | -72.8 | 1
1 Reference Case | 2021 | 13 | -69.3 | 1
1 Reference Case | 2021 | 13 | -66.9 | 1
1 Reference Case | 2021 | 13 | -65.6 | 1
1 Reference Case | 2021 | 13 | -65.4 | 1
1 Reference Case | 2021 | 13 | -64.4 | 1
1 Reference Case | 2021 | 13 | -63.5 | 1
1 Reference Case | 2021 | 13 | -60.7 | 1
1 Reference Case | 2021 | 13 | -60.6 | 1
1 Reference Case | 2021 | 13 | -57.9 | 1
1 Reference Case | 2021 | 13 | -57.7 | 1
1 Reference Case | 2021 | 13 | -55.9 | 1
1 Reference Case | 2021 | 13 | -55.6 | 1
1 Reference Case | 2021 | 13 | -54.2 | 1
1 Reference Case | 2021 | 13 | -53.2 | 1
1 Reference Case | 2021 | 13 | -52.1 | 1
1 Reference Case | 2021 | 13 | -50.5 | 2
1 Reference Case | 2021 | 13 | -50.2 | 1
1 Reference Case | 2021 | 13 | -48.9 | 1
1 Reference Case | 2021 | 13 | -48.8 | 1
1 Reference Case | 2021 | 13 | -48.5 | 1
1 Reference Case | 2021 | 13 | -48.2 | 1
1 Reference Case | 2021 | 13 | -47.7 | 1
1 Reference Case | 2021 | 13 | -47.2 | 1
1 Reference Case | 2021 | 13 | -46.9 | 1
1 Reference Case | 2021 | 13 | -46 | 1
1 Reference Case | 2021 | 13 | -45.5 | 1
1 Reference Case | 2021 | 13 | -45.4 | 1
1 Reference Case | 2021 | 13 | -44.9 | 1
1 Reference Case | 2021 | 13 | -44.8 | 1
1 Reference Case | 2021 | 13 | -44.6 | 1
1 Reference Case | 2021 | 13 | -44.1 | 1
1 Reference Case | 2021 | 13 | -43.2 | 1
1 Reference Case | 2021 | 13 | -42.4 | 2
1 Reference Case | 2021 | 13 | -41.9 | 1
1 Reference Case | 2021 | 13 | -41.5 | 1
1 Reference Case | 2021 | 13 | -41.2 | 1
1 Reference Case | 2021 | 13 | -41.1 | 3
1 Reference Case | 2021 | 13 | -40.9 | 2
1 Reference Case | 2021 | 13 | -40.8 | 1
1 Reference Case | 2021 | 13 | -40.6 | 1
1 Reference Case | 2021 | 13 | -40.5 | 1
1 Reference Case | 2021 | 13 | -40.1 | 1
1 Reference Case | 2021 | 13 | -39.2 | 1
1 Reference Case | 2021 | 13 | -38.6 | 1
1 Reference Case | 2021 | 13 | -37.5 | 1
1 Reference Case | 2021 | 13 | -37.2 | 1
1 Reference Case | 2021 | 13 | -37.1 | 2
1 Reference Case | 2021 | 13 | -36.9 | 1
1 Reference Case | 2021 | 13 | -36.8 | 1
1 Reference Case | 2021 | 13 | -36.7 | 3
1 Reference Case | 2021 | 13 | -36.6 | 1
1 Reference Case | 2021 | 13 | -36.4 | 1
1 Reference Case | 2021 | 13 | -36.2 | 1
1 Reference Case | 2021 | 13 | -35.7 | 1
1 Reference Case | 2021 | 13 | -35.6 | 1
1 Reference Case | 2021 | 13 | -35.3 | 1
1 Reference Case | 2021 | 13 | -35.2 | 1
1 Reference Case | 2021 | 13 | -35 | 1
1 Reference Case | 2021 | 13 | -34.8 | 2
1 Reference Case | 2021 | 13 | -34.7 | 1
1 Reference Case | 2021 | 13 | -34.1 | 1
1 Reference Case | 2021 | 13 | -33.5 | 2
1 Reference Case | 2021 | 13 | -33.3 | 1
1 Reference Case | 2021 | 13 | -33.2 | 1
1 Reference Case | 2021 | 13 | -33.1 | 2
1 Reference Case | 2021 | 13 | -32.8 | 1
1 Reference Case | 2021 | 13 | -32.7 | 2
1 Reference Case | 2021 | 13 | -32.4 | 1
1 Reference Case | 2021 | 13 | -31.5 | 2
1 Reference Case | 2021 | 13 | -31.2 | 2
1 Reference Case | 2021 | 13 | -31.1 | 1
1 Reference Case | 2021 | 13 | -30.6 | 1
1 Reference Case | 2021 | 13 | -30.5 | 2
1 Reference Case | 2021 | 13 | -30.1 | 1
1 Reference Case | 2021 | 13 | -30 | 1
1 Reference Case | 2021 | 13 | -29.9 | 1
1 Reference Case | 2021 | 13 | -29.8 | 1
1 Reference Case | 2021 | 13 | -29.7 | 2
1 Reference Case | 2021 | 13 | -29.1 | 3
1 Reference Case | 2021 | 13 | -29 | 1
1 Reference Case | 2021 | 13 | -28.9 | 1
1 Reference Case | 2021 | 13 | -28.7 | 1
1 Reference Case | 2021 | 13 | -28.2 | 2
1 Reference Case | 2021 | 13 | -28.1 | 1
1 Reference Case | 2021 | 13 | -28 | 1
1 Reference Case | 2021 | 13 | -27.3 | 1
1 Reference Case | 2021 | 13 | -26.6 | 1
1 Reference Case | 2021 | 13 | -25.8 | 2
1 Reference Case | 2021 | 13 | -25.4 | 1
1 Reference Case | 2021 | 13 | -25.2 | 1
1 Reference Case | 2021 | 13 | -24.9 | 1
1 Reference Case | 2021 | 13 | -24.5 | 3
1 Reference Case | 2021 | 13 | -24.2 | 1
1 Reference Case | 2021 | 13 | -24.1 | 1
1 Reference Case | 2021 | 13 | -23.8 | 2
1 Reference Case | 2021 | 13 | -23.7 | 1
1 Reference Case | 2021 | 13 | -23.1 | 1
1 Reference Case | 2021 | 13 | -22.9 | 2
1 Reference Case | 2021 | 13 | -22.8 | 1
1 Reference Case | 2021 | 13 | -22.7 | 1
1 Reference Case | 2021 | 13 | -22 | 1
1 Reference Case | 2021 | 13 | -21.5 | 1
1 Reference Case | 2021 | 13 | -21.4 | 1
1 Reference Case | 2021 | 13 | -21.2 | 1
1 Reference Case | 2021 | 13 | -21.1 | 2
1 Reference Case | 2021 | 13 | -20.9 | 1
1 Reference Case | 2021 | 13 | -20.8 | 1
1 Reference Case | 2021 | 13 | -20.1 | 1
1 Reference Case | 2021 | 13 | -19.9 | 1
1 Reference Case | 2021 | 13 | -19.3 | 1
1 Reference Case | 2021 | 13 | -19 | 1
1 Reference Case | 2021 | 13 | -18.9 | 1
1 Reference Case | 2021 | 13 | -18.8 | 1
1 Reference Case | 2021 | 13 | -18.7 | 1
1 Reference Case | 2021 | 13 | -18.6 | 1
1 Reference Case | 2021 | 13 | -18 | 1
1 Reference Case | 2021 | 13 | -17.6 | 1
1 Reference Case | 2021 | 13 | -17.2 | 1
1 Reference Case | 2021 | 13 | -16 | 1
1 Reference Case | 2021 | 13 | -14.9 | 1
1 Reference Case | 2021 | 13 | -14.8 | 1
1 Reference Case | 2021 | 13 | -13.9 | 1
1 Reference Case | 2021 | 13 | -12.9 | 1
1 Reference Case | 2021 | 13 | -11.3 | 1
1 Reference Case | 2021 | 13 | -10.9 | 1
1 Reference Case | 2021 | 13 | -8.8 | 1
1 Reference Case | 2021 | 13 | -8.6 | 1
1 Reference Case | 2021 | 13 | 10.1 | 1
1 Reference Case | 2021 | 13 | 10.6 | 1
1 Reference Case | 2021 | 13 | 11.2 | 1
1 Reference Case | 2021 | 13 | 12.5 | 1
1 Reference Case | 2021 | 13 | 13.6 | 1
1 Reference Case | 2021 | 13 | 14.5 | 1
1 Reference Case | 2021 | 13 | 14.6 | 1
1 Reference Case | 2021 | 13 | 14.9 | 1
1 Reference Case | 2021 | 13 | 15.3 | 1
1 Reference Case | 2021 | 13 | 15.4 | 1
1 Reference Case | 2021 | 13 | 15.6 | 1
1 Reference Case | 2021 | 13 | 15.7 | 1
1 Reference Case | 2021 | 13 | 16.5 | 1
1 Reference Case | 2021 | 13 | 16.6 | 1
1 Reference Case | 2021 | 13 | 17.2 | 1
1 Reference Case | 2021 | 13 | 17.8 | 1
1 Reference Case | 2021 | 13 | 18.9 | 1
1 Reference Case | 2021 | 13 | 19.1 | 1
1 Reference Case | 2021 | 13 | 19.3 | 1
1 Reference Case | 2021 | 13 | 19.5 | 1
1 Reference Case | 2021 | 13 | 20 | 1
1 Reference Case | 2021 | 13 | 21 | 1
1 Reference Case | 2021 | 13 | 21.6 | 2
1 Reference Case | 2021 | 13 | 22.1 | 1
1 Reference Case | 2021 | 13 | 23 | 1
1 Reference Case | 2021 | 13 | 23.6 | 1
1 Reference Case | 2021 | 13 | 23.8 | 2
1 Reference Case | 2021 | 13 | 24.5 | 1
1 Reference Case | 2021 | 13 | 24.8 | 1
1 Reference Case | 2021 | 13 | 25 | 1
1 Reference Case | 2021 | 13 | 25.5 | 1
1 Reference Case | 2021 | 13 | 26.2 | 1
1 Reference Case | 2021 | 13 | 26.4 | 1
1 Reference Case | 2021 | 13 | 26.7 | 1
1 Reference Case | 2021 | 13 | 26.9 | 1
1 Reference Case | 2021 | 13 | 27 | 1
1 Reference Case | 2021 | 13 | 27.1 | 1
1 Reference Case | 2021 | 13 | 27.2 | 2
1 Reference Case | 2021 | 13 | 27.4 | 1
1 Reference Case | 2021 | 13 | 27.6 | 1
1 Reference Case | 2021 | 13 | 27.9 | 1
1 Reference Case | 2021 | 13 | 28.2 | 1
1 Reference Case | 2021 | 13 | 28.3 | 3
1 Reference Case | 2021 | 13 | 28.8 | 1
1 Reference Case | 2021 | 13 | 28.9 | 1
1 Reference Case | 2021 | 13 | 29.1 | 2
1 Reference Case | 2021 | 13 | 29.9 | 2
1 Reference Case | 2021 | 13 | 30 | 1
1 Reference Case | 2021 | 13 | 30.6 | 1
1 Reference Case | 2021 | 13 | 30.9 | 1
1 Reference Case | 2021 | 13 | 31 | 2
1 Reference Case | 2021 | 13 | 31.2 | 1
1 Reference Case | 2021 | 13 | 31.5 | 1
1 Reference Case | 2021 | 13 | 31.7 | 1
1 Reference Case | 2021 | 13 | 32 | 1
1 Reference Case | 2021 | 13 | 32.3 | 1
1 Reference Case | 2021 | 13 | 32.9 | 1
1 Reference Case | 2021 | 13 | 33 | 1
1 Reference Case | 2021 | 13 | 33.5 | 1
1 Reference Case | 2021 | 13 | 33.6 | 2
1 Reference Case | 2021 | 13 | 34.7 | 1
1 Reference Case | 2021 | 13 | 35 | 1
1 Reference Case | 2021 | 13 | 35.3 | 2
1 Reference Case | 2021 | 13 | 35.4 | 1
1 Reference Case | 2021 | 13 | 35.8 | 3
1 Reference Case | 2021 | 13 | 36 | 2
1 Reference Case | 2021 | 13 | 36.1 | 1
1 Reference Case | 2021 | 13 | 36.4 | 1
1 Reference Case | 2021 | 13 | 36.6 | 1
1 Reference Case | 2021 | 13 | 37.2 | 1
1 Reference Case | 2021 | 13 | 37.4 | 1
1 Reference Case | 2021 | 13 | 37.6 | 1
1 Reference Case | 2021 | 13 | 37.8 | 1
1 Reference Case | 2021 | 13 | 37.9 | 1
1 Reference Case | 2021 | 13 | 38.7 | 1
1 Reference Case | 2021 | 13 | 38.8 | 1
1 Reference Case | 2021 | 13 | 39 | 1
1 Reference Case | 2021 | 13 | 39.6 | 1
1 Reference Case | 2021 | 13 | 40 | 1
1 Reference Case | 2021 | 13 | 40.5 | 2
1 Reference Case | 2021 | 13 | 41.5 | 1
1 Reference Case | 2021 | 13 | 41.7 | 1
1 Reference Case | 2021 | 13 | 42.2 | 2
1 Reference Case | 2021 | 13 | 42.3 | 1
1 Reference Case | 2021 | 13 | 42.4 | 1
1 Reference Case | 2021 | 13 | 42.6 | 1
1 Reference Case | 2021 | 13 | 42.9 | 1
1 Reference Case | 2021 | 13 | 43 | 1
1 Reference Case | 2021 | 13 | 43.3 | 1
1 Reference Case | 2021 | 13 | 43.8 | 1
1 Reference Case | 2021 | 13 | 43.9 | 3
1 Reference Case | 2021 | 13 | 44 | 1
1 Reference Case | 2021 | 13 | 44.3 | 1
1 Reference Case | 2021 | 13 | 45.2 | 1
1 Reference Case | 2021 | 13 | 45.8 | 1
1 Reference Case | 2021 | 13 | 46 | 1
1 Reference Case | 2021 | 13 | 46.1 | 1
1 Reference Case | 2021 | 13 | 46.2 | 2
1 Reference Case | 2021 | 13 | 46.3 | 1
1 Reference Case | 2021 | 13 | 46.4 | 1
1 Reference Case | 2021 | 13 | 47 | 1
1 Reference Case | 2021 | 13 | 47.2 | 1
1 Reference Case | 2021 | 13 | 47.7 | 2
1 Reference Case | 2021 | 13 | 48.1 | 1
1 Reference Case | 2021 | 13 | 48.7 | 1
1 Reference Case | 2021 | 13 | 49.3 | 1
1 Reference Case | 2021 | 13 | 49.6 | 1
1 Reference Case | 2021 | 13 | 49.8 | 1
1 Reference Case | 2021 | 13 | 50.4 | 3
1 Reference Case | 2021 | 13 | 50.8 | 1
1 Reference Case | 2021 | 13 | 51.5 | 1
1 Reference Case | 2021 | 13 | 51.9 | 1
1 Reference Case | 2021 | 13 | 52.2 | 1
1 Reference Case | 2021 | 13 | 52.8 | 1
1 Reference Case | 2021 | 13 | 53 | 1
1 Reference Case | 2021 | 13 | 53.8 | 1
1 Reference Case | 2021 | 13 | 54.6 | 1
1 Reference Case | 2021 | 13 | 55.4 | 1
1 Reference Case | 2021 | 13 | 56.9 | 1
1 Reference Case | 2021 | 13 | 57.1 | 1
1 Reference Case | 2021 | 13 | 57.5 | 1
1 Reference Case | 2021 | 13 | 57.8 | 1
1 Reference Case | 2021 | 13 | 58 | 1
1 Reference Case | 2021 | 13 | 58.3 | 1
1 Reference Case | 2021 | 13 | 59.9 | 1
1 Reference Case | 2021 | 13 | 61.1 | 1
1 Reference Case | 2021 | 13 | 62.4 | 1
1 Reference Case | 2021 | 13 | 63.2 | 1
1 Reference Case | 2021 | 13 | 64.2 | 1
1 Reference Case | 2021 | 13 | 64.4 | 1
1 Reference Case | 2021 | 13 | 64.8 | 1
1 Reference Case | 2021 | 13 | 65.2 | 1
1 Reference Case | 2021 | 13 | 71.1 | 1
1 Reference Case | 2021 | 13 | 71.7 | 1
1 Reference Case | 2021 | 13 | 79.9 | 1
1 Reference Case | 2021 | 13 | 84.9 | 1
1 Reference Case | 2021 | 13 | 91.3 | 1
1 Reference Case | 2021 | 13 | 106.9 | 1
1 Reference Case | 2021 | 13 | 118.9 | 1
1 Reference Case | 2021 | 14 | -107 | 1
1 Reference Case | 2021 | 14 | -100.1 | 1
1 Reference Case | 2021 | 14 | -95.6 | 1
1 Reference Case | 2021 | 14 | -83.7 | 1
1 Reference Case | 2021 | 14 | -79.7 | 1
1 Reference Case | 2021 | 14 | -79.4 | 1
1 Reference Case | 2021 | 14 | -78.6 | 1
1 Reference Case | 2021 | 14 | -73.5 | 1
1 Reference Case | 2021 | 14 | -71.6 | 1
1 Reference Case | 2021 | 14 | -68.7 | 1
1 Reference Case | 2021 | 14 | -68 | 1
1 Reference Case | 2021 | 14 | -65.3 | 1
1 Reference Case | 2021 | 14 | -63.1 | 1
1 Reference Case | 2021 | 14 | -61.7 | 1
1 Reference Case | 2021 | 14 | -61.3 | 1
1 Reference Case | 2021 | 14 | -60.3 | 2
1 Reference Case | 2021 | 14 | -59.5 | 1
1 Reference Case | 2021 | 14 | -58.5 | 1
1 Reference Case | 2021 | 14 | -58.1 | 1
1 Reference Case | 2021 | 14 | -55.7 | 1
1 Reference Case | 2021 | 14 | -55.5 | 1
1 Reference Case | 2021 | 14 | -53.2 | 1
1 Reference Case | 2021 | 14 | -52.5 | 1
1 Reference Case | 2021 | 14 | -50.6 | 1
1 Reference Case | 2021 | 14 | -49.6 | 1
1 Reference Case | 2021 | 14 | -48.5 | 1
1 Reference Case | 2021 | 14 | -48.2 | 1
1 Reference Case | 2021 | 14 | -48 | 1
1 Reference Case | 2021 | 14 | -47.9 | 1
1 Reference Case | 2021 | 14 | -46.9 | 1
1 Reference Case | 2021 | 14 | -45.4 | 1
1 Reference Case | 2021 | 14 | -44.9 | 1
1 Reference Case | 2021 | 14 | -44.3 | 1
1 Reference Case | 2021 | 14 | -43.4 | 1
1 Reference Case | 2021 | 14 | -43.2 | 1
1 Reference Case | 2021 | 14 | -43 | 2
1 Reference Case | 2021 | 14 | -42.3 | 1
1 Reference Case | 2021 | 14 | -41.5 | 1
1 Reference Case | 2021 | 14 | -40.8 | 1
1 Reference Case | 2021 | 14 | -40.6 | 1
1 Reference Case | 2021 | 14 | -40.4 | 1
1 Reference Case | 2021 | 14 | -40.1 | 1
1 Reference Case | 2021 | 14 | -39.9 | 2
1 Reference Case | 2021 | 14 | -39.5 | 1
1 Reference Case | 2021 | 14 | -39.4 | 1
1 Reference Case | 2021 | 14 | -38.7 | 1
1 Reference Case | 2021 | 14 | -38 | 1
1 Reference Case | 2021 | 14 | -37.8 | 1
1 Reference Case | 2021 | 14 | -37.5 | 1
1 Reference Case | 2021 | 14 | -37.2 | 2
1 Reference Case | 2021 | 14 | -37.1 | 1
1 Reference Case | 2021 | 14 | -36.9 | 1
1 Reference Case | 2021 | 14 | -36.5 | 1
1 Reference Case | 2021 | 14 | -36.2 | 1
1 Reference Case | 2021 | 14 | -35.7 | 1
1 Reference Case | 2021 | 14 | -35.5 | 1
1 Reference Case | 2021 | 14 | -35 | 1
1 Reference Case | 2021 | 14 | -34.7 | 1
1 Reference Case | 2021 | 14 | -34.6 | 1
1 Reference Case | 2021 | 14 | -34.4 | 1
1 Reference Case | 2021 | 14 | -34.3 | 1
1 Reference Case | 2021 | 14 | -33.6 | 1
1 Reference Case | 2021 | 14 | -33.3 | 1
1 Reference Case | 2021 | 14 | -33 | 1
1 Reference Case | 2021 | 14 | -32.8 | 1
1 Reference Case | 2021 | 14 | -32.3 | 1
1 Reference Case | 2021 | 14 | -32.1 | 1
1 Reference Case | 2021 | 14 | -31.9 | 2
1 Reference Case | 2021 | 14 | -31.6 | 2
1 Reference Case | 2021 | 14 | -31.1 | 1
1 Reference Case | 2021 | 14 | -31 | 1
1 Reference Case | 2021 | 14 | -30.9 | 1
1 Reference Case | 2021 | 14 | -30.7 | 1
1 Reference Case | 2021 | 14 | -30.5 | 1
1 Reference Case | 2021 | 14 | -30.1 | 1
1 Reference Case | 2021 | 14 | -30 | 1
1 Reference Case | 2021 | 14 | -29 | 1
1 Reference Case | 2021 | 14 | -28.7 | 1
1 Reference Case | 2021 | 14 | -28.4 | 2
1 Reference Case | 2021 | 14 | -28.3 | 1
1 Reference Case | 2021 | 14 | -28.2 | 2
1 Reference Case | 2021 | 14 | -27.6 | 1
1 Reference Case | 2021 | 14 | -26.6 | 1
1 Reference Case | 2021 | 14 | -26.3 | 1
1 Reference Case | 2021 | 14 | -26 | 1
1 Reference Case | 2021 | 14 | -25.9 | 1
1 Reference Case | 2021 | 14 | -25.6 | 1
1 Reference Case | 2021 | 14 | -25.4 | 1
1 Reference Case | 2021 | 14 | -25.3 | 1
1 Reference Case | 2021 | 14 | -25.1 | 1
1 Reference Case | 2021 | 14 | -25 | 1
1 Reference Case | 2021 | 14 | -24.6 | 1
1 Reference Case | 2021 | 14 | -24.5 | 1
1 Reference Case | 2021 | 14 | -24.4 | 1
1 Reference Case | 2021 | 14 | -24.3 | 1
1 Reference Case | 2021 | 14 | -23.8 | 1
1 Reference Case | 2021 | 14 | -23.7 | 1
1 Reference Case | 2021 | 14 | -23.5 | 1
1 Reference Case | 2021 | 14 | -23.4 | 1
1 Reference Case | 2021 | 14 | -23.1 | 1
1 Reference Case | 2021 | 14 | -23 | 1
1 Reference Case | 2021 | 14 | -22.3 | 2
1 Reference Case | 2021 | 14 | -22 | 1
1 Reference Case | 2021 | 14 | -21.7 | 1
1 Reference Case | 2021 | 14 | -21.1 | 1
1 Reference Case | 2021 | 14 | -20.9 | 1
1 Reference Case | 2021 | 14 | -20.5 | 1
1 Reference Case | 2021 | 14 | -20.1 | 1
1 Reference Case | 2021 | 14 | -19.7 | 1
1 Reference Case | 2021 | 14 | -19.4 | 1
1 Reference Case | 2021 | 14 | -19.1 | 1
1 Reference Case | 2021 | 14 | -18.9 | 1
1 Reference Case | 2021 | 14 | -18.8 | 1
1 Reference Case | 2021 | 14 | -18.4 | 1
1 Reference Case | 2021 | 14 | -18.1 | 1
1 Reference Case | 2021 | 14 | -18 | 1
1 Reference Case | 2021 | 14 | -17.2 | 1
1 Reference Case | 2021 | 14 | -17.1 | 1
1 Reference Case | 2021 | 14 | -16.2 | 1
1 Reference Case | 2021 | 14 | -16.1 | 1
1 Reference Case | 2021 | 14 | -15.7 | 1
1 Reference Case | 2021 | 14 | -10.1 | 1
1 Reference Case | 2021 | 14 | -9.4 | 1
1 Reference Case | 2021 | 14 | -9 | 1
1 Reference Case | 2021 | 14 | -2 | 1
1 Reference Case | 2021 | 14 | 11.2 | 1
1 Reference Case | 2021 | 14 | 11.6 | 1
1 Reference Case | 2021 | 14 | 11.7 | 1
1 Reference Case | 2021 | 14 | 12.1 | 1
1 Reference Case | 2021 | 14 | 12.7 | 1
1 Reference Case | 2021 | 14 | 13.3 | 1
1 Reference Case | 2021 | 14 | 14.8 | 1
1 Reference Case | 2021 | 14 | 15 | 1
1 Reference Case | 2021 | 14 | 15.1 | 1
1 Reference Case | 2021 | 14 | 15.8 | 1
1 Reference Case | 2021 | 14 | 16.2 | 1
1 Reference Case | 2021 | 14 | 16.8 | 1
1 Reference Case | 2021 | 14 | 18.4 | 2
1 Reference Case | 2021 | 14 | 18.7 | 1
1 Reference Case | 2021 | 14 | 19.4 | 1
1 Reference Case | 2021 | 14 | 20.6 | 1
1 Reference Case | 2021 | 14 | 20.7 | 1
1 Reference Case | 2021 | 14 | 21.1 | 1
1 Reference Case | 2021 | 14 | 21.9 | 2
1 Reference Case | 2021 | 14 | 23 | 1
1 Reference Case | 2021 | 14 | 23.1 | 4
1 Reference Case | 2021 | 14 | 23.4 | 1
1 Reference Case | 2021 | 14 | 23.6 | 1
1 Reference Case | 2021 | 14 | 24.3 | 1
1 Reference Case | 2021 | 14 | 25.2 | 1
1 Reference Case | 2021 | 14 | 25.6 | 3
1 Reference Case | 2021 | 14 | 25.8 | 1
1 Reference Case | 2021 | 14 | 25.9 | 1
1 Reference Case | 2021 | 14 | 26 | 1
1 Reference Case | 2021 | 14 | 26.1 | 3
1 Reference Case | 2021 | 14 | 26.4 | 1
1 Reference Case | 2021 | 14 | 26.5 | 1
1 Reference Case | 2021 | 14 | 27.3 | 1
1 Reference Case | 2021 | 14 | 27.6 | 1
1 Reference Case | 2021 | 14 | 27.7 | 1
1 Reference Case | 2021 | 14 | 27.8 | 1
1 Reference Case | 2021 | 14 | 28.6 | 1
1 Reference Case | 2021 | 14 | 28.7 | 1
1 Reference Case | 2021 | 14 | 28.9 | 2
1 Reference Case | 2021 | 14 | 29.8 | 1
1 Reference Case | 2021 | 14 | 30.2 | 1
1 Reference Case | 2021 | 14 | 30.5 | 2
1 Reference Case | 2021 | 14 | 30.9 | 1
1 Reference Case | 2021 | 14 | 31 | 1
1 Reference Case | 2021 | 14 | 31.5 | 2
1 Reference Case | 2021 | 14 | 32 | 1
1 Reference Case | 2021 | 14 | 32.3 | 1
1 Reference Case | 2021 | 14 | 32.4 | 1
1 Reference Case | 2021 | 14 | 32.6 | 1
1 Reference Case | 2021 | 14 | 32.8 | 1
1 Reference Case | 2021 | 14 | 33.5 | 2
1 Reference Case | 2021 | 14 | 34.1 | 1
1 Reference Case | 2021 | 14 | 34.4 | 1
1 Reference Case | 2021 | 14 | 34.7 | 1
1 Reference Case | 2021 | 14 | 34.8 | 2
1 Reference Case | 2021 | 14 | 35.1 | 1
1 Reference Case | 2021 | 14 | 35.3 | 1
1 Reference Case | 2021 | 14 | 35.5 | 1
1 Reference Case | 2021 | 14 | 35.6 | 1
1 Reference Case | 2021 | 14 | 36.3 | 1
1 Reference Case | 2021 | 14 | 36.6 | 1
1 Reference Case | 2021 | 14 | 36.8 | 1
1 Reference Case | 2021 | 14 | 37.2 | 1
1 Reference Case | 2021 | 14 | 37.5 | 1
1 Reference Case | 2021 | 14 | 37.6 | 1
1 Reference Case | 2021 | 14 | 37.7 | 1
1 Reference Case | 2021 | 14 | 37.8 | 1
1 Reference Case | 2021 | 14 | 38.3 | 2
1 Reference Case | 2021 | 14 | 38.7 | 1
1 Reference Case | 2021 | 14 | 38.9 | 1
1 Reference Case | 2021 | 14 | 39.3 | 2
1 Reference Case | 2021 | 14 | 39.6 | 1
1 Reference Case | 2021 | 14 | 39.9 | 2
1 Reference Case | 2021 | 14 | 40 | 1
1 Reference Case | 2021 | 14 | 40.2 | 1
1 Reference Case | 2021 | 14 | 40.4 | 1
1 Reference Case | 2021 | 14 | 41.3 | 1
1 Reference Case | 2021 | 14 | 41.4 | 2
1 Reference Case | 2021 | 14 | 41.5 | 1
1 Reference Case | 2021 | 14 | 41.6 | 1
1 Reference Case | 2021 | 14 | 44.3 | 1
1 Reference Case | 2021 | 14 | 45 | 1
1 Reference Case | 2021 | 14 | 45.6 | 2
1 Reference Case | 2021 | 14 | 46.1 | 1
1 Reference Case | 2021 | 14 | 46.2 | 1
1 Reference Case | 2021 | 14 | 46.5 | 1
1 Reference Case | 2021 | 14 | 46.6 | 1
1 Reference Case | 2021 | 14 | 47.1 | 1
1 Reference Case | 2021 | 14 | 47.8 | 1
1 Reference Case | 2021 | 14 | 48.2 | 1
1 Reference Case | 2021 | 14 | 48.9 | 1
1 Reference Case | 2021 | 14 | 49.2 | 1
1 Reference Case | 2021 | 14 | 49.9 | 1
1 Reference Case | 2021 | 14 | 52.2 | 1
1 Reference Case | 2021 | 14 | 52.3 | 1
1 Reference Case | 2021 | 14 | 52.9 | 1
1 Reference Case | 2021 | 14 | 53.6 | 1
1 Reference Case | 2021 | 14 | 53.7 | 1
1 Reference Case | 2021 | 14 | 55.3 | 1
1 Reference Case | 2021 | 14 | 56.3 | 1
1 Reference Case | 2021 | 14 | 56.9 | 1
1 Reference Case | 2021 | 14 | 57.2 | 1
1 Reference Case | 2021 | 14 | 58.3 | 1
1 Reference Case | 2021 | 14 | 59.4 | 1
1 Reference Case | 2021 | 14 | 59.5 | 1
1 Reference Case | 2021 | 14 | 62.6 | 1
1 Reference Case | 2021 | 14 | 63.1 | 1
1 Reference Case | 2021 | 14 | 65.8 | 1
1 Reference Case | 2021 | 14 | 70 | 1
1 Reference Case | 2021 | 14 | 70.5 | 1
1 Reference Case | 2021 | 14 | 71 | 1
1 Reference Case | 2021 | 14 | 73.3 | 1
1 Reference Case | 2021 | 14 | 76.6 | 1
1 Reference Case | 2021 | 14 | 76.7 | 1
1 Reference Case | 2021 | 14 | 85.7 | 1
1 Reference Case | 2021 | 14 | 102.8 | 1
1 Reference Case | 2021 | 14 | 116.3 | 1
1 Reference Case | 2021 | 14 | 129.9 | 1
1 Reference Case | 2021 | 15 | -118.9 | 1
1 Reference Case | 2021 | 15 | -106.7 | 1
1 Reference Case | 2021 | 15 | -104.4 | 1
1 Reference Case | 2021 | 15 | -103.8 | 1
1 Reference Case | 2021 | 15 | -103.2 | 1
1 Reference Case | 2021 | 15 | -75.5 | 1
1 Reference Case | 2021 | 15 | -73.4 | 1
1 Reference Case | 2021 | 15 | -73 | 1
1 Reference Case | 2021 | 15 | -69.4 | 1
1 Reference Case | 2021 | 15 | -67.1 | 1
1 Reference Case | 2021 | 15 | -64.5 | 1
1 Reference Case | 2021 | 15 | -63.9 | 1
1 Reference Case | 2021 | 15 | -62.9 | 1
1 Reference Case | 2021 | 15 | -62.1 | 1
1 Reference Case | 2021 | 15 | -58.7 | 1
1 Reference Case | 2021 | 15 | -56.9 | 1
1 Reference Case | 2021 | 15 | -56.8 | 1
1 Reference Case | 2021 | 15 | -55.1 | 1
1 Reference Case | 2021 | 15 | -55 | 1
1 Reference Case | 2021 | 15 | -54.2 | 1
1 Reference Case | 2021 | 15 | -53.7 | 1
1 Reference Case | 2021 | 15 | -52.8 | 1
1 Reference Case | 2021 | 15 | -52.1 | 1
1 Reference Case | 2021 | 15 | -49.9 | 1
1 Reference Case | 2021 | 15 | -48.5 | 1
1 Reference Case | 2021 | 15 | -47.9 | 1
1 Reference Case | 2021 | 15 | -47.5 | 3
1 Reference Case | 2021 | 15 | -47.2 | 1
1 Reference Case | 2021 | 15 | -47 | 1
1 Reference Case | 2021 | 15 | -46.7 | 1
1 Reference Case | 2021 | 15 | -46.6 | 1
1 Reference Case | 2021 | 15 | -45.8 | 1
1 Reference Case | 2021 | 15 | -45.4 | 1
1 Reference Case | 2021 | 15 | -44.3 | 1
1 Reference Case | 2021 | 15 | -43.7 | 1
1 Reference Case | 2021 | 15 | -43.1 | 1
1 Reference Case | 2021 | 15 | -43 | 1
1 Reference Case | 2021 | 15 | -42.9 | 1
1 Reference Case | 2021 | 15 | -42.6 | 1
1 Reference Case | 2021 | 15 | -42.4 | 2
1 Reference Case | 2021 | 15 | -41.1 | 1
1 Reference Case | 2021 | 15 | -40.5 | 1
1 Reference Case | 2021 | 15 | -40.1 | 1
1 Reference Case | 2021 | 15 | -39.9 | 1
1 Reference Case | 2021 | 15 | -39.4 | 1
1 Reference Case | 2021 | 15 | -39.1 | 1
1 Reference Case | 2021 | 15 | -39 | 1
1 Reference Case | 2021 | 15 | -38.7 | 1
1 Reference Case | 2021 | 15 | -38.6 | 1
1 Reference Case | 2021 | 15 | -38.4 | 1
1 Reference Case | 2021 | 15 | -38.2 | 1
1 Reference Case | 2021 | 15 | -38.1 | 1
1 Reference Case | 2021 | 15 | -37.2 | 1
1 Reference Case | 2021 | 15 | -36.8 | 2
1 Reference Case | 2021 | 15 | -35.9 | 2
1 Reference Case | 2021 | 15 | -35.8 | 1
1 Reference Case | 2021 | 15 | -35.7 | 1
1 Reference Case | 2021 | 15 | -35.2 | 1
1 Reference Case | 2021 | 15 | -34.9 | 2
1 Reference Case | 2021 | 15 | -34.8 | 1
1 Reference Case | 2021 | 15 | -34.5 | 2
1 Reference Case | 2021 | 15 | -34.3 | 1
1 Reference Case | 2021 | 15 | -34.2 | 1
1 Reference Case | 2021 | 15 | -34 | 1
1 Reference Case | 2021 | 15 | -33.9 | 1
1 Reference Case | 2021 | 15 | -33.7 | 1
1 Reference Case | 2021 | 15 | -33.6 | 1
1 Reference Case | 2021 | 15 | -32.9 | 1
1 Reference Case | 2021 | 15 | -32.4 | 1
1 Reference Case | 2021 | 15 | -32.3 | 1
1 Reference Case | 2021 | 15 | -31.6 | 1
1 Reference Case | 2021 | 15 | -30.7 | 1
1 Reference Case | 2021 | 15 | -30 | 1
1 Reference Case | 2021 | 15 | -29.9 | 1
1 Reference Case | 2021 | 15 | -29.8 | 1
1 Reference Case | 2021 | 15 | -29.6 | 1
1 Reference Case | 2021 | 15 | -29.5 | 1
1 Reference Case | 2021 | 15 | -28.4 | 1
1 Reference Case | 2021 | 15 | -28.2 | 1
1 Reference Case | 2021 | 15 | -28.1 | 1
1 Reference Case | 2021 | 15 | -27.7 | 2
1 Reference Case | 2021 | 15 | -27.6 | 2
1 Reference Case | 2021 | 15 | -27.5 | 1
1 Reference Case | 2021 | 15 | -27 | 2
1 Reference Case | 2021 | 15 | -26.7 | 2
1 Reference Case | 2021 | 15 | -26.6 | 1
1 Reference Case | 2021 | 15 | -26.2 | 1
1 Reference Case | 2021 | 15 | -26.1 | 2
1 Reference Case | 2021 | 15 | -26 | 1
1 Reference Case | 2021 | 15 | -25.2 | 1
1 Reference Case | 2021 | 15 | -24.8 | 1
1 Reference Case | 2021 | 15 | -24.6 | 1
1 Reference Case | 2021 | 15 | -24.4 | 1
1 Reference Case | 2021 | 15 | -22.7 | 1
1 Reference Case | 2021 | 15 | -22.4 | 2
1 Reference Case | 2021 | 15 | -22.2 | 1
1 Reference Case | 2021 | 15 | -21.9 | 1
1 Reference Case | 2021 | 15 | -21.1 | 2
1 Reference Case | 2021 | 15 | -18.2 | 1
1 Reference Case | 2021 | 15 | -16.1 | 1
1 Reference Case | 2021 | 15 | -14.9 | 1
1 Reference Case | 2021 | 15 | -13.5 | 1
1 Reference Case | 2021 | 15 | -13.4 | 1
1 Reference Case | 2021 | 15 | -12.4 | 1
1 Reference Case | 2021 | 15 | -12 | 1
1 Reference Case | 2021 | 15 | -11.6 | 1
1 Reference Case | 2021 | 15 | -11 | 1
1 Reference Case | 2021 | 15 | 10.9 | 1
1 Reference Case | 2021 | 15 | 16 | 1
1 Reference Case | 2021 | 15 | 16.3 | 1
1 Reference Case | 2021 | 15 | 17 | 1
1 Reference Case | 2021 | 15 | 17.9 | 1
1 Reference Case | 2021 | 15 | 19 | 1
1 Reference Case | 2021 | 15 | 19.3 | 1
1 Reference Case | 2021 | 15 | 19.6 | 2
1 Reference Case | 2021 | 15 | 19.7 | 1
1 Reference Case | 2021 | 15 | 20.6 | 2
1 Reference Case | 2021 | 15 | 21.1 | 1
1 Reference Case | 2021 | 15 | 21.2 | 1
1 Reference Case | 2021 | 15 | 21.5 | 1
1 Reference Case | 2021 | 15 | 21.8 | 1
1 Reference Case | 2021 | 15 | 21.9 | 1
1 Reference Case | 2021 | 15 | 22.1 | 1
1 Reference Case | 2021 | 15 | 22.4 | 1
1 Reference Case | 2021 | 15 | 22.9 | 1
1 Reference Case | 2021 | 15 | 23.3 | 1
1 Reference Case | 2021 | 15 | 23.4 | 1
1 Reference Case | 2021 | 15 | 23.7 | 1
1 Reference Case | 2021 | 15 | 23.8 | 1
1 Reference Case | 2021 | 15 | 23.9 | 1
1 Reference Case | 2021 | 15 | 24.5 | 1
1 Reference Case | 2021 | 15 | 24.8 | 1
1 Reference Case | 2021 | 15 | 25 | 1
1 Reference Case | 2021 | 15 | 25.8 | 1
1 Reference Case | 2021 | 15 | 26.9 | 1
1 Reference Case | 2021 | 15 | 27.4 | 1
1 Reference Case | 2021 | 15 | 27.5 | 2
1 Reference Case | 2021 | 15 | 27.7 | 1
1 Reference Case | 2021 | 15 | 28.5 | 2
1 Reference Case | 2021 | 15 | 28.7 | 1
1 Reference Case | 2021 | 15 | 28.9 | 1
1 Reference Case | 2021 | 15 | 29 | 1
1 Reference Case | 2021 | 15 | 29.3 | 4
1 Reference Case | 2021 | 15 | 29.6 | 2
1 Reference Case | 2021 | 15 | 29.7 | 1
1 Reference Case | 2021 | 15 | 30.3 | 1
1 Reference Case | 2021 | 15 | 30.5 | 1
1 Reference Case | 2021 | 15 | 30.6 | 1
1 Reference Case | 2021 | 15 | 31.1 | 1
1 Reference Case | 2021 | 15 | 31.2 | 2
1 Reference Case | 2021 | 15 | 31.9 | 1
1 Reference Case | 2021 | 15 | 32.2 | 1
1 Reference Case | 2021 | 15 | 32.3 | 1
1 Reference Case | 2021 | 15 | 32.7 | 1
1 Reference Case | 2021 | 15 | 33.1 | 1
1 Reference Case | 2021 | 15 | 33.7 | 1
1 Reference Case | 2021 | 15 | 33.8 | 1
1 Reference Case | 2021 | 15 | 34.1 | 1
1 Reference Case | 2021 | 15 | 35.1 | 1
1 Reference Case | 2021 | 15 | 35.2 | 1
1 Reference Case | 2021 | 15 | 35.3 | 1
1 Reference Case | 2021 | 15 | 35.4 | 2
1 Reference Case | 2021 | 15 | 36.8 | 1
1 Reference Case | 2021 | 15 | 37.2 | 1
1 Reference Case | 2021 | 15 | 37.3 | 1
1 Reference Case | 2021 | 15 | 38 | 1
1 Reference Case | 2021 | 15 | 38.9 | 1
1 Reference Case | 2021 | 15 | 41 | 1
1 Reference Case | 2021 | 15 | 41.2 | 1
1 Reference Case | 2021 | 15 | 41.4 | 2
1 Reference Case | 2021 | 15 | 42.1 | 1
1 Reference Case | 2021 | 15 | 43.2 | 1
1 Reference Case | 2021 | 15 | 44.2 | 1
1 Reference Case | 2021 | 15 | 45.7 | 1
1 Reference Case | 2021 | 15 | 47.6 | 1
1 Reference Case | 2021 | 15 | 49.1 | 1
1 Reference Case | 2021 | 15 | 49.2 | 1
1 Reference Case | 2021 | 15 | 49.4 | 1
1 Reference Case | 2021 | 15 | 49.7 | 1
1 Reference Case | 2021 | 15 | 49.8 | 1
1 Reference Case | 2021 | 15 | 51.1 | 1
1 Reference Case | 2021 | 15 | 51.5 | 1
1 Reference Case | 2021 | 15 | 53.7 | 1
1 Reference Case | 2021 | 15 | 54.4 | 1
1 Reference Case | 2021 | 15 | 54.9 | 1
1 Reference Case | 2021 | 15 | 55.7 | 2
1 Reference Case | 2021 | 15 | 58 | 1
1 Reference Case | 2021 | 15 | 65.7 | 1
1 Reference Case | 2021 | 15 | 65.8 | 1
1 Reference Case | 2021 | 15 | 66.5 | 1
1 Reference Case | 2021 | 15 | 68.3 | 1
1 Reference Case | 2021 | 15 | 70.5 | 1
1 Reference Case | 2021 | 15 | 71.9 | 1
1 Reference Case | 2021 | 15 | 76.6 | 1
1 Reference Case | 2021 | 15 | 79.2 | 1
1 Reference Case | 2021 | 15 | 79.3 | 1
1 Reference Case | 2021 | 15 | 82.8 | 1
1 Reference Case | 2021 | 15 | 100.2 | 1
1 Reference Case | 2021 | 15 | 103.7 | 1
1 Reference Case | 2021 | 15 | 104.4 | 1
1 Reference Case | 2021 | 16 | -124 | 1
1 Reference Case | 2021 | 16 | -92.6 | 1
1 Reference Case | 2021 | 16 | -87.2 | 1
1 Reference Case | 2021 | 16 | -81.6 | 1
1 Reference Case | 2021 | 16 | -74.1 | 1
1 Reference Case | 2021 | 16 | -69.5 | 1
1 Reference Case | 2021 | 16 | -68.3 | 1
1 Reference Case | 2021 | 16 | -68 | 1
1 Reference Case | 2021 | 16 | -67.8 | 1
1 Reference Case | 2021 | 16 | -65.6 | 2
1 Reference Case | 2021 | 16 | -64.1 | 1
1 Reference Case | 2021 | 16 | -61.8 | 1
1 Reference Case | 2021 | 16 | -61.2 | 1
1 Reference Case | 2021 | 16 | -58.7 | 1
1 Reference Case | 2021 | 16 | -57.9 | 1
1 Reference Case | 2021 | 16 | -55.5 | 1
1 Reference Case | 2021 | 16 | -55.4 | 1
1 Reference Case | 2021 | 16 | -54.6 | 1
1 Reference Case | 2021 | 16 | -53.6 | 1
1 Reference Case | 2021 | 16 | -53.3 | 1
1 Reference Case | 2021 | 16 | -53 | 1
1 Reference Case | 2021 | 16 | -52.5 | 1
1 Reference Case | 2021 | 16 | -51.1 | 1
1 Reference Case | 2021 | 16 | -50.4 | 1
1 Reference Case | 2021 | 16 | -49.5 | 1
1 Reference Case | 2021 | 16 | -47.3 | 2
1 Reference Case | 2021 | 16 | -44.7 | 1
1 Reference Case | 2021 | 16 | -44.5 | 1
1 Reference Case | 2021 | 16 | -44.3 | 1
1 Reference Case | 2021 | 16 | -43.5 | 1
1 Reference Case | 2021 | 16 | -42.9 | 1
1 Reference Case | 2021 | 16 | -42 | 1
1 Reference Case | 2021 | 16 | -41.9 | 1
1 Reference Case | 2021 | 16 | -41.6 | 2
1 Reference Case | 2021 | 16 | -41.5 | 1
1 Reference Case | 2021 | 16 | -41.4 | 1
1 Reference Case | 2021 | 16 | -38.5 | 1
1 Reference Case | 2021 | 16 | -38.4 | 1
1 Reference Case | 2021 | 16 | -37.9 | 2
1 Reference Case | 2021 | 16 | -36.7 | 1
1 Reference Case | 2021 | 16 | -36.5 | 1
1 Reference Case | 2021 | 16 | -35.8 | 1
1 Reference Case | 2021 | 16 | -35.7 | 1
1 Reference Case | 2021 | 16 | -35.4 | 2
1 Reference Case | 2021 | 16 | -34.8 | 1
1 Reference Case | 2021 | 16 | -34 | 1
1 Reference Case | 2021 | 16 | -33.2 | 1
1 Reference Case | 2021 | 16 | -33.1 | 1
1 Reference Case | 2021 | 16 | -32.6 | 1
1 Reference Case | 2021 | 16 | -32.5 | 2
1 Reference Case | 2021 | 16 | -32.2 | 1
1 Reference Case | 2021 | 16 | -32.1 | 2
1 Reference Case | 2021 | 16 | -31.4 | 1
1 Reference Case | 2021 | 16 | -31.2 | 3
1 Reference Case | 2021 | 16 | -31 | 1
1 Reference Case | 2021 | 16 | -30.8 | 1
1 Reference Case | 2021 | 16 | -30.7 | 1
1 Reference Case | 2021 | 16 | -30.6 | 1
1 Reference Case | 2021 | 16 | -30.4 | 1
1 Reference Case | 2021 | 16 | -30.3 | 1
1 Reference Case | 2021 | 16 | -30 | 1
1 Reference Case | 2021 | 16 | -29.9 | 1
1 Reference Case | 2021 | 16 | -29 | 2
1 Reference Case | 2021 | 16 | -28.8 | 1
1 Reference Case | 2021 | 16 | -28.4 | 1
1 Reference Case | 2021 | 16 | -28.2 | 1
1 Reference Case | 2021 | 16 | -28 | 1
1 Reference Case | 2021 | 16 | -27.9 | 1
1 Reference Case | 2021 | 16 | -27.8 | 1
1 Reference Case | 2021 | 16 | -26.6 | 1
1 Reference Case | 2021 | 16 | -25.4 | 1
1 Reference Case | 2021 | 16 | -25.1 | 1
1 Reference Case | 2021 | 16 | -24.6 | 1
1 Reference Case | 2021 | 16 | -23.5 | 2
1 Reference Case | 2021 | 16 | -23.2 | 1
1 Reference Case | 2021 | 16 | -22.8 | 1
1 Reference Case | 2021 | 16 | -22.5 | 1
1 Reference Case | 2021 | 16 | -21.9 | 1
1 Reference Case | 2021 | 16 | -21.1 | 1
1 Reference Case | 2021 | 16 | -21 | 1
1 Reference Case | 2021 | 16 | -20.8 | 2
1 Reference Case | 2021 | 16 | -18.8 | 1
1 Reference Case | 2021 | 16 | -18.1 | 1
1 Reference Case | 2021 | 16 | -17.8 | 1
1 Reference Case | 2021 | 16 | -16.9 | 1
1 Reference Case | 2021 | 16 | -16.8 | 1
1 Reference Case | 2021 | 16 | -14.9 | 1
1 Reference Case | 2021 | 16 | -7.9 | 1
1 Reference Case | 2021 | 16 | 13.3 | 1
1 Reference Case | 2021 | 16 | 16.4 | 1
1 Reference Case | 2021 | 16 | 16.6 | 1
1 Reference Case | 2021 | 16 | 17.5 | 1
1 Reference Case | 2021 | 16 | 17.6 | 1
1 Reference Case | 2021 | 16 | 18 | 1
1 Reference Case | 2021 | 16 | 18.5 | 1
1 Reference Case | 2021 | 16 | 19.4 | 1
1 Reference Case | 2021 | 16 | 19.5 | 1
1 Reference Case | 2021 | 16 | 20.3 | 1
1 Reference Case | 2021 | 16 | 20.6 | 1
1 Reference Case | 2021 | 16 | 20.9 | 2
1 Reference Case | 2021 | 16 | 21 | 1
1 Reference Case | 2021 | 16 | 21.5 | 2
1 Reference Case | 2021 | 16 | 21.6 | 1
1 Reference Case | 2021 | 16 | 21.7 | 1
1 Reference Case | 2021 | 16 | 21.9 | 1
1 Reference Case | 2021 | 16 | 22.6 | 1
1 Reference Case | 2021 | 16 | 23.1 | 1
1 Reference Case | 2021 | 16 | 23.6 | 1
1 Reference Case | 2021 | 16 | 24.4 | 1
1 Reference Case | 2021 | 16 | 25.2 | 1
1 Reference Case | 2021 | 16 | 25.6 | 1
1 Reference Case | 2021 | 16 | 26.2 | 1
1 Reference Case | 2021 | 16 | 26.4 | 1
1 Reference Case | 2021 | 16 | 27 | 1
1 Reference Case | 2021 | 16 | 27.6 | 1
1 Reference Case | 2021 | 16 | 27.7 | 2
1 Reference Case | 2021 | 16 | 28 | 1
1 Reference Case | 2021 | 16 | 28.5 | 1
1 Reference Case | 2021 | 16 | 28.6 | 2
1 Reference Case | 2021 | 16 | 28.7 | 1
1 Reference Case | 2021 | 16 | 29.4 | 1
1 Reference Case | 2021 | 16 | 29.5 | 1
1 Reference Case | 2021 | 16 | 29.7 | 1
1 Reference Case | 2021 | 16 | 30.3 | 2
1 Reference Case | 2021 | 16 | 31 | 2
1 Reference Case | 2021 | 16 | 31.2 | 2
1 Reference Case | 2021 | 16 | 31.6 | 1
1 Reference Case | 2021 | 16 | 31.8 | 1
1 Reference Case | 2021 | 16 | 31.9 | 1
1 Reference Case | 2021 | 16 | 32.8 | 1
1 Reference Case | 2021 | 16 | 32.9 | 1
1 Reference Case | 2021 | 16 | 34.3 | 1
1 Reference Case | 2021 | 16 | 34.4 | 1
1 Reference Case | 2021 | 16 | 35.2 | 1
1 Reference Case | 2021 | 16 | 35.3 | 1
1 Reference Case | 2021 | 16 | 35.5 | 1
1 Reference Case | 2021 | 16 | 35.7 | 1
1 Reference Case | 2021 | 16 | 36 | 1
1 Reference Case | 2021 | 16 | 37 | 1
1 Reference Case | 2021 | 16 | 37.7 | 1
1 Reference Case | 2021 | 16 | 38.6 | 1
1 Reference Case | 2021 | 16 | 39.1 | 1
1 Reference Case | 2021 | 16 | 39.2 | 1
1 Reference Case | 2021 | 16 | 40 | 1
1 Reference Case | 2021 | 16 | 40.6 | 1
1 Reference Case | 2021 | 16 | 41.7 | 1
1 Reference Case | 2021 | 16 | 42 | 1
1 Reference Case | 2021 | 16 | 42.8 | 1
1 Reference Case | 2021 | 16 | 42.9 | 1
1 Reference Case | 2021 | 16 | 43.4 | 1
1 Reference Case | 2021 | 16 | 44 | 1
1 Reference Case | 2021 | 16 | 45 | 1
1 Reference Case | 2021 | 16 | 46 | 1
1 Reference Case | 2021 | 16 | 46.1 | 1
1 Reference Case | 2021 | 16 | 46.9 | 1
1 Reference Case | 2021 | 16 | 49.4 | 1
1 Reference Case | 2021 | 16 | 49.6 | 1
1 Reference Case | 2021 | 16 | 51.5 | 1
1 Reference Case | 2021 | 16 | 52 | 1
1 Reference Case | 2021 | 16 | 53.2 | 1
1 Reference Case | 2021 | 16 | 53.4 | 1
1 Reference Case | 2021 | 16 | 54 | 2
1 Reference Case | 2021 | 16 | 55.1 | 1
1 Reference Case | 2021 | 16 | 56.2 | 1
1 Reference Case | 2021 | 16 | 56.6 | 1
1 Reference Case | 2021 | 16 | 60.9 | 1
1 Reference Case | 2021 | 16 | 61 | 1
1 Reference Case | 2021 | 16 | 61.1 | 1
1 Reference Case | 2021 | 16 | 61.6 | 1
1 Reference Case | 2021 | 16 | 62.7 | 1
1 Reference Case | 2021 | 16 | 67.4 | 1
1 Reference Case | 2021 | 16 | 69.6 | 1
1 Reference Case | 2021 | 16 | 74 | 1
1 Reference Case | 2021 | 16 | 87.4 | 1
1 Reference Case | 2021 | 17 | -283.8 | 1
1 Reference Case | 2021 | 17 | -182.5 | 1
1 Reference Case | 2021 | 17 | -167.6 | 1
1 Reference Case | 2021 | 17 | -116.2 | 1
1 Reference Case | 2021 | 17 | -67.8 | 1
1 Reference Case | 2021 | 17 | -65.1 | 1
1 Reference Case | 2021 | 17 | -64 | 1
1 Reference Case | 2021 | 17 | -61.7 | 1
1 Reference Case | 2021 | 17 | -60.5 | 1
1 Reference Case | 2021 | 17 | -56.9 | 1
1 Reference Case | 2021 | 17 | -56.7 | 1
1 Reference Case | 2021 | 17 | -56.6 | 1
1 Reference Case | 2021 | 17 | -55.6 | 1
1 Reference Case | 2021 | 17 | -54.7 | 1
1 Reference Case | 2021 | 17 | -54.3 | 1
1 Reference Case | 2021 | 17 | -53.6 | 1
1 Reference Case | 2021 | 17 | -53.1 | 1
1 Reference Case | 2021 | 17 | -52.9 | 1
1 Reference Case | 2021 | 17 | -52.3 | 1
1 Reference Case | 2021 | 17 | -51.4 | 2
1 Reference Case | 2021 | 17 | -50.2 | 1
1 Reference Case | 2021 | 17 | -49.3 | 1
1 Reference Case | 2021 | 17 | -48.4 | 1
1 Reference Case | 2021 | 17 | -47.6 | 1
1 Reference Case | 2021 | 17 | -46 | 1
1 Reference Case | 2021 | 17 | -45.3 | 1
1 Reference Case | 2021 | 17 | -45.2 | 1
1 Reference Case | 2021 | 17 | -44.6 | 1
1 Reference Case | 2021 | 17 | -43.9 | 1
1 Reference Case | 2021 | 17 | -43.5 | 1
1 Reference Case | 2021 | 17 | -43.4 | 1
1 Reference Case | 2021 | 17 | -40.4 | 1
1 Reference Case | 2021 | 17 | -39.9 | 1
1 Reference Case | 2021 | 17 | -39.4 | 1
1 Reference Case | 2021 | 17 | -38.3 | 2
1 Reference Case | 2021 | 17 | -38 | 1
1 Reference Case | 2021 | 17 | -37.9 | 1
1 Reference Case | 2021 | 17 | -37.8 | 1
1 Reference Case | 2021 | 17 | -37.5 | 1
1 Reference Case | 2021 | 17 | -37.4 | 1
1 Reference Case | 2021 | 17 | -36.9 | 1
1 Reference Case | 2021 | 17 | -36.8 | 1
1 Reference Case | 2021 | 17 | -36.3 | 1
1 Reference Case | 2021 | 17 | -35.8 | 2
1 Reference Case | 2021 | 17 | -35.7 | 1
1 Reference Case | 2021 | 17 | -35.4 | 1
1 Reference Case | 2021 | 17 | -35.1 | 1
1 Reference Case | 2021 | 17 | -34.7 | 1
1 Reference Case | 2021 | 17 | -34.5 | 1
1 Reference Case | 2021 | 17 | -34 | 2
1 Reference Case | 2021 | 17 | -33.6 | 1
1 Reference Case | 2021 | 17 | -33.2 | 2
1 Reference Case | 2021 | 17 | -32.9 | 1
1 Reference Case | 2021 | 17 | -32.5 | 1
1 Reference Case | 2021 | 17 | -31.5 | 1
1 Reference Case | 2021 | 17 | -31.1 | 1
1 Reference Case | 2021 | 17 | -30.7 | 1
1 Reference Case | 2021 | 17 | -29.9 | 1
1 Reference Case | 2021 | 17 | -29.5 | 1
1 Reference Case | 2021 | 17 | -28.4 | 1
1 Reference Case | 2021 | 17 | -26.7 | 1
1 Reference Case | 2021 | 17 | -26.4 | 1
1 Reference Case | 2021 | 17 | -26.3 | 1
1 Reference Case | 2021 | 17 | -25.5 | 1
1 Reference Case | 2021 | 17 | -25.4 | 1
1 Reference Case | 2021 | 17 | -25.1 | 1
1 Reference Case | 2021 | 17 | -23.2 | 1
1 Reference Case | 2021 | 17 | -23 | 1
1 Reference Case | 2021 | 17 | -22.1 | 1
1 Reference Case | 2021 | 17 | -21.8 | 1
1 Reference Case | 2021 | 17 | -21.1 | 1
1 Reference Case | 2021 | 17 | -20.5 | 1
1 Reference Case | 2021 | 17 | -20.1 | 1
1 Reference Case | 2021 | 17 | -18.4 | 1
1 Reference Case | 2021 | 17 | -18.1 | 1
1 Reference Case | 2021 | 17 | -17.8 | 1
1 Reference Case | 2021 | 17 | 10.5 | 1
1 Reference Case | 2021 | 17 | 10.7 | 1
1 Reference Case | 2021 | 17 | 15.6 | 1
1 Reference Case | 2021 | 17 | 17.4 | 1
1 Reference Case | 2021 | 17 | 17.8 | 1
1 Reference Case | 2021 | 17 | 19.6 | 1
1 Reference Case | 2021 | 17 | 21.6 | 1
1 Reference Case | 2021 | 17 | 21.7 | 1
1 Reference Case | 2021 | 17 | 22 | 1
1 Reference Case | 2021 | 17 | 22.7 | 1
1 Reference Case | 2021 | 17 | 23 | 1
1 Reference Case | 2021 | 17 | 23.5 | 1
1 Reference Case | 2021 | 17 | 24.7 | 1
1 Reference Case | 2021 | 17 | 26.1 | 1
1 Reference Case | 2021 | 17 | 26.8 | 1
1 Reference Case | 2021 | 17 | 27.5 | 1
1 Reference Case | 2021 | 17 | 27.9 | 1
1 Reference Case | 2021 | 17 | 28.2 | 1
1 Reference Case | 2021 | 17 | 28.7 | 1
1 Reference Case | 2021 | 17 | 29.2 | 1
1 Reference Case | 2021 | 17 | 29.8 | 2
1 Reference Case | 2021 | 17 | 30.2 | 1
1 Reference Case | 2021 | 17 | 31 | 1
1 Reference Case | 2021 | 17 | 31.7 | 1
1 Reference Case | 2021 | 17 | 31.8 | 1
1 Reference Case | 2021 | 17 | 32.4 | 1
1 Reference Case | 2021 | 17 | 33.5 | 1
1 Reference Case | 2021 | 17 | 33.7 | 1
1 Reference Case | 2021 | 17 | 34.2 | 2
1 Reference Case | 2021 | 17 | 34.4 | 1
1 Reference Case | 2021 | 17 | 34.5 | 1
1 Reference Case | 2021 | 17 | 34.6 | 2
1 Reference Case | 2021 | 17 | 34.9 | 1
1 Reference Case | 2021 | 17 | 35.6 | 1
1 Reference Case | 2021 | 17 | 36.1 | 1
1 Reference Case | 2021 | 17 | 36.3 | 1
1 Reference Case | 2021 | 17 | 37.2 | 2
1 Reference Case | 2021 | 17 | 37.8 | 1
1 Reference Case | 2021 | 17 | 38 | 1
1 Reference Case | 2021 | 17 | 38.4 | 1
1 Reference Case | 2021 | 17 | 39 | 1
1 Reference Case | 2021 | 17 | 39.1 | 1
1 Reference Case | 2021 | 17 | 39.4 | 1
1 Reference Case | 2021 | 17 | 39.6 | 1
1 Reference Case | 2021 | 17 | 39.7 | 1
1 Reference Case | 2021 | 17 | 39.9 | 1
1 Reference Case | 2021 | 17 | 40.1 | 1
1 Reference Case | 2021 | 17 | 40.2 | 1
1 Reference Case | 2021 | 17 | 40.3 | 1
1 Reference Case | 2021 | 17 | 41.5 | 1
1 Reference Case | 2021 | 17 | 42.7 | 1
1 Reference Case | 2021 | 17 | 43 | 1
1 Reference Case | 2021 | 17 | 43.6 | 1
1 Reference Case | 2021 | 17 | 44 | 1
1 Reference Case | 2021 | 17 | 44.5 | 1
1 Reference Case | 2021 | 17 | 45.1 | 1
1 Reference Case | 2021 | 17 | 46.5 | 2
1 Reference Case | 2021 | 17 | 46.6 | 1
1 Reference Case | 2021 | 17 | 47.7 | 1
1 Reference Case | 2021 | 17 | 49.2 | 1
1 Reference Case | 2021 | 17 | 49.5 | 1
1 Reference Case | 2021 | 17 | 49.9 | 1
1 Reference Case | 2021 | 17 | 50.3 | 1
1 Reference Case | 2021 | 17 | 50.7 | 2
1 Reference Case | 2021 | 17 | 51.9 | 1
1 Reference Case | 2021 | 17 | 52.2 | 1
1 Reference Case | 2021 | 17 | 53.9 | 1
1 Reference Case | 2021 | 17 | 54.3 | 1
1 Reference Case | 2021 | 17 | 56.5 | 1
1 Reference Case | 2021 | 17 | 59.8 | 1
1 Reference Case | 2021 | 17 | 69.4 | 1
1 Reference Case | 2021 | 17 | 86.4 | 1
1 Reference Case | 2021 | 17 | 92.9 | 1
1 Reference Case | 2021 | 18 | -93.8 | 1
1 Reference Case | 2021 | 18 | -93.6 | 1
1 Reference Case | 2021 | 18 | -77.6 | 1
1 Reference Case | 2021 | 18 | -76.8 | 1
1 Reference Case | 2021 | 18 | -76.5 | 1
1 Reference Case | 2021 | 18 | -74.7 | 1
1 Reference Case | 2021 | 18 | -73.3 | 1
1 Reference Case | 2021 | 18 | -72.2 | 1
1 Reference Case | 2021 | 18 | -64.7 | 1
1 Reference Case | 2021 | 18 | -63.1 | 1
1 Reference Case | 2021 | 18 | -62.8 | 1
1 Reference Case | 2021 | 18 | -60 | 1
1 Reference Case | 2021 | 18 | -59.3 | 1
1 Reference Case | 2021 | 18 | -57.3 | 1
1 Reference Case | 2021 | 18 | -55.3 | 2
1 Reference Case | 2021 | 18 | -55 | 1
1 Reference Case | 2021 | 18 | -54.3 | 1
1 Reference Case | 2021 | 18 | -53.3 | 1
1 Reference Case | 2021 | 18 | -51.6 | 1
1 Reference Case | 2021 | 18 | -51.1 | 1
1 Reference Case | 2021 | 18 | -49.3 | 1
1 Reference Case | 2021 | 18 | -49.1 | 1
1 Reference Case | 2021 | 18 | -48.9 | 1
1 Reference Case | 2021 | 18 | -48.7 | 1
1 Reference Case | 2021 | 18 | -48.2 | 1
1 Reference Case | 2021 | 18 | -48.1 | 1
1 Reference Case | 2021 | 18 | -46.6 | 1
1 Reference Case | 2021 | 18 | -46.4 | 1
1 Reference Case | 2021 | 18 | -46.3 | 1
1 Reference Case | 2021 | 18 | -46 | 1
1 Reference Case | 2021 | 18 | -45.5 | 1
1 Reference Case | 2021 | 18 | -43.5 | 1
1 Reference Case | 2021 | 18 | -42.7 | 1
1 Reference Case | 2021 | 18 | -40.9 | 1
1 Reference Case | 2021 | 18 | -40.6 | 1
1 Reference Case | 2021 | 18 | -40.3 | 1
1 Reference Case | 2021 | 18 | -38.1 | 1
1 Reference Case | 2021 | 18 | -37.4 | 1
1 Reference Case | 2021 | 18 | -37 | 1
1 Reference Case | 2021 | 18 | -35.8 | 1
1 Reference Case | 2021 | 18 | -35.3 | 2
1 Reference Case | 2021 | 18 | -35 | 1
1 Reference Case | 2021 | 18 | -34.4 | 1
1 Reference Case | 2021 | 18 | -34.1 | 1
1 Reference Case | 2021 | 18 | -33.9 | 1
1 Reference Case | 2021 | 18 | -33.4 | 1
1 Reference Case | 2021 | 18 | -31.8 | 1
1 Reference Case | 2021 | 18 | -30.4 | 1
1 Reference Case | 2021 | 18 | -30.1 | 1
1 Reference Case | 2021 | 18 | -29.9 | 2
1 Reference Case | 2021 | 18 | -28.9 | 1
1 Reference Case | 2021 | 18 | -28.4 | 1
1 Reference Case | 2021 | 18 | -27 | 1
1 Reference Case | 2021 | 18 | -25.8 | 1
1 Reference Case | 2021 | 18 | -25.7 | 1
1 Reference Case | 2021 | 18 | -23.3 | 1
1 Reference Case | 2021 | 18 | -23.2 | 1
1 Reference Case | 2021 | 18 | -21.2 | 1
1 Reference Case | 2021 | 18 | -20.8 | 1
1 Reference Case | 2021 | 18 | 16.7 | 1
1 Reference Case | 2021 | 18 | 17.5 | 1
1 Reference Case | 2021 | 18 | 19.6 | 1
1 Reference Case | 2021 | 18 | 20 | 1
1 Reference Case | 2021 | 18 | 22.9 | 2
1 Reference Case | 2021 | 18 | 23.1 | 2
1 Reference Case | 2021 | 18 | 24.5 | 1
1 Reference Case | 2021 | 18 | 24.6 | 1
1 Reference Case | 2021 | 18 | 26.9 | 1
1 Reference Case | 2021 | 18 | 27.3 | 1
1 Reference Case | 2021 | 18 | 27.4 | 1
1 Reference Case | 2021 | 18 | 29.9 | 2
1 Reference Case | 2021 | 18 | 30 | 1
1 Reference Case | 2021 | 18 | 30.6 | 1
1 Reference Case | 2021 | 18 | 31 | 1
1 Reference Case | 2021 | 18 | 31.3 | 1
1 Reference Case | 2021 | 18 | 31.7 | 1
1 Reference Case | 2021 | 18 | 32.1 | 1
1 Reference Case | 2021 | 18 | 33.7 | 1
1 Reference Case | 2021 | 18 | 33.8 | 1
1 Reference Case | 2021 | 18 | 34.3 | 1
1 Reference Case | 2021 | 18 | 34.6 | 1
1 Reference Case | 2021 | 18 | 35 | 2
1 Reference Case | 2021 | 18 | 35.7 | 2
1 Reference Case | 2021 | 18 | 35.8 | 1
1 Reference Case | 2021 | 18 | 36.4 | 1
1 Reference Case | 2021 | 18 | 38.1 | 1
1 Reference Case | 2021 | 18 | 38.3 | 1
1 Reference Case | 2021 | 18 | 38.6 | 1
1 Reference Case | 2021 | 18 | 39.4 | 1
1 Reference Case | 2021 | 18 | 39.5 | 1
1 Reference Case | 2021 | 18 | 40.9 | 1
1 Reference Case | 2021 | 18 | 41.2 | 1
1 Reference Case | 2021 | 18 | 42 | 1
1 Reference Case | 2021 | 18 | 42.2 | 1
1 Reference Case | 2021 | 18 | 43.1 | 1
1 Reference Case | 2021 | 18 | 43.5 | 1
1 Reference Case | 2021 | 18 | 45.3 | 1
1 Reference Case | 2021 | 18 | 45.5 | 1
1 Reference Case | 2021 | 18 | 46 | 1
1 Reference Case | 2021 | 18 | 46.2 | 1
1 Reference Case | 2021 | 18 | 47.2 | 1
1 Reference Case | 2021 | 18 | 48.6 | 1
1 Reference Case | 2021 | 18 | 51.1 | 1
1 Reference Case | 2021 | 18 | 51.2 | 1
1 Reference Case | 2021 | 18 | 51.8 | 1
1 Reference Case | 2021 | 18 | 51.9 | 1
1 Reference Case | 2021 | 18 | 54.3 | 1
1 Reference Case | 2021 | 18 | 55 | 1
1 Reference Case | 2021 | 18 | 58.7 | 1
1 Reference Case | 2021 | 18 | 64.3 | 1
1 Reference Case | 2021 | 18 | 64.7 | 1
1 Reference Case | 2021 | 18 | 66.3 | 1
1 Reference Case | 2021 | 18 | 66.8 | 1
1 Reference Case | 2021 | 18 | 69.1 | 1
1 Reference Case | 2021 | 18 | 71.6 | 1
1 Reference Case | 2021 | 18 | 74.8 | 1
1 Reference Case | 2021 | 18 | 77.9 | 1
1 Reference Case | 2021 | 18 | 85 | 1
1 Reference Case | 2021 | 18 | 85.4 | 1
1 Reference Case | 2021 | 19 | -96.9 | 1
1 Reference Case | 2021 | 19 | -84.4 | 1
1 Reference Case | 2021 | 19 | -76.7 | 1
1 Reference Case | 2021 | 19 | -75.9 | 1
1 Reference Case | 2021 | 19 | -70.3 | 1
1 Reference Case | 2021 | 19 | -65.4 | 1
1 Reference Case | 2021 | 19 | -65.2 | 1
1 Reference Case | 2021 | 19 | -63.7 | 1
1 Reference Case | 2021 | 19 | -61.5 | 1
1 Reference Case | 2021 | 19 | -60.4 | 1
1 Reference Case | 2021 | 19 | -59.6 | 1
1 Reference Case | 2021 | 19 | -56.2 | 1
1 Reference Case | 2021 | 19 | -55.7 | 1
1 Reference Case | 2021 | 19 | -54.8 | 1
1 Reference Case | 2021 | 19 | -54.1 | 1
1 Reference Case | 2021 | 19 | -53.8 | 1
1 Reference Case | 2021 | 19 | -51.8 | 1
1 Reference Case | 2021 | 19 | -51.3 | 1
1 Reference Case | 2021 | 19 | -50.5 | 1
1 Reference Case | 2021 | 19 | -47.3 | 1
1 Reference Case | 2021 | 19 | -45.4 | 1
1 Reference Case | 2021 | 19 | -45 | 1
1 Reference Case | 2021 | 19 | -43.7 | 1
1 Reference Case | 2021 | 19 | -43.1 | 1
1 Reference Case | 2021 | 19 | -42.7 | 1
1 Reference Case | 2021 | 19 | -42 | 2
1 Reference Case | 2021 | 19 | -41.4 | 1
1 Reference Case | 2021 | 19 | -39.3 | 1
1 Reference Case | 2021 | 19 | -39 | 1
1 Reference Case | 2021 | 19 | -38.2 | 1
1 Reference Case | 2021 | 19 | -37.3 | 1
1 Reference Case | 2021 | 19 | -36.2 | 1
1 Reference Case | 2021 | 19 | -34.7 | 1
1 Reference Case | 2021 | 19 | -34.6 | 2
1 Reference Case | 2021 | 19 | -34.5 | 1
1 Reference Case | 2021 | 19 | -34.3 | 1
1 Reference Case | 2021 | 19 | -32.4 | 2
1 Reference Case | 2021 | 19 | -32.1 | 1
1 Reference Case | 2021 | 19 | -31.9 | 1
1 Reference Case | 2021 | 19 | -31.5 | 1
1 Reference Case | 2021 | 19 | -30.5 | 1
1 Reference Case | 2021 | 19 | -29.4 | 1
1 Reference Case | 2021 | 19 | -29 | 1
1 Reference Case | 2021 | 19 | -28.5 | 1
1 Reference Case | 2021 | 19 | -26.8 | 1
1 Reference Case | 2021 | 19 | -25.9 | 1
1 Reference Case | 2021 | 19 | -24.9 | 1
1 Reference Case | 2021 | 19 | -24.7 | 1
1 Reference Case | 2021 | 19 | -24.6 | 1
1 Reference Case | 2021 | 19 | -23.2 | 1
1 Reference Case | 2021 | 19 | -22.5 | 2
1 Reference Case | 2021 | 19 | -21.1 | 1
1 Reference Case | 2021 | 19 | -20.9 | 1
1 Reference Case | 2021 | 19 | -16.9 | 1
1 Reference Case | 2021 | 19 | -14.5 | 1
1 Reference Case | 2021 | 19 | 13.6 | 1
1 Reference Case | 2021 | 19 | 18.4 | 1
1 Reference Case | 2021 | 19 | 20.6 | 2
1 Reference Case | 2021 | 19 | 24 | 1
1 Reference Case | 2021 | 19 | 24.2 | 1
1 Reference Case | 2021 | 19 | 25.7 | 1
1 Reference Case | 2021 | 19 | 26.6 | 1
1 Reference Case | 2021 | 19 | 27 | 1
1 Reference Case | 2021 | 19 | 27.8 | 1
1 Reference Case | 2021 | 19 | 28.9 | 1
1 Reference Case | 2021 | 19 | 29.2 | 1
1 Reference Case | 2021 | 19 | 31.8 | 1
1 Reference Case | 2021 | 19 | 32.1 | 1
1 Reference Case | 2021 | 19 | 32.8 | 1
1 Reference Case | 2021 | 19 | 33.1 | 1
1 Reference Case | 2021 | 19 | 33.2 | 1
1 Reference Case | 2021 | 19 | 33.4 | 1
1 Reference Case | 2021 | 19 | 33.8 | 1
1 Reference Case | 2021 | 19 | 34 | 2
1 Reference Case | 2021 | 19 | 34.2 | 1
1 Reference Case | 2021 | 19 | 34.4 | 1
1 Reference Case | 2021 | 19 | 35.7 | 2
1 Reference Case | 2021 | 19 | 35.8 | 1
1 Reference Case | 2021 | 19 | 36.1 | 1
1 Reference Case | 2021 | 19 | 36.5 | 1
1 Reference Case | 2021 | 19 | 37.8 | 1
1 Reference Case | 2021 | 19 | 38.9 | 1
1 Reference Case | 2021 | 19 | 40.9 | 1
1 Reference Case | 2021 | 19 | 42.7 | 1
1 Reference Case | 2021 | 19 | 43.9 | 1
1 Reference Case | 2021 | 19 | 44.4 | 1
1 Reference Case | 2021 | 19 | 44.7 | 1
1 Reference Case | 2021 | 19 | 45 | 1
1 Reference Case | 2021 | 19 | 45.2 | 1
1 Reference Case | 2021 | 19 | 46.9 | 1
1 Reference Case | 2021 | 19 | 47.3 | 1
1 Reference Case | 2021 | 19 | 47.7 | 1
1 Reference Case | 2021 | 19 | 48.8 | 1
1 Reference Case | 2021 | 19 | 49.1 | 1
1 Reference Case | 2021 | 19 | 49.5 | 1
1 Reference Case | 2021 | 19 | 50.7 | 1
1 Reference Case | 2021 | 19 | 53.5 | 1
1 Reference Case | 2021 | 19 | 54.6 | 1
1 Reference Case | 2021 | 19 | 55.2 | 1
1 Reference Case | 2021 | 19 | 55.4 | 1
1 Reference Case | 2021 | 19 | 56 | 1
1 Reference Case | 2021 | 19 | 57.4 | 1
1 Reference Case | 2021 | 19 | 58 | 1
1 Reference Case | 2021 | 19 | 59.7 | 1
1 Reference Case | 2021 | 19 | 68.6 | 1
1 Reference Case | 2021 | 19 | 70.4 | 1
1 Reference Case | 2021 | 19 | 71.8 | 1
1 Reference Case | 2021 | 19 | 74.3 | 1
1 Reference Case | 2021 | 19 | 78.3 | 1
1 Reference Case | 2021 | 19 | 83.7 | 1
1 Reference Case | 2021 | 19 | 85.2 | 1
1 Reference Case | 2021 | 20 | -104.1 | 1
1 Reference Case | 2021 | 20 | -93.2 | 1
1 Reference Case | 2021 | 20 | -79.7 | 1
1 Reference Case | 2021 | 20 | -69.6 | 1
1 Reference Case | 2021 | 20 | -65.2 | 1
1 Reference Case | 2021 | 20 | -63.9 | 1
1 Reference Case | 2021 | 20 | -58.4 | 1
1 Reference Case | 2021 | 20 | -56.9 | 1
1 Reference Case | 2021 | 20 | -56.4 | 1
1 Reference Case | 2021 | 20 | -56.1 | 1
1 Reference Case | 2021 | 20 | -55.7 | 1
1 Reference Case | 2021 | 20 | -54.5 | 1
1 Reference Case | 2021 | 20 | -54.3 | 1
1 Reference Case | 2021 | 20 | -54.2 | 1
1 Reference Case | 2021 | 20 | -51.7 | 1
1 Reference Case | 2021 | 20 | -47 | 1
1 Reference Case | 2021 | 20 | -46.5 | 1
1 Reference Case | 2021 | 20 | -46.3 | 1
1 Reference Case | 2021 | 20 | -45.4 | 1
1 Reference Case | 2021 | 20 | -44 | 1
1 Reference Case | 2021 | 20 | -43.4 | 1
1 Reference Case | 2021 | 20 | -42.4 | 1
1 Reference Case | 2021 | 20 | -41.8 | 1
1 Reference Case | 2021 | 20 | -40.8 | 2
1 Reference Case | 2021 | 20 | -40.7 | 1
1 Reference Case | 2021 | 20 | -39.9 | 1
1 Reference Case | 2021 | 20 | -35.2 | 1
1 Reference Case | 2021 | 20 | -32.1 | 1
1 Reference Case | 2021 | 20 | -31.5 | 1
1 Reference Case | 2021 | 20 | -30.3 | 1
1 Reference Case | 2021 | 20 | -29.2 | 1
1 Reference Case | 2021 | 20 | -26.3 | 1
1 Reference Case | 2021 | 20 | -25 | 1
1 Reference Case | 2021 | 20 | -24.8 | 1
1 Reference Case | 2021 | 20 | -23.6 | 1
1 Reference Case | 2021 | 20 | -23.4 | 1
1 Reference Case | 2021 | 20 | -22.2 | 1
1 Reference Case | 2021 | 20 | -19 | 1
1 Reference Case | 2021 | 20 | 20.2 | 1
1 Reference Case | 2021 | 20 | 21.8 | 1
1 Reference Case | 2021 | 20 | 21.9 | 1
1 Reference Case | 2021 | 20 | 24.8 | 1
1 Reference Case | 2021 | 20 | 26.8 | 1
1 Reference Case | 2021 | 20 | 27.8 | 1
1 Reference Case | 2021 | 20 | 29.6 | 1
1 Reference Case | 2021 | 20 | 30.6 | 2
1 Reference Case | 2021 | 20 | 31.8 | 1
1 Reference Case | 2021 | 20 | 32 | 1
1 Reference Case | 2021 | 20 | 33.4 | 1
1 Reference Case | 2021 | 20 | 34.2 | 1
1 Reference Case | 2021 | 20 | 34.4 | 1
1 Reference Case | 2021 | 20 | 34.5 | 1
1 Reference Case | 2021 | 20 | 34.6 | 1
1 Reference Case | 2021 | 20 | 36.5 | 1
1 Reference Case | 2021 | 20 | 37.3 | 1
1 Reference Case | 2021 | 20 | 38.4 | 1
1 Reference Case | 2021 | 20 | 40.8 | 1
1 Reference Case | 2021 | 20 | 40.9 | 1
1 Reference Case | 2021 | 20 | 41.7 | 1
1 Reference Case | 2021 | 20 | 44.5 | 1
1 Reference Case | 2021 | 20 | 45 | 1
1 Reference Case | 2021 | 20 | 46.9 | 1
1 Reference Case | 2021 | 20 | 47 | 1
1 Reference Case | 2021 | 20 | 47.5 | 1
1 Reference Case | 2021 | 20 | 48.4 | 1
1 Reference Case | 2021 | 20 | 48.9 | 1
1 Reference Case | 2021 | 20 | 49.9 | 1
1 Reference Case | 2021 | 20 | 50.9 | 1
1 Reference Case | 2021 | 20 | 51.8 | 1
1 Reference Case | 2021 | 20 | 56.5 | 2
1 Reference Case | 2021 | 20 | 57.8 | 1
1 Reference Case | 2021 | 20 | 63.3 | 1
1 Reference Case | 2021 | 20 | 64.5 | 1
1 Reference Case | 2021 | 20 | 64.7 | 1
1 Reference Case | 2021 | 20 | 69.3 | 1
1 Reference Case | 2021 | 20 | 69.7 | 1
1 Reference Case | 2021 | 20 | 71.2 | 1
1 Reference Case | 2021 | 20 | 71.3 | 1
1 Reference Case | 2021 | 20 | 71.9 | 1
1 Reference Case | 2021 | 20 | 72.6 | 1
1 Reference Case | 2021 | 20 | 74 | 1
1 Reference Case | 2021 | 21 | -102 | 1
1 Reference Case | 2021 | 21 | -98.4 | 1
1 Reference Case | 2021 | 21 | -83.6 | 1
1 Reference Case | 2021 | 21 | -83.4 | 1
1 Reference Case | 2021 | 21 | -80.2 | 1
1 Reference Case | 2021 | 21 | -75.7 | 1
1 Reference Case | 2021 | 21 | -72.9 | 1
1 Reference Case | 2021 | 21 | -69.2 | 1
1 Reference Case | 2021 | 21 | -65.8 | 1
1 Reference Case | 2021 | 21 | -65.2 | 1
1 Reference Case | 2021 | 21 | -56.4 | 1
1 Reference Case | 2021 | 21 | -47.9 | 1
1 Reference Case | 2021 | 21 | -46 | 1
1 Reference Case | 2021 | 21 | -45.2 | 1
1 Reference Case | 2021 | 21 | -41.5 | 1
1 Reference Case | 2021 | 21 | -40.3 | 1
1 Reference Case | 2021 | 21 | -39.2 | 1
1 Reference Case | 2021 | 21 | -39.1 | 1
1 Reference Case | 2021 | 21 | -38.2 | 2
1 Reference Case | 2021 | 21 | -35.8 | 1
1 Reference Case | 2021 | 21 | -34.9 | 1
1 Reference Case | 2021 | 21 | -34.4 | 1
1 Reference Case | 2021 | 21 | -34.1 | 1
1 Reference Case | 2021 | 21 | -31.7 | 1
1 Reference Case | 2021 | 21 | -30.8 | 1
1 Reference Case | 2021 | 21 | -29.9 | 1
1 Reference Case | 2021 | 21 | -27.5 | 1
1 Reference Case | 2021 | 21 | 20.6 | 1
1 Reference Case | 2021 | 21 | 21.7 | 1
1 Reference Case | 2021 | 21 | 22.2 | 1
1 Reference Case | 2021 | 21 | 24 | 1
1 Reference Case | 2021 | 21 | 28.1 | 1
1 Reference Case | 2021 | 21 | 29.2 | 1
1 Reference Case | 2021 | 21 | 29.4 | 1
1 Reference Case | 2021 | 21 | 29.6 | 1
1 Reference Case | 2021 | 21 | 30.2 | 1
1 Reference Case | 2021 | 21 | 31.8 | 1
1 Reference Case | 2021 | 21 | 35.3 | 1
1 Reference Case | 2021 | 21 | 36.7 | 1
1 Reference Case | 2021 | 21 | 36.9 | 2
1 Reference Case | 2021 | 21 | 37.1 | 1
1 Reference Case | 2021 | 21 | 38.4 | 1
1 Reference Case | 2021 | 21 | 39.8 | 1
1 Reference Case | 2021 | 21 | 39.9 | 1
1 Reference Case | 2021 | 21 | 40.7 | 1
1 Reference Case | 2021 | 21 | 42.2 | 1
1 Reference Case | 2021 | 21 | 42.7 | 1
1 Reference Case | 2021 | 21 | 43.8 | 2
1 Reference Case | 2021 | 21 | 45.8 | 1
1 Reference Case | 2021 | 21 | 46.6 | 1
1 Reference Case | 2021 | 21 | 49.7 | 1
1 Reference Case | 2021 | 21 | 50.4 | 1
1 Reference Case | 2021 | 21 | 57.7 | 1
1 Reference Case | 2021 | 21 | 59.6 | 1
1 Reference Case | 2021 | 21 | 62.8 | 1
1 Reference Case | 2021 | 21 | 63 | 1
1 Reference Case | 2021 | 21 | 64.8 | 1
1 Reference Case | 2021 | 21 | 67.5 | 1
1 Reference Case | 2021 | 21 | 69.5 | 1
1 Reference Case | 2021 | 21 | 85.9 | 1
1 Reference Case | 2021 | 21 | 241.8 | 1
1 Reference Case | 2021 | 22 | -125.7 | 1
1 Reference Case | 2021 | 22 | -89.5 | 1
1 Reference Case | 2021 | 22 | -65.8 | 1
1 Reference Case | 2021 | 22 | -62.9 | 1
1 Reference Case | 2021 | 22 | -60.1 | 1
1 Reference Case | 2021 | 22 | -54.4 | 1
1 Reference Case | 2021 | 22 | -52.8 | 1
1 Reference Case | 2021 | 22 | -52.2 | 1
1 Reference Case | 2021 | 22 | -51.1 | 1
1 Reference Case | 2021 | 22 | -50.8 | 1
1 Reference Case | 2021 | 22 | -48.8 | 1
1 Reference Case | 2021 | 22 | -44.2 | 1
1 Reference Case | 2021 | 22 | -41.2 | 1
1 Reference Case | 2021 | 22 | -41.1 | 1
1 Reference Case | 2021 | 22 | -38.1 | 1
1 Reference Case | 2021 | 22 | -36.1 | 1
1 Reference Case | 2021 | 22 | -34.9 | 1
1 Reference Case | 2021 | 22 | -34.6 | 1
1 Reference Case | 2021 | 22 | -32.2 | 1
1 Reference Case | 2021 | 22 | -31.4 | 1
1 Reference Case | 2021 | 22 | -31.3 | 1
1 Reference Case | 2021 | 22 | -31.1 | 1
1 Reference Case | 2021 | 22 | -29.1 | 1
1 Reference Case | 2021 | 22 | -28.8 | 1
1 Reference Case | 2021 | 22 | -28.7 | 1
1 Reference Case | 2021 | 22 | -28.6 | 1
1 Reference Case | 2021 | 22 | -27.9 | 1
1 Reference Case | 2021 | 22 | -26.6 | 1
1 Reference Case | 2021 | 22 | -25.7 | 1
1 Reference Case | 2021 | 22 | -24.9 | 1
1 Reference Case | 2021 | 22 | -21.6 | 1
1 Reference Case | 2021 | 22 | -16.6 | 1
1 Reference Case | 2021 | 22 | 18.4 | 1
1 Reference Case | 2021 | 22 | 22.3 | 1
1 Reference Case | 2021 | 22 | 23 | 1
1 Reference Case | 2021 | 22 | 27.1 | 1
1 Reference Case | 2021 | 22 | 27.2 | 1
1 Reference Case | 2021 | 22 | 28.1 | 1
1 Reference Case | 2021 | 22 | 28.4 | 1
1 Reference Case | 2021 | 22 | 29.1 | 1
1 Reference Case | 2021 | 22 | 29.4 | 1
1 Reference Case | 2021 | 22 | 29.5 | 2
1 Reference Case | 2021 | 22 | 30.1 | 1
1 Reference Case | 2021 | 22 | 30.6 | 1
1 Reference Case | 2021 | 22 | 34.1 | 1
1 Reference Case | 2021 | 22 | 34.6 | 1
1 Reference Case | 2021 | 22 | 36.4 | 1
1 Reference Case | 2021 | 22 | 36.7 | 1
1 Reference Case | 2021 | 22 | 36.9 | 1
1 Reference Case | 2021 | 22 | 39.3 | 1
1 Reference Case | 2021 | 22 | 40.4 | 1
1 Reference Case | 2021 | 22 | 43.3 | 1
1 Reference Case | 2021 | 22 | 43.5 | 1
1 Reference Case | 2021 | 22 | 44.1 | 1
1 Reference Case | 2021 | 22 | 44.2 | 1
1 Reference Case | 2021 | 22 | 44.7 | 1
1 Reference Case | 2021 | 22 | 44.9 | 1
1 Reference Case | 2021 | 22 | 45 | 1
1 Reference Case | 2021 | 22 | 45.1 | 1
1 Reference Case | 2021 | 22 | 45.9 | 1
1 Reference Case | 2021 | 22 | 46.2 | 1
1 Reference Case | 2021 | 22 | 47.1 | 1
1 Reference Case | 2021 | 22 | 49.5 | 2
1 Reference Case | 2021 | 22 | 50 | 1
1 Reference Case | 2021 | 22 | 51.1 | 1
1 Reference Case | 2021 | 22 | 54.7 | 1
1 Reference Case | 2021 | 22 | 58.6 | 1
1 Reference Case | 2021 | 22 | 59.6 | 1
1 Reference Case | 2021 | 22 | 63.3 | 1
1 Reference Case | 2021 | 22 | 72.2 | 1
1 Reference Case | 2021 | 22 | 87.9 | 1
1 Reference Case | 2021 | 23 | -102.6 | 1
1 Reference Case | 2021 | 23 | -86.6 | 1
1 Reference Case | 2021 | 23 | -77.6 | 1
1 Reference Case | 2021 | 23 | -76.6 | 1
1 Reference Case | 2021 | 23 | -73 | 1
1 Reference Case | 2021 | 23 | -72.8 | 1
1 Reference Case | 2021 | 23 | -70.4 | 1
1 Reference Case | 2021 | 23 | -68 | 1
1 Reference Case | 2021 | 23 | -62 | 1
1 Reference Case | 2021 | 23 | -60.1 | 1
1 Reference Case | 2021 | 23 | -60 | 1
1 Reference Case | 2021 | 23 | -59.7 | 1
1 Reference Case | 2021 | 23 | -57.3 | 1
1 Reference Case | 2021 | 23 | -56.9 | 1
1 Reference Case | 2021 | 23 | -53.1 | 1
1 Reference Case | 2021 | 23 | -51.6 | 1
1 Reference Case | 2021 | 23 | -50.9 | 1
1 Reference Case | 2021 | 23 | -50.2 | 1
1 Reference Case | 2021 | 23 | -50 | 1
1 Reference Case | 2021 | 23 | -46.9 | 1
1 Reference Case | 2021 | 23 | -44 | 1
1 Reference Case | 2021 | 23 | -39.3 | 1
1 Reference Case | 2021 | 23 | -37.7 | 1
1 Reference Case | 2021 | 23 | -34.7 | 1
1 Reference Case | 2021 | 23 | -34.4 | 1
1 Reference Case | 2021 | 23 | -33.9 | 2
1 Reference Case | 2021 | 23 | -33.8 | 1
1 Reference Case | 2021 | 23 | -31.5 | 1
1 Reference Case | 2021 | 23 | -29.5 | 1
1 Reference Case | 2021 | 23 | -27.1 | 1
1 Reference Case | 2021 | 23 | -20.2 | 1
1 Reference Case | 2021 | 23 | -19.5 | 1
1 Reference Case | 2021 | 23 | 25.4 | 1
1 Reference Case | 2021 | 23 | 27 | 1
1 Reference Case | 2021 | 23 | 29 | 1
1 Reference Case | 2021 | 23 | 29.5 | 1
1 Reference Case | 2021 | 23 | 29.8 | 1
1 Reference Case | 2021 | 23 | 30.6 | 1
1 Reference Case | 2021 | 23 | 35 | 2
1 Reference Case | 2021 | 23 | 39.8 | 1
1 Reference Case | 2021 | 23 | 40.8 | 1
1 Reference Case | 2021 | 23 | 41.7 | 1
1 Reference Case | 2021 | 23 | 44.6 | 1
1 Reference Case | 2021 | 23 | 46.4 | 1
1 Reference Case | 2021 | 23 | 48.2 | 1
1 Reference Case | 2021 | 23 | 49.1 | 1
1 Reference Case | 2021 | 23 | 53.2 | 1
1 Reference Case | 2021 | 23 | 53.4 | 1
1 Reference Case | 2021 | 23 | 56.4 | 1
1 Reference Case | 2021 | 23 | 59.5 | 1
1 Reference Case | 2021 | 23 | 61.8 | 1
1 Reference Case | 2021 | 23 | 63.8 | 1
1 Reference Case | 2021 | 23 | 66.7 | 1
1 Reference Case | 2021 | 23 | 72.7 | 1
1 Reference Case | 2021 | 23 | 84 | 1
1 Reference Case | 2021 | 23 | 89 | 1
1 Reference Case | 2021 | 23 | 89.9 | 1
1 Reference Case | 2021 | 24 | -118.8 | 1
1 Reference Case | 2021 | 24 | -110.9 | 1
1 Reference Case | 2021 | 24 | -92.6 | 1
1 Reference Case | 2021 | 24 | -83 | 1
1 Reference Case | 2021 | 24 | -82.7 | 1
1 Reference Case | 2021 | 24 | -72.1 | 1
1 Reference Case | 2021 | 24 | -66.9 | 1
1 Reference Case | 2021 | 24 | -63.3 | 1
1 Reference Case | 2021 | 24 | -60.6 | 1
1 Reference Case | 2021 | 24 | -53.8 | 1
1 Reference Case | 2021 | 24 | -51.2 | 1
1 Reference Case | 2021 | 24 | -44.7 | 1
1 Reference Case | 2021 | 24 | -44.6 | 1
1 Reference Case | 2021 | 24 | -44 | 1
1 Reference Case | 2021 | 24 | -43.3 | 1
1 Reference Case | 2021 | 24 | -40.5 | 1
1 Reference Case | 2021 | 24 | -39.7 | 1
1 Reference Case | 2021 | 24 | -39.1 | 1
1 Reference Case | 2021 | 24 | -38.1 | 1
1 Reference Case | 2021 | 24 | -37.4 | 1
1 Reference Case | 2021 | 24 | -37.3 | 1
1 Reference Case | 2021 | 24 | -35.7 | 1
1 Reference Case | 2021 | 24 | -31.6 | 1
1 Reference Case | 2021 | 24 | -30 | 1
1 Reference Case | 2021 | 24 | -18.7 | 1
1 Reference Case | 2021 | 24 | -18.6 | 1
1 Reference Case | 2021 | 24 | -12.8 | 1
1 Reference Case | 2021 | 24 | 15 | 1
1 Reference Case | 2021 | 24 | 19.1 | 1
1 Reference Case | 2021 | 24 | 20.9 | 1
1 Reference Case | 2021 | 24 | 22.1 | 1
1 Reference Case | 2021 | 24 | 26.9 | 1
1 Reference Case | 2021 | 24 | 27.3 | 1
1 Reference Case | 2021 | 24 | 28.5 | 1
1 Reference Case | 2021 | 24 | 28.6 | 1
1 Reference Case | 2021 | 24 | 30.1 | 1
1 Reference Case | 2021 | 24 | 32.9 | 1
1 Reference Case | 2021 | 24 | 35.8 | 1
1 Reference Case | 2021 | 24 | 36 | 1
1 Reference Case | 2021 | 24 | 39.5 | 1
1 Reference Case | 2021 | 24 | 40.3 | 1
1 Reference Case | 2021 | 24 | 40.8 | 1
1 Reference Case | 2021 | 24 | 41.5 | 1
1 Reference Case | 2021 | 24 | 42.1 | 1
1 Reference Case | 2021 | 24 | 43 | 1
1 Reference Case | 2021 | 24 | 43.6 | 1
1 Reference Case | 2021 | 24 | 43.7 | 1
1 Reference Case | 2021 | 24 | 45.3 | 1
1 Reference Case | 2021 | 24 | 46.4 | 1
1 Reference Case | 2021 | 24 | 57.9 | 1
1 Reference Case | 2021 | 24 | 64.7 | 1
1 Reference Case | 2021 | 24 | 67.9 | 1
1 Reference Case | 2021 | 24 | 71.1 | 1
1 Reference Case | 2021 | 24 | 71.5 | 1
1 Reference Case | 2021 | 24 | 73 | 1
1 Reference Case | 2021 | 24 | 74.4 | 1
1 Reference Case | 2021 | 24 | 79.2 | 1
1 Reference Case | 2021 | 24 | 85.5 | 1
1 Reference Case | 2021 | 24 | 92.4 | 1
1 Reference Case | 2021 | 25 | -172.8 | 1
1 Reference Case | 2021 | 25 | -89.7 | 1
1 Reference Case | 2021 | 25 | -80.9 | 1
1 Reference Case | 2021 | 25 | -72.6 | 1
1 Reference Case | 2021 | 25 | -61.7 | 1
1 Reference Case | 2021 | 25 | -56.1 | 1
1 Reference Case | 2021 | 25 | -51 | 1
1 Reference Case | 2021 | 25 | -49.9 | 1
1 Reference Case | 2021 | 25 | -49.1 | 1
1 Reference Case | 2021 | 25 | -48.5 | 1
1 Reference Case | 2021 | 25 | -47.3 | 1
1 Reference Case | 2021 | 25 | -46.5 | 1
1 Reference Case | 2021 | 25 | -44 | 1
1 Reference Case | 2021 | 25 | -41 | 1
1 Reference Case | 2021 | 25 | -38.4 | 1
1 Reference Case | 2021 | 25 | -37.9 | 1
1 Reference Case | 2021 | 25 | -28.6 | 1
1 Reference Case | 2021 | 25 | -25 | 1
1 Reference Case | 2021 | 25 | -16.8 | 1
1 Reference Case | 2021 | 25 | 21.6 | 1
1 Reference Case | 2021 | 25 | 24.3 | 1
1 Reference Case | 2021 | 25 | 27.2 | 1
1 Reference Case | 2021 | 25 | 28.7 | 1
1 Reference Case | 2021 | 25 | 31.8 | 1
1 Reference Case | 2021 | 25 | 33.7 | 1
1 Reference Case | 2021 | 25 | 35.6 | 1
1 Reference Case | 2021 | 25 | 38.8 | 1
1 Reference Case | 2021 | 25 | 39.7 | 1
1 Reference Case | 2021 | 25 | 41.1 | 2
1 Reference Case | 2021 | 25 | 41.2 | 1
1 Reference Case | 2021 | 25 | 41.6 | 1
1 Reference Case | 2021 | 25 | 41.8 | 1
1 Reference Case | 2021 | 25 | 44.4 | 1
1 Reference Case | 2021 | 25 | 46.5 | 1
1 Reference Case | 2021 | 25 | 47.5 | 1
1 Reference Case | 2021 | 25 | 48.7 | 1
1 Reference Case | 2021 | 25 | 49.1 | 1
1 Reference Case | 2021 | 25 | 50.9 | 1
1 Reference Case | 2021 | 25 | 53.4 | 1
1 Reference Case | 2021 | 25 | 56 | 1
1 Reference Case | 2021 | 25 | 57.6 | 1
1 Reference Case | 2021 | 25 | 60.7 | 1
1 Reference Case | 2021 | 25 | 61.6 | 1
1 Reference Case | 2021 | 25 | 65.2 | 1
1 Reference Case | 2021 | 25 | 71.3 | 1
1 Reference Case | 2021 | 25 | 71.8 | 1
1 Reference Case | 2021 | 25 | 75 | 1
1 Reference Case | 2021 | 25 | 82.2 | 1
1 Reference Case | 2021 | 25 | 90.1 | 1
1 Reference Case | 2021 | 25 | 90.8 | 1
1 Reference Case | 2021 | 25 | 90.9 | 1
1 Reference Case | 2021 | 25 | 93.4 | 1
1 Reference Case | 2021 | 26 | -127.3 | 1
1 Reference Case | 2021 | 26 | -78.5 | 1
1 Reference Case | 2021 | 26 | -76.1 | 2
1 Reference Case | 2021 | 26 | -73.2 | 1
1 Reference Case | 2021 | 26 | -63.4 | 1
1 Reference Case | 2021 | 26 | -56.8 | 1
1 Reference Case | 2021 | 26 | -54.1 | 1
1 Reference Case | 2021 | 26 | -52.4 | 1
1 Reference Case | 2021 | 26 | -51.3 | 1
1 Reference Case | 2021 | 26 | -49.7 | 1
1 Reference Case | 2021 | 26 | -47.9 | 1
1 Reference Case | 2021 | 26 | -46.1 | 1
1 Reference Case | 2021 | 26 | -42.5 | 1
1 Reference Case | 2021 | 26 | -40.1 | 1
1 Reference Case | 2021 | 26 | -37.3 | 1
1 Reference Case | 2021 | 26 | -34.8 | 1
1 Reference Case | 2021 | 26 | -34.4 | 1
1 Reference Case | 2021 | 26 | -31 | 1
1 Reference Case | 2021 | 26 | -30.2 | 1
1 Reference Case | 2021 | 26 | -27.1 | 1
1 Reference Case | 2021 | 26 | -22 | 1
1 Reference Case | 2021 | 26 | 32.7 | 1
1 Reference Case | 2021 | 26 | 34.4 | 1
1 Reference Case | 2021 | 26 | 37.2 | 1
1 Reference Case | 2021 | 26 | 38.4 | 1
1 Reference Case | 2021 | 26 | 38.5 | 1
1 Reference Case | 2021 | 26 | 38.9 | 1
1 Reference Case | 2021 | 26 | 41.6 | 1
1 Reference Case | 2021 | 26 | 43.1 | 1
1 Reference Case | 2021 | 26 | 45.9 | 1
1 Reference Case | 2021 | 26 | 47.9 | 1
1 Reference Case | 2021 | 26 | 48.4 | 1
1 Reference Case | 2021 | 26 | 50.5 | 1
1 Reference Case | 2021 | 26 | 51.7 | 1
1 Reference Case | 2021 | 26 | 52.8 | 1
1 Reference Case | 2021 | 26 | 60.4 | 1
1 Reference Case | 2021 | 26 | 66.1 | 1
1 Reference Case | 2021 | 26 | 74.2 | 1
1 Reference Case | 2021 | 26 | 108.3 | 1
1 Reference Case | 2021 | 27 | -137.2 | 1
1 Reference Case | 2021 | 27 | -119.9 | 1
1 Reference Case | 2021 | 27 | -90.8 | 1
1 Reference Case | 2021 | 27 | -73.3 | 1
1 Reference Case | 2021 | 27 | -71 | 1
1 Reference Case | 2021 | 27 | -68.2 | 1
1 Reference Case | 2021 | 27 | -67.7 | 1
1 Reference Case | 2021 | 27 | -63.7 | 1
1 Reference Case | 2021 | 27 | -61.9 | 1
1 Reference Case | 2021 | 27 | -52.7 | 1
1 Reference Case | 2021 | 27 | -48.8 | 1
1 Reference Case | 2021 | 27 | -45.9 | 1
1 Reference Case | 2021 | 27 | -40.5 | 1
1 Reference Case | 2021 | 27 | -38.8 | 1
1 Reference Case | 2021 | 27 | -30.8 | 1
1 Reference Case | 2021 | 27 | 20.6 | 1
1 Reference Case | 2021 | 27 | 32.1 | 1
1 Reference Case | 2021 | 27 | 32.8 | 1
1 Reference Case | 2021 | 27 | 33.7 | 1
1 Reference Case | 2021 | 27 | 35.5 | 1
1 Reference Case | 2021 | 27 | 37.4 | 1
1 Reference Case | 2021 | 27 | 37.9 | 1
1 Reference Case | 2021 | 27 | 38.1 | 1
1 Reference Case | 2021 | 27 | 38.7 | 1
1 Reference Case | 2021 | 27 | 40.9 | 1
1 Reference Case | 2021 | 27 | 43.5 | 1
1 Reference Case | 2021 | 27 | 46.8 | 1
1 Reference Case | 2021 | 27 | 49.1 | 1
1 Reference Case | 2021 | 27 | 50.2 | 1
1 Reference Case | 2021 | 27 | 51.4 | 1
1 Reference Case | 2021 | 27 | 51.6 | 1
1 Reference Case | 2021 | 27 | 51.9 | 1
1 Reference Case | 2021 | 27 | 52.9 | 1
1 Reference Case | 2021 | 27 | 57.5 | 1
1 Reference Case | 2021 | 27 | 59.8 | 1
1 Reference Case | 2021 | 27 | 59.9 | 3
1 Reference Case | 2021 | 27 | 75.4 | 1
1 Reference Case | 2021 | 28 | -79.6 | 1
1 Reference Case | 2021 | 28 | -72.3 | 1
1 Reference Case | 2021 | 28 | -69.8 | 1
1 Reference Case | 2021 | 28 | -68.2 | 1
1 Reference Case | 2021 | 28 | -68 | 1
1 Reference Case | 2021 | 28 | -57.9 | 1
1 Reference Case | 2021 | 28 | -56.1 | 1
1 Reference Case | 2021 | 28 | -53.9 | 1
1 Reference Case | 2021 | 28 | -49 | 1
1 Reference Case | 2021 | 28 | -46.7 | 1
1 Reference Case | 2021 | 28 | -38.3 | 1
1 Reference Case | 2021 | 28 | -33.9 | 1
1 Reference Case | 2021 | 28 | -33.1 | 1
1 Reference Case | 2021 | 28 | -31.9 | 1
1 Reference Case | 2021 | 28 | -20.6 | 1
1 Reference Case | 2021 | 28 | 20.2 | 1
1 Reference Case | 2021 | 28 | 24.4 | 1
1 Reference Case | 2021 | 28 | 27.3 | 1
1 Reference Case | 2021 | 28 | 44.1 | 1
1 Reference Case | 2021 | 28 | 50.3 | 1
1 Reference Case | 2021 | 28 | 51.7 | 1
1 Reference Case | 2021 | 28 | 53.3 | 1
1 Reference Case | 2021 | 28 | 58.3 | 1
1 Reference Case | 2021 | 28 | 63.5 | 1
1 Reference Case | 2021 | 28 | 63.8 | 1
1 Reference Case | 2021 | 28 | 68 | 1
1 Reference Case | 2021 | 28 | 88.1 | 1
1 Reference Case | 2021 | 28 | 102.8 | 1
1 Reference Case | 2021 | 28 | 103.1 | 1
1 Reference Case | 2021 | 29 | -92.5 | 1
1 Reference Case | 2021 | 29 | -72.6 | 1
1 Reference Case | 2021 | 29 | -72.4 | 1
1 Reference Case | 2021 | 29 | -68.2 | 1
1 Reference Case | 2021 | 29 | -65.7 | 1
1 Reference Case | 2021 | 29 | -63.1 | 1
1 Reference Case | 2021 | 29 | -61.9 | 1
1 Reference Case | 2021 | 29 | -55.4 | 1
1 Reference Case | 2021 | 29 | -53.5 | 1
1 Reference Case | 2021 | 29 | -50.7 | 1
1 Reference Case | 2021 | 29 | -36.4 | 2
1 Reference Case | 2021 | 29 | -33.1 | 1
1 Reference Case | 2021 | 29 | -29.9 | 1
1 Reference Case | 2021 | 29 | 15.9 | 1
1 Reference Case | 2021 | 29 | 26.5 | 1
1 Reference Case | 2021 | 29 | 28 | 1
1 Reference Case | 2021 | 29 | 33.7 | 1
1 Reference Case | 2021 | 29 | 36.6 | 1
1 Reference Case | 2021 | 29 | 36.8 | 1
1 Reference Case | 2021 | 29 | 38.2 | 1
1 Reference Case | 2021 | 29 | 39.9 | 1
1 Reference Case | 2021 | 29 | 42.7 | 1
1 Reference Case | 2021 | 29 | 43.8 | 1
1 Reference Case | 2021 | 29 | 44.6 | 2
1 Reference Case | 2021 | 29 | 47.7 | 1
1 Reference Case | 2021 | 29 | 48.4 | 1
1 Reference Case | 2021 | 29 | 49.6 | 1
1 Reference Case | 2021 | 29 | 50.1 | 1
1 Reference Case | 2021 | 29 | 52.2 | 1
1 Reference Case | 2021 | 29 | 55.4 | 1
1 Reference Case | 2021 | 29 | 72.7 | 1
1 Reference Case | 2021 | 30 | -138.3 | 1
1 Reference Case | 2021 | 30 | -84 | 1
1 Reference Case | 2021 | 30 | -71.1 | 1
1 Reference Case | 2021 | 30 | -68.3 | 1
1 Reference Case | 2021 | 30 | -67.9 | 1
1 Reference Case | 2021 | 30 | -66.8 | 1
1 Reference Case | 2021 | 30 | -63.8 | 1
1 Reference Case | 2021 | 30 | -58.4 | 1
1 Reference Case | 2021 | 30 | -56.9 | 1
1 Reference Case | 2021 | 30 | -55.1 | 1
1 Reference Case | 2021 | 30 | -53.2 | 1
1 Reference Case | 2021 | 30 | -42.1 | 1
1 Reference Case | 2021 | 30 | -28.6 | 1
1 Reference Case | 2021 | 30 | 50.9 | 1
1 Reference Case | 2021 | 30 | 55.2 | 1
1 Reference Case | 2021 | 30 | 61.2 | 1
1 Reference Case | 2021 | 30 | 63.5 | 1
1 Reference Case | 2021 | 30 | 68.6 | 1
1 Reference Case | 2021 | 30 | 72.5 | 1
1 Reference Case | 2021 | 30 | 80.9 | 1
1 Reference Case | 2021 | 30 | 87.3 | 1
1 Reference Case | 2021 | 30 | 99.3 | 1
1 Reference Case | 2021 | 30 | 99.6 | 1
1 Reference Case | 2021 | 31 | -98.9 | 1
1 Reference Case | 2021 | 31 | -79.3 | 1
1 Reference Case | 2021 | 31 | -75 | 1
1 Reference Case | 2021 | 31 | -71 | 1
1 Reference Case | 2021 | 31 | -67.8 | 1
1 Reference Case | 2021 | 31 | -65.9 | 1
1 Reference Case | 2021 | 31 | -65.4 | 1
1 Reference Case | 2021 | 31 | -53.1 | 1
1 Reference Case | 2021 | 31 | -52 | 1
1 Reference Case | 2021 | 31 | -49.4 | 1
1 Reference Case | 2021 | 31 | -46.9 | 1
1 Reference Case | 2021 | 31 | -41.6 | 1
1 Reference Case | 2021 | 31 | -30.3 | 1
1 Reference Case | 2021 | 31 | -28.1 | 1
1 Reference Case | 2021 | 31 | -27.9 | 1
1 Reference Case | 2021 | 31 | 22.3 | 1
1 Reference Case | 2021 | 31 | 32.8 | 1
1 Reference Case | 2021 | 31 | 37.4 | 1
1 Reference Case | 2021 | 31 | 38.6 | 1
1 Reference Case | 2021 | 31 | 42.2 | 1
1 Reference Case | 2021 | 31 | 47.3 | 1
1 Reference Case | 2021 | 31 | 47.7 | 1
1 Reference Case | 2021 | 31 | 47.9 | 1
1 Reference Case | 2021 | 31 | 60.9 | 1
1 Reference Case | 2021 | 31 | 69 | 1
1 Reference Case | 2021 | 31 | 72.1 | 1
1 Reference Case | 2021 | 31 | 78.4 | 1
1 Reference Case | 2021 | 31 | 122.3 | 1
1 Reference Case | 2021 | 32 | -99.9 | 1
1 Reference Case | 2021 | 32 | -91.9 | 1
1 Reference Case | 2021 | 32 | -76.8 | 1
1 Reference Case | 2021 | 32 | -68.1 | 1
1 Reference Case | 2021 | 32 | -64.4 | 1
1 Reference Case | 2021 | 32 | -61 | 1
1 Reference Case | 2021 | 32 | -51.7 | 1
1 Reference Case | 2021 | 32 | -45.4 | 1
1 Reference Case | 2021 | 32 | -44 | 1
1 Reference Case | 2021 | 32 | -41.4 | 1
1 Reference Case | 2021 | 32 | -36.2 | 1
1 Reference Case | 2021 | 32 | -19.8 | 1
1 Reference Case | 2021 | 32 | 27 | 1
1 Reference Case | 2021 | 32 | 28.5 | 1
1 Reference Case | 2021 | 32 | 32.1 | 1
1 Reference Case | 2021 | 32 | 32.9 | 1
1 Reference Case | 2021 | 32 | 35.5 | 1
1 Reference Case | 2021 | 32 | 37.8 | 1
1 Reference Case | 2021 | 32 | 41 | 1
1 Reference Case | 2021 | 32 | 47.2 | 1
1 Reference Case | 2021 | 32 | 57.3 | 1
1 Reference Case | 2021 | 32 | 61.2 | 1
1 Reference Case | 2021 | 32 | 62.3 | 1
1 Reference Case | 2021 | 32 | 69.2 | 1
1 Reference Case | 2021 | 33 | -68.9 | 1
1 Reference Case | 2021 | 33 | -65.3 | 1
1 Reference Case | 2021 | 33 | -48.2 | 1
1 Reference Case | 2021 | 33 | -45 | 1
1 Reference Case | 2021 | 33 | -36.4 | 1
1 Reference Case | 2021 | 33 | -23.4 | 1
1 Reference Case | 2021 | 33 | 30.7 | 1
1 Reference Case | 2021 | 33 | 30.8 | 1
1 Reference Case | 2021 | 33 | 45.5 | 1
1 Reference Case | 2021 | 33 | 51.8 | 1
1 Reference Case | 2021 | 33 | 56.3 | 1
1 Reference Case | 2021 | 33 | 60.9 | 1
1 Reference Case | 2021 | 33 | 64.5 | 1
1 Reference Case | 2021 | 33 | 69.5 | 1
1 Reference Case | 2021 | 33 | 83.7 | 1
1 Reference Case | 2021 | 34 | -80.5 | 1
1 Reference Case | 2021 | 34 | -74.3 | 1
1 Reference Case | 2021 | 34 | -72.8 | 1
1 Reference Case | 2021 | 34 | -66.1 | 1
1 Reference Case | 2021 | 34 | -62.2 | 1
1 Reference Case | 2021 | 34 | -61.2 | 1
1 Reference Case | 2021 | 34 | -45.5 | 1
1 Reference Case | 2021 | 34 | -29.5 | 1
1 Reference Case | 2021 | 34 | 32.9 | 1
1 Reference Case | 2021 | 34 | 43 | 1
1 Reference Case | 2021 | 34 | 48.2 | 1
1 Reference Case | 2021 | 34 | 49.4 | 1
1 Reference Case | 2021 | 34 | 51.5 | 1
1 Reference Case | 2021 | 34 | 52.5 | 1
1 Reference Case | 2021 | 34 | 76.2 | 1
1 Reference Case | 2021 | 35 | -83 | 1
1 Reference Case | 2021 | 35 | -76.4 | 1
1 Reference Case | 2021 | 35 | -62.1 | 1
1 Reference Case | 2021 | 35 | -59.5 | 1
1 Reference Case | 2021 | 35 | -42.1 | 1
1 Reference Case | 2021 | 35 | 28.5 | 1
1 Reference Case | 2021 | 35 | 36.8 | 1
1 Reference Case | 2021 | 35 | 42.5 | 1
1 Reference Case | 2021 | 35 | 43.9 | 1
1 Reference Case | 2021 | 35 | 50.5 | 1
1 Reference Case | 2021 | 35 | 51.5 | 1
1 Reference Case | 2021 | 35 | 122.6 | 1
1 Reference Case | 2021 | 36 | -70.7 | 1
1 Reference Case | 2021 | 36 | -63.2 | 1
1 Reference Case | 2021 | 36 | -48.8 | 1
1 Reference Case | 2021 | 36 | -35.7 | 1
1 Reference Case | 2021 | 36 | -33.8 | 1
1 Reference Case | 2021 | 36 | 32.7 | 1
1 Reference Case | 2021 | 36 | 38.8 | 1
1 Reference Case | 2021 | 36 | 45.3 | 1
1 Reference Case | 2021 | 36 | 104.8 | 1
1 Reference Case | 2021 | 36 | 105.5 | 1
1 Reference Case | 2021 | 37 | -91.8 | 1
1 Reference Case | 2021 | 37 | -76.8 | 1
1 Reference Case | 2021 | 37 | -56.9 | 1
1 Reference Case | 2021 | 37 | -55.5 | 1
1 Reference Case | 2021 | 37 | -47.5 | 1
1 Reference Case | 2021 | 37 | 44.3 | 1
1 Reference Case | 2021 | 37 | 58.6 | 1
1 Reference Case | 2021 | 37 | 60.9 | 1
1 Reference Case | 2021 | 37 | 82.2 | 1
1 Reference Case | 2021 | 37 | 87.3 | 1
1 Reference Case | 2021 | 37 | 89.7 | 1
1 Reference Case | 2021 | 38 | -75.9 | 1
1 Reference Case | 2021 | 38 | -73.2 | 1
1 Reference Case | 2021 | 38 | -62.7 | 1
1 Reference Case | 2021 | 38 | -57.4 | 1
1 Reference Case | 2021 | 38 | -55 | 1
1 Reference Case | 2021 | 38 | -44.4 | 1
1 Reference Case | 2021 | 38 | -33.4 | 1
1 Reference Case | 2021 | 38 | 40.7 | 1
1 Reference Case | 2021 | 38 | 45.6 | 1
1 Reference Case | 2021 | 38 | 45.9 | 1
1 Reference Case | 2021 | 38 | 52 | 1
1 Reference Case | 2021 | 38 | 92.4 | 1
1 Reference Case | 2021 | 39 | -132.1 | 1
1 Reference Case | 2021 | 39 | -102.8 | 1
1 Reference Case | 2021 | 39 | -59.8 | 1
1 Reference Case | 2021 | 39 | -50.1 | 1
1 Reference Case | 2021 | 39 | 47.1 | 1
1 Reference Case | 2021 | 39 | 61.6 | 1
1 Reference Case | 2021 | 39 | 133.9 | 1
1 Reference Case | 2021 | 40 | -72 | 1
1 Reference Case | 2021 | 40 | -71.6 | 1
1 Reference Case | 2021 | 40 | -51.5 | 1
1 Reference Case | 2021 | 40 | 46.3 | 1
1 Reference Case | 2021 | 40 | 52.4 | 1
1 Reference Case | 2021 | 40 | 68 | 1
1 Reference Case | 2021 | 40 | 72 | 1
1 Reference Case | 2021 | 41 | -122 | 1
1 Reference Case | 2021 | 41 | -99.9 | 1
1 Reference Case | 2021 | 41 | -57.3 | 1
1 Reference Case | 2021 | 41 | -51.9 | 1
1 Reference Case | 2021 | 41 | -48.3 | 1
1 Reference Case | 2021 | 41 | -40.7 | 1
1 Reference Case | 2021 | 41 | 43.3 | 1
1 Reference Case | 2021 | 41 | 86.4 | 1
1 Reference Case | 2021 | 41 | 87.4 | 1
1 Reference Case | 2021 | 41 | 116.8 | 1
1 Reference Case | 2021 | 42 | 50.2 | 1
1 Reference Case | 2021 | 42 | 51.8 | 1
1 Reference Case | 2021 | 42 | 58.5 | 1
1 Reference Case | 2021 | 42 | 122.3 | 1
1 Reference Case | 2021 | 43 | -61.6 | 1
1 Reference Case | 2021 | 43 | -54.7 | 1
1 Reference Case | 2021 | 43 | 23.3 | 1
1 Reference Case | 2021 | 43 | 80 | 1
1 Reference Case | 2021 | 44 | -80 | 1
1 Reference Case | 2021 | 44 | -37.3 | 1
1 Reference Case | 2021 | 45 | -59.5 | 1
1 Reference Case | 2021 | 45 | 41.4 | 1
1 Reference Case | 2021 | 46 | -70.9 | 1
1 Reference Case | 2021 | 46 | -28.1 | 1
1 Reference Case | 2021 | 46 | 41.2 | 1
1 Reference Case | 2021 | 47 | -88.1 | 1
1 Reference Case | 2021 | 47 | -73.5 | 1
1 Reference Case | 2021 | 47 | -60.1 | 1
1 Reference Case | 2021 | 47 | -41.2 | 1
1 Reference Case | 2021 | 47 | 88.2 | 1
1 Reference Case | 2021 | 47 | 96.1 | 1
1 Reference Case | 2021 | 48 | -58.9 | 1
1 Reference Case | 2021 | 48 | 88.5 | 1
1 Reference Case | 2021 | 49 | -160.4 | 1
1 Reference Case | 2021 | 49 | -110.8 | 1
1 Reference Case | 2021 | 49 | -61.9 | 1
1 Reference Case | 2021 | 49 | -58.1 | 1
1 Reference Case | 2021 | 49 | -46.5 | 1
1 Reference Case | 2021 | 49 | -44.6 | 1
1 Reference Case | 2021 | 49 | -36.3 | 1
1 Reference Case | 2021 | 49 | 56.1 | 1
1 Reference Case | 2021 | 50 | -61.2 | 1
1 Reference Case | 2021 | 51 | -107.7 | 1
1 Reference Case | 2021 | 51 | -85.2 | 1
1 Reference Case | 2021 | 51 | 56.1 | 1
1 Reference Case | 2021 | 53 | -254.4 | 1
1 Reference Case | 2021 | 53 | 54.5 | 1
1 Reference Case | 2021 | 54 | -56.8 | 1
1 Reference Case | 2021 | 55 | -47.5 | 1
1 Reference Case | 2021 | 56 | 47 | 1
1 Reference Case | 2021 | 59 | -108 | 1
1 Reference Case | 2021 | 59 | 56.2 | 1
1 Reference Case | 2021 | 60 | -63.3 | 1
1 Reference Case | 2021 | 61 | 60.9 | 1
1 Reference Case | 2021 | 62 | -97.9 | 1
1 Reference Case | 2021 | 65 | 69 | 1
1 Reference Case | 2021 | 69 | -82.9 | 1
1 Reference Case | 2021 | 72 | -59.6 | 1
1 Reference Case | 2021 | 75 | 149.3 | 1
1 Reference Case | 2021 | 80 | -222 | 1
1 Reference Case | 2021 | 81 | -82.1 | 1
1 Reference Case | 2021 | 81 | -39.1 | 1
1 Reference Case | 2025 | 1 | -395.8 | 1
1 Reference Case | 2025 | 1 | -339.8 | 1
1 Reference Case | 2025 | 1 | -141 | 1
1 Reference Case | 2025 | 1 | -114.8 | 1
1 Reference Case | 2025 | 1 | -87.8 | 1
1 Reference Case | 2025 | 1 | -80.9 | 1
1 Reference Case | 2025 | 1 | -76.7 | 2
1 Reference Case | 2025 | 1 | -74.9 | 1
1 Reference Case | 2025 | 1 | -73.6 | 1
1 Reference Case | 2025 | 1 | -69.8 | 1
1 Reference Case | 2025 | 1 | -69.4 | 1
1 Reference Case | 2025 | 1 | -69.3 | 1
1 Reference Case | 2025 | 1 | -66.4 | 1
1 Reference Case | 2025 | 1 | -64.1 | 1
1 Reference Case | 2025 | 1 | -63.8 | 1
1 Reference Case | 2025 | 1 | -62.7 | 1
1 Reference Case | 2025 | 1 | -61.8 | 1
1 Reference Case | 2025 | 1 | -60.1 | 1
1 Reference Case | 2025 | 1 | -59.5 | 1
1 Reference Case | 2025 | 1 | -59.4 | 1
1 Reference Case | 2025 | 1 | -59.3 | 1
1 Reference Case | 2025 | 1 | -58.9 | 1
1 Reference Case | 2025 | 1 | -58.8 | 1
1 Reference Case | 2025 | 1 | -58.5 | 1
1 Reference Case | 2025 | 1 | -57.7 | 1
1 Reference Case | 2025 | 1 | -57.5 | 2
1 Reference Case | 2025 | 1 | -57.2 | 3
1 Reference Case | 2025 | 1 | -56.8 | 2
1 Reference Case | 2025 | 1 | -56.7 | 1
1 Reference Case | 2025 | 1 | -56.6 | 2
1 Reference Case | 2025 | 1 | -56.5 | 1
1 Reference Case | 2025 | 1 | -56.1 | 1
1 Reference Case | 2025 | 1 | -55.9 | 1
1 Reference Case | 2025 | 1 | -55.7 | 2
1 Reference Case | 2025 | 1 | -55.6 | 1
1 Reference Case | 2025 | 1 | -55.4 | 1
1 Reference Case | 2025 | 1 | -55.3 | 1
1 Reference Case | 2025 | 1 | -55.2 | 1
1 Reference Case | 2025 | 1 | -55.1 | 1
1 Reference Case | 2025 | 1 | -55 | 1
1 Reference Case | 2025 | 1 | -54.8 | 2
1 Reference Case | 2025 | 1 | -54.7 | 1
1 Reference Case | 2025 | 1 | -54.4 | 1
1 Reference Case | 2025 | 1 | -54.3 | 2
1 Reference Case | 2025 | 1 | -53.6 | 3
1 Reference Case | 2025 | 1 | -53.3 | 2
1 Reference Case | 2025 | 1 | -53.1 | 1
1 Reference Case | 2025 | 1 | -53 | 1
1 Reference Case | 2025 | 1 | -52.3 | 1
1 Reference Case | 2025 | 1 | -52.1 | 2
1 Reference Case | 2025 | 1 | -52 | 3
1 Reference Case | 2025 | 1 | -51.7 | 2
1 Reference Case | 2025 | 1 | -51.6 | 2
1 Reference Case | 2025 | 1 | -51.5 | 1
1 Reference Case | 2025 | 1 | -51.4 | 1
1 Reference Case | 2025 | 1 | -51.3 | 2
1 Reference Case | 2025 | 1 | -51.1 | 1
1 Reference Case | 2025 | 1 | -51 | 1
1 Reference Case | 2025 | 1 | -50.9 | 1
1 Reference Case | 2025 | 1 | -50.8 | 1
1 Reference Case | 2025 | 1 | -50.6 | 1
1 Reference Case | 2025 | 1 | -50.5 | 2
1 Reference Case | 2025 | 1 | -50.3 | 2
1 Reference Case | 2025 | 1 | -50.2 | 1
1 Reference Case | 2025 | 1 | -50.1 | 3
1 Reference Case | 2025 | 1 | -50 | 2
1 Reference Case | 2025 | 1 | -49.8 | 2
1 Reference Case | 2025 | 1 | -49.7 | 3
1 Reference Case | 2025 | 1 | -49.5 | 1
1 Reference Case | 2025 | 1 | -49.4 | 1
1 Reference Case | 2025 | 1 | -49.3 | 3
1 Reference Case | 2025 | 1 | -49.1 | 2
1 Reference Case | 2025 | 1 | -49 | 2
1 Reference Case | 2025 | 1 | -48.9 | 1
1 Reference Case | 2025 | 1 | -48.8 | 1
1 Reference Case | 2025 | 1 | -48.6 | 1
1 Reference Case | 2025 | 1 | -48.5 | 1
1 Reference Case | 2025 | 1 | -48.4 | 1
1 Reference Case | 2025 | 1 | -48.3 | 2
1 Reference Case | 2025 | 1 | -48.2 | 1
1 Reference Case | 2025 | 1 | -48 | 1
1 Reference Case | 2025 | 1 | -47.9 | 1
1 Reference Case | 2025 | 1 | -47.8 | 3
1 Reference Case | 2025 | 1 | -47.7 | 2
1 Reference Case | 2025 | 1 | -47.6 | 3
1 Reference Case | 2025 | 1 | -47.5 | 2
1 Reference Case | 2025 | 1 | -47.3 | 1
1 Reference Case | 2025 | 1 | -47.2 | 3
1 Reference Case | 2025 | 1 | -47.1 | 1
1 Reference Case | 2025 | 1 | -46.9 | 1
1 Reference Case | 2025 | 1 | -46.8 | 1
1 Reference Case | 2025 | 1 | -46.6 | 4
1 Reference Case | 2025 | 1 | -46.5 | 2
1 Reference Case | 2025 | 1 | -46.4 | 1
1 Reference Case | 2025 | 1 | -46.3 | 1
1 Reference Case | 2025 | 1 | -46.2 | 2
1 Reference Case | 2025 | 1 | -46.1 | 2
1 Reference Case | 2025 | 1 | -46 | 2
1 Reference Case | 2025 | 1 | -45.9 | 2
1 Reference Case | 2025 | 1 | -45.8 | 3
1 Reference Case | 2025 | 1 | -45.6 | 1
1 Reference Case | 2025 | 1 | -45.5 | 2
1 Reference Case | 2025 | 1 | -45.4 | 1
1 Reference Case | 2025 | 1 | -45.3 | 1
1 Reference Case | 2025 | 1 | -45.2 | 2
1 Reference Case | 2025 | 1 | -45 | 1
1 Reference Case | 2025 | 1 | -44.9 | 2
1 Reference Case | 2025 | 1 | -44.8 | 2
1 Reference Case | 2025 | 1 | -44.7 | 2
1 Reference Case | 2025 | 1 | -44.6 | 3
1 Reference Case | 2025 | 1 | -44.5 | 5
1 Reference Case | 2025 | 1 | -44.4 | 1
1 Reference Case | 2025 | 1 | -44.3 | 2
1 Reference Case | 2025 | 1 | -44.2 | 2
1 Reference Case | 2025 | 1 | -44.1 | 1
1 Reference Case | 2025 | 1 | -44 | 4
1 Reference Case | 2025 | 1 | -43.9 | 2
1 Reference Case | 2025 | 1 | -43.8 | 5
1 Reference Case | 2025 | 1 | -43.7 | 1
1 Reference Case | 2025 | 1 | -43.6 | 2
1 Reference Case | 2025 | 1 | -43.5 | 4
1 Reference Case | 2025 | 1 | -43.4 | 3
1 Reference Case | 2025 | 1 | -43.3 | 5
1 Reference Case | 2025 | 1 | -43.2 | 3
1 Reference Case | 2025 | 1 | -43.1 | 1
1 Reference Case | 2025 | 1 | -43 | 6
1 Reference Case | 2025 | 1 | -42.9 | 6
1 Reference Case | 2025 | 1 | -42.8 | 3
1 Reference Case | 2025 | 1 | -42.7 | 6
1 Reference Case | 2025 | 1 | -42.6 | 5
1 Reference Case | 2025 | 1 | -42.5 | 3
1 Reference Case | 2025 | 1 | -42.4 | 1
1 Reference Case | 2025 | 1 | -42.3 | 1
1 Reference Case | 2025 | 1 | -42.2 | 3
1 Reference Case | 2025 | 1 | -42.1 | 2
1 Reference Case | 2025 | 1 | -42 | 2
1 Reference Case | 2025 | 1 | -41.9 | 1
1 Reference Case | 2025 | 1 | -41.8 | 4
1 Reference Case | 2025 | 1 | -41.7 | 2
1 Reference Case | 2025 | 1 | -41.6 | 2
1 Reference Case | 2025 | 1 | -41.5 | 1
1 Reference Case | 2025 | 1 | -41.4 | 5
1 Reference Case | 2025 | 1 | -41.3 | 3
1 Reference Case | 2025 | 1 | -41.2 | 1
1 Reference Case | 2025 | 1 | -41.1 | 2
1 Reference Case | 2025 | 1 | -41 | 4
1 Reference Case | 2025 | 1 | -40.9 | 5
1 Reference Case | 2025 | 1 | -40.8 | 3
1 Reference Case | 2025 | 1 | -40.7 | 8
1 Reference Case | 2025 | 1 | -40.6 | 6
1 Reference Case | 2025 | 1 | -40.5 | 6
1 Reference Case | 2025 | 1 | -40.4 | 1
1 Reference Case | 2025 | 1 | -40.3 | 2
1 Reference Case | 2025 | 1 | -40.2 | 6
1 Reference Case | 2025 | 1 | -40.1 | 5
1 Reference Case | 2025 | 1 | -40 | 1
1 Reference Case | 2025 | 1 | -39.9 | 3
1 Reference Case | 2025 | 1 | -39.8 | 2
1 Reference Case | 2025 | 1 | -39.7 | 2
1 Reference Case | 2025 | 1 | -39.6 | 2
1 Reference Case | 2025 | 1 | -39.5 | 3
1 Reference Case | 2025 | 1 | -39.4 | 3
1 Reference Case | 2025 | 1 | -39.3 | 11
1 Reference Case | 2025 | 1 | -39.2 | 4
1 Reference Case | 2025 | 1 | -39.1 | 2
1 Reference Case | 2025 | 1 | -39 | 6
1 Reference Case | 2025 | 1 | -38.9 | 3
1 Reference Case | 2025 | 1 | -38.8 | 13
1 Reference Case | 2025 | 1 | -38.7 | 6
1 Reference Case | 2025 | 1 | -38.6 | 4
1 Reference Case | 2025 | 1 | -38.5 | 4
1 Reference Case | 2025 | 1 | -38.4 | 5
1 Reference Case | 2025 | 1 | -38.3 | 7
1 Reference Case | 2025 | 1 | -38.2 | 7
1 Reference Case | 2025 | 1 | -38.1 | 10
1 Reference Case | 2025 | 1 | -38 | 4
1 Reference Case | 2025 | 1 | -37.9 | 10
1 Reference Case | 2025 | 1 | -37.8 | 5
1 Reference Case | 2025 | 1 | -37.7 | 11
1 Reference Case | 2025 | 1 | -37.6 | 5
1 Reference Case | 2025 | 1 | -37.5 | 9
1 Reference Case | 2025 | 1 | -37.4 | 4
1 Reference Case | 2025 | 1 | -37.3 | 3
1 Reference Case | 2025 | 1 | -37.2 | 9
1 Reference Case | 2025 | 1 | -37.1 | 5
1 Reference Case | 2025 | 1 | -37 | 5
1 Reference Case | 2025 | 1 | -36.9 | 8
1 Reference Case | 2025 | 1 | -36.8 | 8
1 Reference Case | 2025 | 1 | -36.7 | 11
1 Reference Case | 2025 | 1 | -36.6 | 6
1 Reference Case | 2025 | 1 | -36.5 | 9
1 Reference Case | 2025 | 1 | -36.4 | 9
1 Reference Case | 2025 | 1 | -36.3 | 10
1 Reference Case | 2025 | 1 | -36.2 | 7
1 Reference Case | 2025 | 1 | -36.1 | 7
1 Reference Case | 2025 | 1 | -36 | 11
1 Reference Case | 2025 | 1 | -35.9 | 13
1 Reference Case | 2025 | 1 | -35.8 | 3
1 Reference Case | 2025 | 1 | -35.7 | 11
1 Reference Case | 2025 | 1 | -35.6 | 8
1 Reference Case | 2025 | 1 | -35.5 | 8
1 Reference Case | 2025 | 1 | -35.4 | 14
1 Reference Case | 2025 | 1 | -35.3 | 7
1 Reference Case | 2025 | 1 | -35.2 | 10
1 Reference Case | 2025 | 1 | -35.1 | 9
1 Reference Case | 2025 | 1 | -35 | 11
1 Reference Case | 2025 | 1 | -34.9 | 12
1 Reference Case | 2025 | 1 | -34.8 | 11
1 Reference Case | 2025 | 1 | -34.7 | 11
1 Reference Case | 2025 | 1 | -34.6 | 10
1 Reference Case | 2025 | 1 | -34.5 | 7
1 Reference Case | 2025 | 1 | -34.4 | 9
1 Reference Case | 2025 | 1 | -34.3 | 13
1 Reference Case | 2025 | 1 | -34.2 | 12
1 Reference Case | 2025 | 1 | -34.1 | 8
1 Reference Case | 2025 | 1 | -34 | 7
1 Reference Case | 2025 | 1 | -33.9 | 11
1 Reference Case | 2025 | 1 | -33.8 | 7
1 Reference Case | 2025 | 1 | -33.7 | 15
1 Reference Case | 2025 | 1 | -33.6 | 11
1 Reference Case | 2025 | 1 | -33.5 | 14
1 Reference Case | 2025 | 1 | -33.4 | 15
1 Reference Case | 2025 | 1 | -33.3 | 11
1 Reference Case | 2025 | 1 | -33.2 | 11
1 Reference Case | 2025 | 1 | -33.1 | 9
1 Reference Case | 2025 | 1 | -33 | 8
1 Reference Case | 2025 | 1 | -32.9 | 14
1 Reference Case | 2025 | 1 | -32.8 | 9
1 Reference Case | 2025 | 1 | -32.7 | 14
1 Reference Case | 2025 | 1 | -32.6 | 12
1 Reference Case | 2025 | 1 | -32.5 | 13
1 Reference Case | 2025 | 1 | -32.4 | 11
1 Reference Case | 2025 | 1 | -32.3 | 11
1 Reference Case | 2025 | 1 | -32.2 | 14
1 Reference Case | 2025 | 1 | -32.1 | 10
1 Reference Case | 2025 | 1 | -32 | 17
1 Reference Case | 2025 | 1 | -31.9 | 23
1 Reference Case | 2025 | 1 | -31.8 | 18
1 Reference Case | 2025 | 1 | -31.7 | 16
1 Reference Case | 2025 | 1 | -31.6 | 11
1 Reference Case | 2025 | 1 | -31.5 | 12
1 Reference Case | 2025 | 1 | -31.4 | 13
1 Reference Case | 2025 | 1 | -31.3 | 9
1 Reference Case | 2025 | 1 | -31.2 | 12
1 Reference Case | 2025 | 1 | -31.1 | 18
1 Reference Case | 2025 | 1 | -31 | 20
1 Reference Case | 2025 | 1 | -30.9 | 13
1 Reference Case | 2025 | 1 | -30.8 | 16
1 Reference Case | 2025 | 1 | -30.7 | 11
1 Reference Case | 2025 | 1 | -30.6 | 13
1 Reference Case | 2025 | 1 | -30.5 | 10
1 Reference Case | 2025 | 1 | -30.4 | 11
1 Reference Case | 2025 | 1 | -30.3 | 14
1 Reference Case | 2025 | 1 | -30.2 | 17
1 Reference Case | 2025 | 1 | -30.1 | 17
1 Reference Case | 2025 | 1 | -30 | 21
1 Reference Case | 2025 | 1 | -29.9 | 11
1 Reference Case | 2025 | 1 | -29.8 | 14
1 Reference Case | 2025 | 1 | -29.7 | 25
1 Reference Case | 2025 | 1 | -29.6 | 19
1 Reference Case | 2025 | 1 | -29.5 | 20
1 Reference Case | 2025 | 1 | -29.4 | 19
1 Reference Case | 2025 | 1 | -29.3 | 15
1 Reference Case | 2025 | 1 | -29.2 | 21
1 Reference Case | 2025 | 1 | -29.1 | 19
1 Reference Case | 2025 | 1 | -29 | 26
1 Reference Case | 2025 | 1 | -28.9 | 14
1 Reference Case | 2025 | 1 | -28.8 | 23
1 Reference Case | 2025 | 1 | -28.7 | 19
1 Reference Case | 2025 | 1 | -28.6 | 25
1 Reference Case | 2025 | 1 | -28.5 | 5
1 Reference Case | 2025 | 1 | -28.4 | 12
1 Reference Case | 2025 | 1 | -28.3 | 26
1 Reference Case | 2025 | 1 | -28.2 | 20
1 Reference Case | 2025 | 1 | -28.1 | 27
1 Reference Case | 2025 | 1 | -28 | 20
1 Reference Case | 2025 | 1 | -27.9 | 26
1 Reference Case | 2025 | 1 | -27.8 | 25
1 Reference Case | 2025 | 1 | -27.7 | 17
1 Reference Case | 2025 | 1 | -27.6 | 21
1 Reference Case | 2025 | 1 | -27.5 | 22
1 Reference Case | 2025 | 1 | -27.4 | 21
1 Reference Case | 2025 | 1 | -27.3 | 23
1 Reference Case | 2025 | 1 | -27.2 | 16
1 Reference Case | 2025 | 1 | -27.1 | 22
1 Reference Case | 2025 | 1 | -27 | 38
1 Reference Case | 2025 | 1 | -26.9 | 31
1 Reference Case | 2025 | 1 | -26.8 | 32
1 Reference Case | 2025 | 1 | -26.7 | 22
1 Reference Case | 2025 | 1 | -26.6 | 22
1 Reference Case | 2025 | 1 | -26.5 | 21
1 Reference Case | 2025 | 1 | -26.4 | 29
1 Reference Case | 2025 | 1 | -26.3 | 25
1 Reference Case | 2025 | 1 | -26.2 | 31
1 Reference Case | 2025 | 1 | -26.1 | 23
1 Reference Case | 2025 | 1 | -26 | 27
1 Reference Case | 2025 | 1 | -25.9 | 36
1 Reference Case | 2025 | 1 | -25.8 | 24
1 Reference Case | 2025 | 1 | -25.7 | 20
1 Reference Case | 2025 | 1 | -25.6 | 24
1 Reference Case | 2025 | 1 | -25.5 | 31
1 Reference Case | 2025 | 1 | -25.4 | 20
1 Reference Case | 2025 | 1 | -25.3 | 29
1 Reference Case | 2025 | 1 | -25.2 | 20
1 Reference Case | 2025 | 1 | -25.1 | 38
1 Reference Case | 2025 | 1 | -25 | 27
1 Reference Case | 2025 | 1 | -24.9 | 34
1 Reference Case | 2025 | 1 | -24.8 | 40
1 Reference Case | 2025 | 1 | -24.7 | 30
1 Reference Case | 2025 | 1 | -24.6 | 41
1 Reference Case | 2025 | 1 | -24.5 | 39
1 Reference Case | 2025 | 1 | -24.4 | 37
1 Reference Case | 2025 | 1 | -24.3 | 37
1 Reference Case | 2025 | 1 | -24.2 | 44
1 Reference Case | 2025 | 1 | -24.1 | 42
1 Reference Case | 2025 | 1 | -24 | 44
1 Reference Case | 2025 | 1 | -23.9 | 28
1 Reference Case | 2025 | 1 | -23.8 | 37
1 Reference Case | 2025 | 1 | -23.7 | 48
1 Reference Case | 2025 | 1 | -23.6 | 47
1 Reference Case | 2025 | 1 | -23.5 | 47
1 Reference Case | 2025 | 1 | -23.4 | 41
1 Reference Case | 2025 | 1 | -23.3 | 49
1 Reference Case | 2025 | 1 | -23.2 | 45
1 Reference Case | 2025 | 1 | -23.1 | 57
1 Reference Case | 2025 | 1 | -23 | 37
1 Reference Case | 2025 | 1 | -22.9 | 41
1 Reference Case | 2025 | 1 | -22.8 | 26
1 Reference Case | 2025 | 1 | -22.7 | 37
1 Reference Case | 2025 | 1 | -22.6 | 51
1 Reference Case | 2025 | 1 | -22.5 | 48
1 Reference Case | 2025 | 1 | -22.4 | 51
1 Reference Case | 2025 | 1 | -22.3 | 53
1 Reference Case | 2025 | 1 | -22.2 | 40
1 Reference Case | 2025 | 1 | -22.1 | 55
1 Reference Case | 2025 | 1 | -22 | 50
1 Reference Case | 2025 | 1 | -21.9 | 43
1 Reference Case | 2025 | 1 | -21.8 | 45
1 Reference Case | 2025 | 1 | -21.7 | 50
1 Reference Case | 2025 | 1 | -21.6 | 55
1 Reference Case | 2025 | 1 | -21.5 | 35
1 Reference Case | 2025 | 1 | -21.4 | 43
1 Reference Case | 2025 | 1 | -21.3 | 37
1 Reference Case | 2025 | 1 | -21.2 | 39
1 Reference Case | 2025 | 1 | -21.1 | 53
1 Reference Case | 2025 | 1 | -21 | 52
1 Reference Case | 2025 | 1 | -20.9 | 48
1 Reference Case | 2025 | 1 | -20.8 | 52
1 Reference Case | 2025 | 1 | -20.7 | 45
1 Reference Case | 2025 | 1 | -20.6 | 62
1 Reference Case | 2025 | 1 | -20.5 | 56
1 Reference Case | 2025 | 1 | -20.4 | 56
1 Reference Case | 2025 | 1 | -20.3 | 52
1 Reference Case | 2025 | 1 | -20.2 | 66
1 Reference Case | 2025 | 1 | -20.1 | 61
1 Reference Case | 2025 | 1 | -20 | 73
1 Reference Case | 2025 | 1 | -19.9 | 51
1 Reference Case | 2025 | 1 | -19.8 | 73
1 Reference Case | 2025 | 1 | -19.7 | 59
1 Reference Case | 2025 | 1 | -19.6 | 57
1 Reference Case | 2025 | 1 | -19.5 | 51
1 Reference Case | 2025 | 1 | -19.4 | 64
1 Reference Case | 2025 | 1 | -19.3 | 62
1 Reference Case | 2025 | 1 | -19.2 | 69
1 Reference Case | 2025 | 1 | -19.1 | 70
1 Reference Case | 2025 | 1 | -19 | 68
1 Reference Case | 2025 | 1 | -18.9 | 64
1 Reference Case | 2025 | 1 | -18.8 | 77
1 Reference Case | 2025 | 1 | -18.7 | 76
1 Reference Case | 2025 | 1 | -18.6 | 60
1 Reference Case | 2025 | 1 | -18.5 | 80
1 Reference Case | 2025 | 1 | -18.4 | 59
1 Reference Case | 2025 | 1 | -18.3 | 75
1 Reference Case | 2025 | 1 | -18.2 | 65
1 Reference Case | 2025 | 1 | -18.1 | 63
1 Reference Case | 2025 | 1 | -18 | 67
1 Reference Case | 2025 | 1 | -17.9 | 62
1 Reference Case | 2025 | 1 | -17.8 | 75
1 Reference Case | 2025 | 1 | -17.7 | 75
1 Reference Case | 2025 | 1 | -17.6 | 79
1 Reference Case | 2025 | 1 | -17.5 | 66
1 Reference Case | 2025 | 1 | -17.4 | 91
1 Reference Case | 2025 | 1 | -17.3 | 77
1 Reference Case | 2025 | 1 | -17.2 | 68
1 Reference Case | 2025 | 1 | -17.1 | 81
1 Reference Case | 2025 | 1 | -17 | 83
1 Reference Case | 2025 | 1 | -16.9 | 92
1 Reference Case | 2025 | 1 | -16.8 | 84
1 Reference Case | 2025 | 1 | -16.7 | 87
1 Reference Case | 2025 | 1 | -16.6 | 71
1 Reference Case | 2025 | 1 | -16.5 | 102
1 Reference Case | 2025 | 1 | -16.4 | 86
1 Reference Case | 2025 | 1 | -16.3 | 85
1 Reference Case | 2025 | 1 | -16.2 | 93
1 Reference Case | 2025 | 1 | -16.1 | 79
1 Reference Case | 2025 | 1 | -16 | 104
1 Reference Case | 2025 | 1 | -15.9 | 86
1 Reference Case | 2025 | 1 | -15.8 | 89
1 Reference Case | 2025 | 1 | -15.7 | 88
1 Reference Case | 2025 | 1 | -15.6 | 94
1 Reference Case | 2025 | 1 | -15.5 | 102
1 Reference Case | 2025 | 1 | -15.4 | 113
1 Reference Case | 2025 | 1 | -15.3 | 95
1 Reference Case | 2025 | 1 | -15.2 | 100
1 Reference Case | 2025 | 1 | -15.1 | 103
1 Reference Case | 2025 | 1 | -15 | 113
1 Reference Case | 2025 | 1 | -14.9 | 85
1 Reference Case | 2025 | 1 | -14.8 | 100
1 Reference Case | 2025 | 1 | -14.7 | 104
1 Reference Case | 2025 | 1 | -14.6 | 104
1 Reference Case | 2025 | 1 | -14.5 | 114
1 Reference Case | 2025 | 1 | -14.4 | 108
1 Reference Case | 2025 | 1 | -14.3 | 107
1 Reference Case | 2025 | 1 | -14.2 | 102
1 Reference Case | 2025 | 1 | -14.1 | 120
1 Reference Case | 2025 | 1 | -14 | 98
1 Reference Case | 2025 | 1 | -13.9 | 96
1 Reference Case | 2025 | 1 | -13.8 | 122
1 Reference Case | 2025 | 1 | -13.7 | 99
1 Reference Case | 2025 | 1 | -13.6 | 119
1 Reference Case | 2025 | 1 | -13.5 | 134
1 Reference Case | 2025 | 1 | -13.4 | 124
1 Reference Case | 2025 | 1 | -13.3 | 131
1 Reference Case | 2025 | 1 | -13.2 | 120
1 Reference Case | 2025 | 1 | -13.1 | 110
1 Reference Case | 2025 | 1 | -13 | 128
1 Reference Case | 2025 | 1 | -12.9 | 124
1 Reference Case | 2025 | 1 | -12.8 | 143
1 Reference Case | 2025 | 1 | -12.7 | 126
1 Reference Case | 2025 | 1 | -12.6 | 125
1 Reference Case | 2025 | 1 | -12.5 | 126
1 Reference Case | 2025 | 1 | -12.4 | 129
1 Reference Case | 2025 | 1 | -12.3 | 131
1 Reference Case | 2025 | 1 | -12.2 | 130
1 Reference Case | 2025 | 1 | -12.1 | 134
1 Reference Case | 2025 | 1 | -12 | 134
1 Reference Case | 2025 | 1 | -11.9 | 151
1 Reference Case | 2025 | 1 | -11.8 | 170
1 Reference Case | 2025 | 1 | -11.7 | 139
1 Reference Case | 2025 | 1 | -11.6 | 129
1 Reference Case | 2025 | 1 | -11.5 | 149
1 Reference Case | 2025 | 1 | -11.4 | 158
1 Reference Case | 2025 | 1 | -11.3 | 151
1 Reference Case | 2025 | 1 | -11.2 | 139
1 Reference Case | 2025 | 1 | -11.1 | 145
1 Reference Case | 2025 | 1 | -11 | 162
1 Reference Case | 2025 | 1 | -10.9 | 138
1 Reference Case | 2025 | 1 | -10.8 | 143
1 Reference Case | 2025 | 1 | -10.7 | 149
1 Reference Case | 2025 | 1 | -10.6 | 130
1 Reference Case | 2025 | 1 | -10.5 | 183
1 Reference Case | 2025 | 1 | -10.4 | 177
1 Reference Case | 2025 | 1 | -10.3 | 161
1 Reference Case | 2025 | 1 | -10.2 | 163
1 Reference Case | 2025 | 1 | -10.1 | 162
1 Reference Case | 2025 | 1 | -10 | 191
1 Reference Case | 2025 | 1 | -9.9 | 177
1 Reference Case | 2025 | 1 | -9.8 | 191
1 Reference Case | 2025 | 1 | -9.7 | 146
1 Reference Case | 2025 | 1 | -9.6 | 164
1 Reference Case | 2025 | 1 | -9.5 | 196
1 Reference Case | 2025 | 1 | -9.4 | 162
1 Reference Case | 2025 | 1 | -9.3 | 187
1 Reference Case | 2025 | 1 | -9.2 | 187
1 Reference Case | 2025 | 1 | -9.1 | 183
1 Reference Case | 2025 | 1 | -9 | 191
1 Reference Case | 2025 | 1 | -8.9 | 197
1 Reference Case | 2025 | 1 | -8.8 | 184
1 Reference Case | 2025 | 1 | -8.7 | 215
1 Reference Case | 2025 | 1 | -8.6 | 204
1 Reference Case | 2025 | 1 | -8.5 | 204
1 Reference Case | 2025 | 1 | -8.4 | 194
1 Reference Case | 2025 | 1 | -8.3 | 199
1 Reference Case | 2025 | 1 | -8.2 | 190
1 Reference Case | 2025 | 1 | -8.1 | 203
1 Reference Case | 2025 | 1 | -8 | 196
1 Reference Case | 2025 | 1 | -7.9 | 221
1 Reference Case | 2025 | 1 | -7.8 | 200
1 Reference Case | 2025 | 1 | -7.7 | 238
1 Reference Case | 2025 | 1 | -7.6 | 209
1 Reference Case | 2025 | 1 | -7.5 | 205
1 Reference Case | 2025 | 1 | -7.4 | 237
1 Reference Case | 2025 | 1 | -7.3 | 202
1 Reference Case | 2025 | 1 | -7.2 | 217
1 Reference Case | 2025 | 1 | -7.1 | 214
1 Reference Case | 2025 | 1 | -7 | 211
1 Reference Case | 2025 | 1 | -6.9 | 218
1 Reference Case | 2025 | 1 | -6.8 | 226
1 Reference Case | 2025 | 1 | -6.7 | 264
1 Reference Case | 2025 | 1 | -6.6 | 206
1 Reference Case | 2025 | 1 | -6.5 | 211
1 Reference Case | 2025 | 1 | -6.4 | 236
1 Reference Case | 2025 | 1 | -6.3 | 252
1 Reference Case | 2025 | 1 | -6.2 | 225
1 Reference Case | 2025 | 1 | -6.1 | 221
1 Reference Case | 2025 | 1 | -6 | 251
1 Reference Case | 2025 | 1 | -5.9 | 234
1 Reference Case | 2025 | 1 | -5.8 | 255
1 Reference Case | 2025 | 1 | -5.7 | 230
1 Reference Case | 2025 | 1 | -5.6 | 242
1 Reference Case | 2025 | 1 | -5.5 | 244
1 Reference Case | 2025 | 1 | -5.4 | 273
1 Reference Case | 2025 | 1 | -5.3 | 252
1 Reference Case | 2025 | 1 | -5.2 | 262
1 Reference Case | 2025 | 1 | -5.1 | 244
1 Reference Case | 2025 | 1 | -5 | 240
1 Reference Case | 2025 | 1 | -4.9 | 268
1 Reference Case | 2025 | 1 | -4.8 | 254
1 Reference Case | 2025 | 1 | -4.7 | 280
1 Reference Case | 2025 | 1 | -4.6 | 260
1 Reference Case | 2025 | 1 | -4.5 | 287
1 Reference Case | 2025 | 1 | -4.4 | 267
1 Reference Case | 2025 | 1 | -4.3 | 248
1 Reference Case | 2025 | 1 | -4.2 | 290
1 Reference Case | 2025 | 1 | -4.1 | 290
1 Reference Case | 2025 | 1 | -4 | 289
1 Reference Case | 2025 | 1 | -3.9 | 265
1 Reference Case | 2025 | 1 | -3.8 | 270
1 Reference Case | 2025 | 1 | -3.7 | 276
1 Reference Case | 2025 | 1 | -3.6 | 312
1 Reference Case | 2025 | 1 | -3.5 | 274
1 Reference Case | 2025 | 1 | -3.4 | 302
1 Reference Case | 2025 | 1 | -3.3 | 309
1 Reference Case | 2025 | 1 | -3.2 | 290
1 Reference Case | 2025 | 1 | -3.1 | 284
1 Reference Case | 2025 | 1 | -3 | 300
1 Reference Case | 2025 | 1 | -2.9 | 306
1 Reference Case | 2025 | 1 | -2.8 | 305
1 Reference Case | 2025 | 1 | -2.7 | 327
1 Reference Case | 2025 | 1 | -2.6 | 301
1 Reference Case | 2025 | 1 | -2.5 | 274
1 Reference Case | 2025 | 1 | -2.4 | 314
1 Reference Case | 2025 | 1 | -2.3 | 318
1 Reference Case | 2025 | 1 | -2.2 | 311
1 Reference Case | 2025 | 1 | -2.1 | 313
1 Reference Case | 2025 | 1 | -2 | 333
1 Reference Case | 2025 | 1 | -1.9 | 330
1 Reference Case | 2025 | 1 | -1.8 | 301
1 Reference Case | 2025 | 1 | -1.7 | 369
1 Reference Case | 2025 | 1 | -1.6 | 344
1 Reference Case | 2025 | 1 | -1.5 | 344
1 Reference Case | 2025 | 1 | -1.4 | 327
1 Reference Case | 2025 | 1 | -1.3 | 351
1 Reference Case | 2025 | 1 | -1.2 | 334
1 Reference Case | 2025 | 1 | -1.1 | 351
1 Reference Case | 2025 | 1 | -1 | 372
1 Reference Case | 2025 | 1 | -0.9 | 353
1 Reference Case | 2025 | 1 | -0.8 | 367
1 Reference Case | 2025 | 1 | -0.7 | 372
1 Reference Case | 2025 | 1 | -0.6 | 345
1 Reference Case | 2025 | 1 | -0.5 | 343
1 Reference Case | 2025 | 1 | -0.4 | 374
1 Reference Case | 2025 | 1 | -0.3 | 379
1 Reference Case | 2025 | 1 | -0.2 | 357
1 Reference Case | 2025 | 1 | -0.1 | 377
1 Reference Case | 2025 | 1 | 0 | 8871
1 Reference Case | 2025 | 1 | 0.1 | 379
1 Reference Case | 2025 | 1 | 0.2 | 364
1 Reference Case | 2025 | 1 | 0.3 | 373
1 Reference Case | 2025 | 1 | 0.4 | 297
1 Reference Case | 2025 | 1 | 0.5 | 317
1 Reference Case | 2025 | 1 | 0.6 | 358
1 Reference Case | 2025 | 1 | 0.7 | 319
1 Reference Case | 2025 | 1 | 0.8 | 339
1 Reference Case | 2025 | 1 | 0.9 | 350
1 Reference Case | 2025 | 1 | 1 | 348
1 Reference Case | 2025 | 1 | 1.1 | 305
1 Reference Case | 2025 | 1 | 1.2 | 358
1 Reference Case | 2025 | 1 | 1.3 | 331
1 Reference Case | 2025 | 1 | 1.4 | 342
1 Reference Case | 2025 | 1 | 1.5 | 340
1 Reference Case | 2025 | 1 | 1.6 | 331
1 Reference Case | 2025 | 1 | 1.7 | 347
1 Reference Case | 2025 | 1 | 1.8 | 316
1 Reference Case | 2025 | 1 | 1.9 | 282
1 Reference Case | 2025 | 1 | 2 | 331
1 Reference Case | 2025 | 1 | 2.1 | 345
1 Reference Case | 2025 | 1 | 2.2 | 299
1 Reference Case | 2025 | 1 | 2.3 | 297
1 Reference Case | 2025 | 1 | 2.4 | 332
1 Reference Case | 2025 | 1 | 2.5 | 335
1 Reference Case | 2025 | 1 | 2.6 | 321
1 Reference Case | 2025 | 1 | 2.7 | 284
1 Reference Case | 2025 | 1 | 2.8 | 285
1 Reference Case | 2025 | 1 | 2.9 | 275
1 Reference Case | 2025 | 1 | 3 | 274
1 Reference Case | 2025 | 1 | 3.1 | 293
1 Reference Case | 2025 | 1 | 3.2 | 306
1 Reference Case | 2025 | 1 | 3.3 | 296
1 Reference Case | 2025 | 1 | 3.4 | 263
1 Reference Case | 2025 | 1 | 3.5 | 293
1 Reference Case | 2025 | 1 | 3.6 | 267
1 Reference Case | 2025 | 1 | 3.7 | 283
1 Reference Case | 2025 | 1 | 3.8 | 270
1 Reference Case | 2025 | 1 | 3.9 | 305
1 Reference Case | 2025 | 1 | 4 | 293
1 Reference Case | 2025 | 1 | 4.1 | 289
1 Reference Case | 2025 | 1 | 4.2 | 254
1 Reference Case | 2025 | 1 | 4.3 | 267
1 Reference Case | 2025 | 1 | 4.4 | 255
1 Reference Case | 2025 | 1 | 4.5 | 249
1 Reference Case | 2025 | 1 | 4.6 | 279
1 Reference Case | 2025 | 1 | 4.7 | 258
1 Reference Case | 2025 | 1 | 4.8 | 248
1 Reference Case | 2025 | 1 | 4.9 | 239
1 Reference Case | 2025 | 1 | 5 | 254
1 Reference Case | 2025 | 1 | 5.1 | 240
1 Reference Case | 2025 | 1 | 5.2 | 254
1 Reference Case | 2025 | 1 | 5.3 | 259
1 Reference Case | 2025 | 1 | 5.4 | 246
1 Reference Case | 2025 | 1 | 5.5 | 213
1 Reference Case | 2025 | 1 | 5.6 | 260
1 Reference Case | 2025 | 1 | 5.7 | 239
1 Reference Case | 2025 | 1 | 5.8 | 237
1 Reference Case | 2025 | 1 | 5.9 | 254
1 Reference Case | 2025 | 1 | 6 | 237
1 Reference Case | 2025 | 1 | 6.1 | 257
1 Reference Case | 2025 | 1 | 6.2 | 246
1 Reference Case | 2025 | 1 | 6.3 | 230
1 Reference Case | 2025 | 1 | 6.4 | 199
1 Reference Case | 2025 | 1 | 6.5 | 224
1 Reference Case | 2025 | 1 | 6.6 | 223
1 Reference Case | 2025 | 1 | 6.7 | 234
1 Reference Case | 2025 | 1 | 6.8 | 206
1 Reference Case | 2025 | 1 | 6.9 | 208
1 Reference Case | 2025 | 1 | 7 | 216
1 Reference Case | 2025 | 1 | 7.1 | 205
1 Reference Case | 2025 | 1 | 7.2 | 223
1 Reference Case | 2025 | 1 | 7.3 | 231
1 Reference Case | 2025 | 1 | 7.4 | 195
1 Reference Case | 2025 | 1 | 7.5 | 216
1 Reference Case | 2025 | 1 | 7.6 | 210
1 Reference Case | 2025 | 1 | 7.7 | 209
1 Reference Case | 2025 | 1 | 7.8 | 219
1 Reference Case | 2025 | 1 | 7.9 | 184
1 Reference Case | 2025 | 1 | 8 | 221
1 Reference Case | 2025 | 1 | 8.1 | 212
1 Reference Case | 2025 | 1 | 8.2 | 181
1 Reference Case | 2025 | 1 | 8.3 | 173
1 Reference Case | 2025 | 1 | 8.4 | 180
1 Reference Case | 2025 | 1 | 8.5 | 178
1 Reference Case | 2025 | 1 | 8.6 | 174
1 Reference Case | 2025 | 1 | 8.7 | 162
1 Reference Case | 2025 | 1 | 8.8 | 189
1 Reference Case | 2025 | 1 | 8.9 | 168
1 Reference Case | 2025 | 1 | 9 | 182
1 Reference Case | 2025 | 1 | 9.1 | 173
1 Reference Case | 2025 | 1 | 9.2 | 211
1 Reference Case | 2025 | 1 | 9.3 | 187
1 Reference Case | 2025 | 1 | 9.4 | 205
1 Reference Case | 2025 | 1 | 9.5 | 167
1 Reference Case | 2025 | 1 | 9.6 | 163
1 Reference Case | 2025 | 1 | 9.7 | 159
1 Reference Case | 2025 | 1 | 9.8 | 135
1 Reference Case | 2025 | 1 | 9.9 | 151
1 Reference Case | 2025 | 1 | 10 | 180
1 Reference Case | 2025 | 1 | 10.1 | 141
1 Reference Case | 2025 | 1 | 10.2 | 156
1 Reference Case | 2025 | 1 | 10.3 | 174
1 Reference Case | 2025 | 1 | 10.4 | 141
1 Reference Case | 2025 | 1 | 10.5 | 168
1 Reference Case | 2025 | 1 | 10.6 | 139
1 Reference Case | 2025 | 1 | 10.7 | 160
1 Reference Case | 2025 | 1 | 10.8 | 162
1 Reference Case | 2025 | 1 | 10.9 | 156
1 Reference Case | 2025 | 1 | 11 | 138
1 Reference Case | 2025 | 1 | 11.1 | 168
1 Reference Case | 2025 | 1 | 11.2 | 144
1 Reference Case | 2025 | 1 | 11.3 | 144
1 Reference Case | 2025 | 1 | 11.4 | 124
1 Reference Case | 2025 | 1 | 11.5 | 122
1 Reference Case | 2025 | 1 | 11.6 | 136
1 Reference Case | 2025 | 1 | 11.7 | 148
1 Reference Case | 2025 | 1 | 11.8 | 153
1 Reference Case | 2025 | 1 | 11.9 | 140
1 Reference Case | 2025 | 1 | 12 | 120
1 Reference Case | 2025 | 1 | 12.1 | 124
1 Reference Case | 2025 | 1 | 12.2 | 130
1 Reference Case | 2025 | 1 | 12.3 | 117
1 Reference Case | 2025 | 1 | 12.4 | 110
1 Reference Case | 2025 | 1 | 12.5 | 138
1 Reference Case | 2025 | 1 | 12.6 | 132
1 Reference Case | 2025 | 1 | 12.7 | 115
1 Reference Case | 2025 | 1 | 12.8 | 117
1 Reference Case | 2025 | 1 | 12.9 | 125
1 Reference Case | 2025 | 1 | 13 | 152
1 Reference Case | 2025 | 1 | 13.1 | 127
1 Reference Case | 2025 | 1 | 13.2 | 141
1 Reference Case | 2025 | 1 | 13.3 | 111
1 Reference Case | 2025 | 1 | 13.4 | 113
1 Reference Case | 2025 | 1 | 13.5 | 107
1 Reference Case | 2025 | 1 | 13.6 | 113
1 Reference Case | 2025 | 1 | 13.7 | 124
1 Reference Case | 2025 | 1 | 13.8 | 101
1 Reference Case | 2025 | 1 | 13.9 | 93
1 Reference Case | 2025 | 1 | 14 | 101
1 Reference Case | 2025 | 1 | 14.1 | 95
1 Reference Case | 2025 | 1 | 14.2 | 104
1 Reference Case | 2025 | 1 | 14.3 | 104
1 Reference Case | 2025 | 1 | 14.4 | 93
1 Reference Case | 2025 | 1 | 14.5 | 114
1 Reference Case | 2025 | 1 | 14.6 | 108
1 Reference Case | 2025 | 1 | 14.7 | 92
1 Reference Case | 2025 | 1 | 14.8 | 82
1 Reference Case | 2025 | 1 | 14.9 | 87
1 Reference Case | 2025 | 1 | 15 | 98
1 Reference Case | 2025 | 1 | 15.1 | 101
1 Reference Case | 2025 | 1 | 15.2 | 91
1 Reference Case | 2025 | 1 | 15.3 | 103
1 Reference Case | 2025 | 1 | 15.4 | 89
1 Reference Case | 2025 | 1 | 15.5 | 97
1 Reference Case | 2025 | 1 | 15.6 | 94
1 Reference Case | 2025 | 1 | 15.7 | 81
1 Reference Case | 2025 | 1 | 15.8 | 90
1 Reference Case | 2025 | 1 | 15.9 | 92
1 Reference Case | 2025 | 1 | 16 | 93
1 Reference Case | 2025 | 1 | 16.1 | 96
1 Reference Case | 2025 | 1 | 16.2 | 87
1 Reference Case | 2025 | 1 | 16.3 | 75
1 Reference Case | 2025 | 1 | 16.4 | 72
1 Reference Case | 2025 | 1 | 16.5 | 68
1 Reference Case | 2025 | 1 | 16.6 | 85
1 Reference Case | 2025 | 1 | 16.7 | 70
1 Reference Case | 2025 | 1 | 16.8 | 62
1 Reference Case | 2025 | 1 | 16.9 | 73
1 Reference Case | 2025 | 1 | 17 | 80
1 Reference Case | 2025 | 1 | 17.1 | 68
1 Reference Case | 2025 | 1 | 17.2 | 79
1 Reference Case | 2025 | 1 | 17.3 | 79
1 Reference Case | 2025 | 1 | 17.4 | 80
1 Reference Case | 2025 | 1 | 17.5 | 95
1 Reference Case | 2025 | 1 | 17.6 | 68
1 Reference Case | 2025 | 1 | 17.7 | 69
1 Reference Case | 2025 | 1 | 17.8 | 71
1 Reference Case | 2025 | 1 | 17.9 | 70
1 Reference Case | 2025 | 1 | 18 | 76
1 Reference Case | 2025 | 1 | 18.1 | 80
1 Reference Case | 2025 | 1 | 18.2 | 78
1 Reference Case | 2025 | 1 | 18.3 | 50
1 Reference Case | 2025 | 1 | 18.4 | 60
1 Reference Case | 2025 | 1 | 18.5 | 65
1 Reference Case | 2025 | 1 | 18.6 | 68
1 Reference Case | 2025 | 1 | 18.7 | 77
1 Reference Case | 2025 | 1 | 18.8 | 68
1 Reference Case | 2025 | 1 | 18.9 | 73
1 Reference Case | 2025 | 1 | 19 | 61
1 Reference Case | 2025 | 1 | 19.1 | 58
1 Reference Case | 2025 | 1 | 19.2 | 68
1 Reference Case | 2025 | 1 | 19.3 | 70
1 Reference Case | 2025 | 1 | 19.4 | 62
1 Reference Case | 2025 | 1 | 19.5 | 47
1 Reference Case | 2025 | 1 | 19.6 | 54
1 Reference Case | 2025 | 1 | 19.7 | 58
1 Reference Case | 2025 | 1 | 19.8 | 66
1 Reference Case | 2025 | 1 | 19.9 | 61
1 Reference Case | 2025 | 1 | 20 | 55
1 Reference Case | 2025 | 1 | 20.1 | 82
1 Reference Case | 2025 | 1 | 20.2 | 50
1 Reference Case | 2025 | 1 | 20.3 | 45
1 Reference Case | 2025 | 1 | 20.4 | 50
1 Reference Case | 2025 | 1 | 20.5 | 48
1 Reference Case | 2025 | 1 | 20.6 | 43
1 Reference Case | 2025 | 1 | 20.7 | 52
1 Reference Case | 2025 | 1 | 20.8 | 53
1 Reference Case | 2025 | 1 | 20.9 | 55
1 Reference Case | 2025 | 1 | 21 | 45
1 Reference Case | 2025 | 1 | 21.1 | 48
1 Reference Case | 2025 | 1 | 21.2 | 42
1 Reference Case | 2025 | 1 | 21.3 | 36
1 Reference Case | 2025 | 1 | 21.4 | 53
1 Reference Case | 2025 | 1 | 21.5 | 45
1 Reference Case | 2025 | 1 | 21.6 | 44
1 Reference Case | 2025 | 1 | 21.7 | 46
1 Reference Case | 2025 | 1 | 21.8 | 58
1 Reference Case | 2025 | 1 | 21.9 | 43
1 Reference Case | 2025 | 1 | 22 | 42
1 Reference Case | 2025 | 1 | 22.1 | 51
1 Reference Case | 2025 | 1 | 22.2 | 43
1 Reference Case | 2025 | 1 | 22.3 | 37
1 Reference Case | 2025 | 1 | 22.4 | 45
1 Reference Case | 2025 | 1 | 22.5 | 59
1 Reference Case | 2025 | 1 | 22.6 | 34
1 Reference Case | 2025 | 1 | 22.7 | 39
1 Reference Case | 2025 | 1 | 22.8 | 36
1 Reference Case | 2025 | 1 | 22.9 | 45
1 Reference Case | 2025 | 1 | 23 | 38
1 Reference Case | 2025 | 1 | 23.1 | 44
1 Reference Case | 2025 | 1 | 23.2 | 42
1 Reference Case | 2025 | 1 | 23.3 | 41
1 Reference Case | 2025 | 1 | 23.4 | 40
1 Reference Case | 2025 | 1 | 23.5 | 30
1 Reference Case | 2025 | 1 | 23.6 | 39
1 Reference Case | 2025 | 1 | 23.7 | 31
1 Reference Case | 2025 | 1 | 23.8 | 29
1 Reference Case | 2025 | 1 | 23.9 | 38
1 Reference Case | 2025 | 1 | 24 | 41
1 Reference Case | 2025 | 1 | 24.1 | 42
1 Reference Case | 2025 | 1 | 24.2 | 39
1 Reference Case | 2025 | 1 | 24.3 | 27
1 Reference Case | 2025 | 1 | 24.4 | 30
1 Reference Case | 2025 | 1 | 24.5 | 41
1 Reference Case | 2025 | 1 | 24.6 | 30
1 Reference Case | 2025 | 1 | 24.7 | 46
1 Reference Case | 2025 | 1 | 24.8 | 39
1 Reference Case | 2025 | 1 | 24.9 | 30
1 Reference Case | 2025 | 1 | 25 | 35
1 Reference Case | 2025 | 1 | 25.1 | 36
1 Reference Case | 2025 | 1 | 25.2 | 29
1 Reference Case | 2025 | 1 | 25.3 | 38
1 Reference Case | 2025 | 1 | 25.4 | 38
1 Reference Case | 2025 | 1 | 25.5 | 29
1 Reference Case | 2025 | 1 | 25.6 | 25
1 Reference Case | 2025 | 1 | 25.7 | 25
1 Reference Case | 2025 | 1 | 25.8 | 39
1 Reference Case | 2025 | 1 | 25.9 | 33
1 Reference Case | 2025 | 1 | 26 | 22
1 Reference Case | 2025 | 1 | 26.1 | 19
1 Reference Case | 2025 | 1 | 26.2 | 33
1 Reference Case | 2025 | 1 | 26.3 | 22
1 Reference Case | 2025 | 1 | 26.4 | 21
1 Reference Case | 2025 | 1 | 26.5 | 18
1 Reference Case | 2025 | 1 | 26.6 | 23
1 Reference Case | 2025 | 1 | 26.7 | 29
1 Reference Case | 2025 | 1 | 26.8 | 28
1 Reference Case | 2025 | 1 | 26.9 | 29
1 Reference Case | 2025 | 1 | 27 | 24
1 Reference Case | 2025 | 1 | 27.1 | 29
1 Reference Case | 2025 | 1 | 27.2 | 22
1 Reference Case | 2025 | 1 | 27.3 | 30
1 Reference Case | 2025 | 1 | 27.4 | 30
1 Reference Case | 2025 | 1 | 27.5 | 27
1 Reference Case | 2025 | 1 | 27.6 | 26
1 Reference Case | 2025 | 1 | 27.7 | 18
1 Reference Case | 2025 | 1 | 27.8 | 25
1 Reference Case | 2025 | 1 | 27.9 | 20
1 Reference Case | 2025 | 1 | 28 | 20
1 Reference Case | 2025 | 1 | 28.1 | 21
1 Reference Case | 2025 | 1 | 28.2 | 23
1 Reference Case | 2025 | 1 | 28.3 | 21
1 Reference Case | 2025 | 1 | 28.4 | 20
1 Reference Case | 2025 | 1 | 28.5 | 22
1 Reference Case | 2025 | 1 | 28.6 | 17
1 Reference Case | 2025 | 1 | 28.7 | 19
1 Reference Case | 2025 | 1 | 28.8 | 15
1 Reference Case | 2025 | 1 | 28.9 | 25
1 Reference Case | 2025 | 1 | 29 | 26
1 Reference Case | 2025 | 1 | 29.1 | 21
1 Reference Case | 2025 | 1 | 29.2 | 18
1 Reference Case | 2025 | 1 | 29.3 | 12
1 Reference Case | 2025 | 1 | 29.4 | 21
1 Reference Case | 2025 | 1 | 29.5 | 17
1 Reference Case | 2025 | 1 | 29.6 | 12
1 Reference Case | 2025 | 1 | 29.7 | 16
1 Reference Case | 2025 | 1 | 29.8 | 23
1 Reference Case | 2025 | 1 | 29.9 | 18
1 Reference Case | 2025 | 1 | 30 | 24
1 Reference Case | 2025 | 1 | 30.1 | 20
1 Reference Case | 2025 | 1 | 30.2 | 14
1 Reference Case | 2025 | 1 | 30.3 | 20
1 Reference Case | 2025 | 1 | 30.4 | 13
1 Reference Case | 2025 | 1 | 30.5 | 15
1 Reference Case | 2025 | 1 | 30.6 | 22
1 Reference Case | 2025 | 1 | 30.7 | 13
1 Reference Case | 2025 | 1 | 30.8 | 20
1 Reference Case | 2025 | 1 | 30.9 | 23
1 Reference Case | 2025 | 1 | 31 | 16
1 Reference Case | 2025 | 1 | 31.1 | 11
1 Reference Case | 2025 | 1 | 31.2 | 11
1 Reference Case | 2025 | 1 | 31.3 | 22
1 Reference Case | 2025 | 1 | 31.4 | 17
1 Reference Case | 2025 | 1 | 31.5 | 18
1 Reference Case | 2025 | 1 | 31.6 | 11
1 Reference Case | 2025 | 1 | 31.7 | 10
1 Reference Case | 2025 | 1 | 31.8 | 20
1 Reference Case | 2025 | 1 | 31.9 | 14
1 Reference Case | 2025 | 1 | 32 | 20
1 Reference Case | 2025 | 1 | 32.1 | 12
1 Reference Case | 2025 | 1 | 32.2 | 9
1 Reference Case | 2025 | 1 | 32.3 | 13
1 Reference Case | 2025 | 1 | 32.4 | 8
1 Reference Case | 2025 | 1 | 32.5 | 8
1 Reference Case | 2025 | 1 | 32.6 | 13
1 Reference Case | 2025 | 1 | 32.7 | 10
1 Reference Case | 2025 | 1 | 32.8 | 11
1 Reference Case | 2025 | 1 | 32.9 | 13
1 Reference Case | 2025 | 1 | 33 | 9
1 Reference Case | 2025 | 1 | 33.1 | 12
1 Reference Case | 2025 | 1 | 33.2 | 13
1 Reference Case | 2025 | 1 | 33.3 | 10
1 Reference Case | 2025 | 1 | 33.4 | 7
1 Reference Case | 2025 | 1 | 33.5 | 7
1 Reference Case | 2025 | 1 | 33.6 | 9
1 Reference Case | 2025 | 1 | 33.7 | 14
1 Reference Case | 2025 | 1 | 33.8 | 10
1 Reference Case | 2025 | 1 | 33.9 | 12
1 Reference Case | 2025 | 1 | 34 | 17
1 Reference Case | 2025 | 1 | 34.1 | 14
1 Reference Case | 2025 | 1 | 34.2 | 8
1 Reference Case | 2025 | 1 | 34.3 | 11
1 Reference Case | 2025 | 1 | 34.4 | 7
1 Reference Case | 2025 | 1 | 34.5 | 7
1 Reference Case | 2025 | 1 | 34.6 | 8
1 Reference Case | 2025 | 1 | 34.7 | 13
1 Reference Case | 2025 | 1 | 34.8 | 8
1 Reference Case | 2025 | 1 | 34.9 | 6
1 Reference Case | 2025 | 1 | 35 | 10
1 Reference Case | 2025 | 1 | 35.1 | 8
1 Reference Case | 2025 | 1 | 35.2 | 16
1 Reference Case | 2025 | 1 | 35.3 | 8
1 Reference Case | 2025 | 1 | 35.4 | 6
1 Reference Case | 2025 | 1 | 35.5 | 8
1 Reference Case | 2025 | 1 | 35.6 | 8
1 Reference Case | 2025 | 1 | 35.7 | 4
1 Reference Case | 2025 | 1 | 35.8 | 8
1 Reference Case | 2025 | 1 | 35.9 | 8
1 Reference Case | 2025 | 1 | 36 | 12
1 Reference Case | 2025 | 1 | 36.1 | 6
1 Reference Case | 2025 | 1 | 36.2 | 12
1 Reference Case | 2025 | 1 | 36.3 | 10
1 Reference Case | 2025 | 1 | 36.4 | 4
1 Reference Case | 2025 | 1 | 36.5 | 9
1 Reference Case | 2025 | 1 | 36.6 | 8
1 Reference Case | 2025 | 1 | 36.7 | 9
1 Reference Case | 2025 | 1 | 36.8 | 11
1 Reference Case | 2025 | 1 | 36.9 | 13
1 Reference Case | 2025 | 1 | 37 | 8
1 Reference Case | 2025 | 1 | 37.1 | 4
1 Reference Case | 2025 | 1 | 37.2 | 12
1 Reference Case | 2025 | 1 | 37.3 | 8
1 Reference Case | 2025 | 1 | 37.4 | 9
1 Reference Case | 2025 | 1 | 37.5 | 3
1 Reference Case | 2025 | 1 | 37.6 | 7
1 Reference Case | 2025 | 1 | 37.7 | 5
1 Reference Case | 2025 | 1 | 37.8 | 4
1 Reference Case | 2025 | 1 | 37.9 | 6
1 Reference Case | 2025 | 1 | 38 | 5
1 Reference Case | 2025 | 1 | 38.1 | 5
1 Reference Case | 2025 | 1 | 38.2 | 6
1 Reference Case | 2025 | 1 | 38.3 | 11
1 Reference Case | 2025 | 1 | 38.4 | 8
1 Reference Case | 2025 | 1 | 38.5 | 10
1 Reference Case | 2025 | 1 | 38.6 | 6
1 Reference Case | 2025 | 1 | 38.7 | 4
1 Reference Case | 2025 | 1 | 38.8 | 4
1 Reference Case | 2025 | 1 | 38.9 | 5
1 Reference Case | 2025 | 1 | 39 | 8
1 Reference Case | 2025 | 1 | 39.1 | 4
1 Reference Case | 2025 | 1 | 39.2 | 8
1 Reference Case | 2025 | 1 | 39.3 | 1
1 Reference Case | 2025 | 1 | 39.4 | 10
1 Reference Case | 2025 | 1 | 39.5 | 3
1 Reference Case | 2025 | 1 | 39.6 | 7
1 Reference Case | 2025 | 1 | 39.7 | 4
1 Reference Case | 2025 | 1 | 39.8 | 6
1 Reference Case | 2025 | 1 | 39.9 | 7
1 Reference Case | 2025 | 1 | 40 | 9
1 Reference Case | 2025 | 1 | 40.1 | 3
1 Reference Case | 2025 | 1 | 40.2 | 5
1 Reference Case | 2025 | 1 | 40.3 | 7
1 Reference Case | 2025 | 1 | 40.4 | 5
1 Reference Case | 2025 | 1 | 40.5 | 3
1 Reference Case | 2025 | 1 | 40.6 | 5
1 Reference Case | 2025 | 1 | 40.7 | 10
1 Reference Case | 2025 | 1 | 40.8 | 5
1 Reference Case | 2025 | 1 | 40.9 | 2
1 Reference Case | 2025 | 1 | 41 | 3
1 Reference Case | 2025 | 1 | 41.1 | 5
1 Reference Case | 2025 | 1 | 41.2 | 4
1 Reference Case | 2025 | 1 | 41.3 | 3
1 Reference Case | 2025 | 1 | 41.4 | 6
1 Reference Case | 2025 | 1 | 41.5 | 7
1 Reference Case | 2025 | 1 | 41.6 | 5
1 Reference Case | 2025 | 1 | 41.7 | 3
1 Reference Case | 2025 | 1 | 41.8 | 5
1 Reference Case | 2025 | 1 | 41.9 | 3
1 Reference Case | 2025 | 1 | 42 | 3
1 Reference Case | 2025 | 1 | 42.1 | 2
1 Reference Case | 2025 | 1 | 42.2 | 5
1 Reference Case | 2025 | 1 | 42.3 | 2
1 Reference Case | 2025 | 1 | 42.4 | 2
1 Reference Case | 2025 | 1 | 42.5 | 7
1 Reference Case | 2025 | 1 | 42.6 | 4
1 Reference Case | 2025 | 1 | 42.7 | 4
1 Reference Case | 2025 | 1 | 42.8 | 5
1 Reference Case | 2025 | 1 | 42.9 | 3
1 Reference Case | 2025 | 1 | 43 | 1
1 Reference Case | 2025 | 1 | 43.1 | 4
1 Reference Case | 2025 | 1 | 43.2 | 1
1 Reference Case | 2025 | 1 | 43.3 | 2
1 Reference Case | 2025 | 1 | 43.4 | 8
1 Reference Case | 2025 | 1 | 43.5 | 3
1 Reference Case | 2025 | 1 | 43.6 | 2
1 Reference Case | 2025 | 1 | 43.7 | 7
1 Reference Case | 2025 | 1 | 43.8 | 5
1 Reference Case | 2025 | 1 | 43.9 | 2
1 Reference Case | 2025 | 1 | 44 | 2
1 Reference Case | 2025 | 1 | 44.1 | 4
1 Reference Case | 2025 | 1 | 44.2 | 3
1 Reference Case | 2025 | 1 | 44.3 | 5
1 Reference Case | 2025 | 1 | 44.4 | 3
1 Reference Case | 2025 | 1 | 44.5 | 2
1 Reference Case | 2025 | 1 | 44.6 | 1
1 Reference Case | 2025 | 1 | 44.7 | 4
1 Reference Case | 2025 | 1 | 44.8 | 5
1 Reference Case | 2025 | 1 | 44.9 | 2
1 Reference Case | 2025 | 1 | 45 | 3
1 Reference Case | 2025 | 1 | 45.1 | 2
1 Reference Case | 2025 | 1 | 45.2 | 5
1 Reference Case | 2025 | 1 | 45.3 | 4
1 Reference Case | 2025 | 1 | 45.4 | 1
1 Reference Case | 2025 | 1 | 45.5 | 2
1 Reference Case | 2025 | 1 | 45.6 | 3
1 Reference Case | 2025 | 1 | 45.7 | 2
1 Reference Case | 2025 | 1 | 45.8 | 1
1 Reference Case | 2025 | 1 | 45.9 | 2
1 Reference Case | 2025 | 1 | 46 | 5
1 Reference Case | 2025 | 1 | 46.1 | 1
1 Reference Case | 2025 | 1 | 46.2 | 2
1 Reference Case | 2025 | 1 | 46.3 | 3
1 Reference Case | 2025 | 1 | 46.4 | 2
1 Reference Case | 2025 | 1 | 46.5 | 2
1 Reference Case | 2025 | 1 | 46.6 | 3
1 Reference Case | 2025 | 1 | 46.7 | 1
1 Reference Case | 2025 | 1 | 46.8 | 3
1 Reference Case | 2025 | 1 | 46.9 | 2
1 Reference Case | 2025 | 1 | 47 | 5
1 Reference Case | 2025 | 1 | 47.1 | 1
1 Reference Case | 2025 | 1 | 47.2 | 3
1 Reference Case | 2025 | 1 | 47.3 | 1
1 Reference Case | 2025 | 1 | 47.4 | 2
1 Reference Case | 2025 | 1 | 47.5 | 2
1 Reference Case | 2025 | 1 | 47.6 | 1
1 Reference Case | 2025 | 1 | 47.7 | 1
1 Reference Case | 2025 | 1 | 47.8 | 2
1 Reference Case | 2025 | 1 | 47.9 | 1
1 Reference Case | 2025 | 1 | 48 | 3
1 Reference Case | 2025 | 1 | 48.2 | 5
1 Reference Case | 2025 | 1 | 48.4 | 2
1 Reference Case | 2025 | 1 | 48.5 | 2
1 Reference Case | 2025 | 1 | 48.6 | 3
1 Reference Case | 2025 | 1 | 48.8 | 2
1 Reference Case | 2025 | 1 | 49 | 2
1 Reference Case | 2025 | 1 | 49.1 | 3
1 Reference Case | 2025 | 1 | 49.2 | 1
1 Reference Case | 2025 | 1 | 49.6 | 2
1 Reference Case | 2025 | 1 | 49.7 | 2
1 Reference Case | 2025 | 1 | 49.8 | 2
1 Reference Case | 2025 | 1 | 50 | 1
1 Reference Case | 2025 | 1 | 50.1 | 3
1 Reference Case | 2025 | 1 | 50.2 | 1
1 Reference Case | 2025 | 1 | 50.3 | 2
1 Reference Case | 2025 | 1 | 50.4 | 1
1 Reference Case | 2025 | 1 | 50.7 | 6
1 Reference Case | 2025 | 1 | 50.9 | 2
1 Reference Case | 2025 | 1 | 51.1 | 2
1 Reference Case | 2025 | 1 | 51.2 | 5
1 Reference Case | 2025 | 1 | 51.3 | 2
1 Reference Case | 2025 | 1 | 51.5 | 3
1 Reference Case | 2025 | 1 | 51.7 | 2
1 Reference Case | 2025 | 1 | 51.8 | 1
1 Reference Case | 2025 | 1 | 51.9 | 2
1 Reference Case | 2025 | 1 | 52.1 | 1
1 Reference Case | 2025 | 1 | 52.2 | 1
1 Reference Case | 2025 | 1 | 52.3 | 2
1 Reference Case | 2025 | 1 | 52.4 | 3
1 Reference Case | 2025 | 1 | 52.5 | 1
1 Reference Case | 2025 | 1 | 52.6 | 1
1 Reference Case | 2025 | 1 | 52.7 | 1
1 Reference Case | 2025 | 1 | 52.9 | 1
1 Reference Case | 2025 | 1 | 53 | 1
1 Reference Case | 2025 | 1 | 53.1 | 2
1 Reference Case | 2025 | 1 | 53.2 | 1
1 Reference Case | 2025 | 1 | 53.3 | 3
1 Reference Case | 2025 | 1 | 53.4 | 2
1 Reference Case | 2025 | 1 | 53.5 | 2
1 Reference Case | 2025 | 1 | 53.6 | 3
1 Reference Case | 2025 | 1 | 53.7 | 1
1 Reference Case | 2025 | 1 | 53.8 | 4
1 Reference Case | 2025 | 1 | 53.9 | 1
1 Reference Case | 2025 | 1 | 54 | 1
1 Reference Case | 2025 | 1 | 54.2 | 2
1 Reference Case | 2025 | 1 | 54.5 | 1
1 Reference Case | 2025 | 1 | 54.7 | 1
1 Reference Case | 2025 | 1 | 54.9 | 3
1 Reference Case | 2025 | 1 | 55.2 | 1
1 Reference Case | 2025 | 1 | 55.3 | 1
1 Reference Case | 2025 | 1 | 55.4 | 1
1 Reference Case | 2025 | 1 | 55.5 | 2
1 Reference Case | 2025 | 1 | 55.6 | 2
1 Reference Case | 2025 | 1 | 55.7 | 1
1 Reference Case | 2025 | 1 | 56 | 1
1 Reference Case | 2025 | 1 | 56.1 | 1
1 Reference Case | 2025 | 1 | 56.2 | 3
1 Reference Case | 2025 | 1 | 56.3 | 1
1 Reference Case | 2025 | 1 | 56.4 | 1
1 Reference Case | 2025 | 1 | 56.6 | 1
1 Reference Case | 2025 | 1 | 56.8 | 2
1 Reference Case | 2025 | 1 | 57.1 | 1
1 Reference Case | 2025 | 1 | 57.2 | 1
1 Reference Case | 2025 | 1 | 57.3 | 2
1 Reference Case | 2025 | 1 | 57.5 | 1
1 Reference Case | 2025 | 1 | 57.7 | 1
1 Reference Case | 2025 | 1 | 57.9 | 1
1 Reference Case | 2025 | 1 | 58 | 1
1 Reference Case | 2025 | 1 | 58.2 | 1
1 Reference Case | 2025 | 1 | 58.4 | 2
1 Reference Case | 2025 | 1 | 58.7 | 1
1 Reference Case | 2025 | 1 | 58.9 | 1
1 Reference Case | 2025 | 1 | 59 | 1
1 Reference Case | 2025 | 1 | 59.1 | 3
1 Reference Case | 2025 | 1 | 59.3 | 1
1 Reference Case | 2025 | 1 | 59.8 | 1
1 Reference Case | 2025 | 1 | 59.9 | 3
1 Reference Case | 2025 | 1 | 60.1 | 1
1 Reference Case | 2025 | 1 | 60.3 | 2
1 Reference Case | 2025 | 1 | 60.4 | 1
1 Reference Case | 2025 | 1 | 60.6 | 2
1 Reference Case | 2025 | 1 | 60.9 | 1
1 Reference Case | 2025 | 1 | 61.4 | 1
1 Reference Case | 2025 | 1 | 61.8 | 1
1 Reference Case | 2025 | 1 | 62.5 | 1
1 Reference Case | 2025 | 1 | 62.7 | 1
1 Reference Case | 2025 | 1 | 63.7 | 1
1 Reference Case | 2025 | 1 | 64.4 | 1
1 Reference Case | 2025 | 1 | 64.9 | 2
1 Reference Case | 2025 | 1 | 65.4 | 1
1 Reference Case | 2025 | 1 | 66 | 1
1 Reference Case | 2025 | 1 | 66.6 | 1
1 Reference Case | 2025 | 1 | 67.3 | 1
1 Reference Case | 2025 | 1 | 67.5 | 1
1 Reference Case | 2025 | 1 | 67.6 | 1
1 Reference Case | 2025 | 1 | 67.8 | 2
1 Reference Case | 2025 | 1 | 68 | 1
1 Reference Case | 2025 | 1 | 69.2 | 1
1 Reference Case | 2025 | 1 | 69.3 | 1
1 Reference Case | 2025 | 1 | 69.6 | 1
1 Reference Case | 2025 | 1 | 71.9 | 1
1 Reference Case | 2025 | 1 | 72.2 | 1
1 Reference Case | 2025 | 1 | 73.2 | 1
1 Reference Case | 2025 | 1 | 76.7 | 1
1 Reference Case | 2025 | 1 | 77.2 | 1
1 Reference Case | 2025 | 1 | 80.6 | 1
1 Reference Case | 2025 | 1 | 81.4 | 1
1 Reference Case | 2025 | 1 | 85 | 1
1 Reference Case | 2025 | 1 | 89.5 | 1
1 Reference Case | 2025 | 1 | 94.1 | 1
1 Reference Case | 2025 | 1 | 106.6 | 1
1 Reference Case | 2025 | 1 | 182.4 | 1
1 Reference Case | 2025 | 1 | 263.4 | 1
1 Reference Case | 2025 | 2 | -228.4 | 1
1 Reference Case | 2025 | 2 | -188.9 | 1
1 Reference Case | 2025 | 2 | -69.9 | 1
1 Reference Case | 2025 | 2 | -63.4 | 1
1 Reference Case | 2025 | 2 | -60.1 | 1
1 Reference Case | 2025 | 2 | -58.6 | 1
1 Reference Case | 2025 | 2 | -58.1 | 1
1 Reference Case | 2025 | 2 | -56.6 | 2
1 Reference Case | 2025 | 2 | -56.5 | 1
1 Reference Case | 2025 | 2 | -56.2 | 1
1 Reference Case | 2025 | 2 | -55 | 1
1 Reference Case | 2025 | 2 | -54.8 | 1
1 Reference Case | 2025 | 2 | -52.8 | 1
1 Reference Case | 2025 | 2 | -52.7 | 1
1 Reference Case | 2025 | 2 | -52.6 | 1
1 Reference Case | 2025 | 2 | -52.5 | 1
1 Reference Case | 2025 | 2 | -52.1 | 1
1 Reference Case | 2025 | 2 | -51.9 | 2
1 Reference Case | 2025 | 2 | -51.7 | 1
1 Reference Case | 2025 | 2 | -51 | 1
1 Reference Case | 2025 | 2 | -49.8 | 2
1 Reference Case | 2025 | 2 | -49.5 | 1
1 Reference Case | 2025 | 2 | -49.4 | 1
1 Reference Case | 2025 | 2 | -49.1 | 2
1 Reference Case | 2025 | 2 | -49 | 1
1 Reference Case | 2025 | 2 | -48.9 | 1
1 Reference Case | 2025 | 2 | -47.5 | 2
1 Reference Case | 2025 | 2 | -47.3 | 1
1 Reference Case | 2025 | 2 | -46.8 | 1
1 Reference Case | 2025 | 2 | -46.7 | 1
1 Reference Case | 2025 | 2 | -46.5 | 1
1 Reference Case | 2025 | 2 | -46.4 | 1
1 Reference Case | 2025 | 2 | -46.2 | 2
1 Reference Case | 2025 | 2 | -45.8 | 1
1 Reference Case | 2025 | 2 | -45.7 | 2
1 Reference Case | 2025 | 2 | -45.5 | 1
1 Reference Case | 2025 | 2 | -45.3 | 2
1 Reference Case | 2025 | 2 | -45.2 | 1
1 Reference Case | 2025 | 2 | -45.1 | 1
1 Reference Case | 2025 | 2 | -44.9 | 1
1 Reference Case | 2025 | 2 | -44.8 | 3
1 Reference Case | 2025 | 2 | -44.3 | 3
1 Reference Case | 2025 | 2 | -44.2 | 2
1 Reference Case | 2025 | 2 | -43.9 | 1
1 Reference Case | 2025 | 2 | -43.6 | 3
1 Reference Case | 2025 | 2 | -43.5 | 1
1 Reference Case | 2025 | 2 | -43.4 | 1
1 Reference Case | 2025 | 2 | -43.2 | 1
1 Reference Case | 2025 | 2 | -42.7 | 1
1 Reference Case | 2025 | 2 | -42.5 | 1
1 Reference Case | 2025 | 2 | -42.4 | 1
1 Reference Case | 2025 | 2 | -42.3 | 1
1 Reference Case | 2025 | 2 | -42 | 2
1 Reference Case | 2025 | 2 | -41.8 | 1
1 Reference Case | 2025 | 2 | -41.7 | 1
1 Reference Case | 2025 | 2 | -41.4 | 1
1 Reference Case | 2025 | 2 | -41.3 | 4
1 Reference Case | 2025 | 2 | -41.2 | 2
1 Reference Case | 2025 | 2 | -41.1 | 2
1 Reference Case | 2025 | 2 | -41 | 1
1 Reference Case | 2025 | 2 | -40.9 | 5
1 Reference Case | 2025 | 2 | -40.8 | 1
1 Reference Case | 2025 | 2 | -40.7 | 1
1 Reference Case | 2025 | 2 | -40.6 | 1
1 Reference Case | 2025 | 2 | -40.5 | 3
1 Reference Case | 2025 | 2 | -40.3 | 4
1 Reference Case | 2025 | 2 | -40.2 | 4
1 Reference Case | 2025 | 2 | -40.1 | 3
1 Reference Case | 2025 | 2 | -40 | 3
1 Reference Case | 2025 | 2 | -39.9 | 2
1 Reference Case | 2025 | 2 | -39.7 | 1
1 Reference Case | 2025 | 2 | -39.6 | 1
1 Reference Case | 2025 | 2 | -39.5 | 1
1 Reference Case | 2025 | 2 | -39.4 | 1
1 Reference Case | 2025 | 2 | -39.3 | 2
1 Reference Case | 2025 | 2 | -39.2 | 2
1 Reference Case | 2025 | 2 | -39.1 | 2
1 Reference Case | 2025 | 2 | -39 | 6
1 Reference Case | 2025 | 2 | -38.9 | 1
1 Reference Case | 2025 | 2 | -38.8 | 3
1 Reference Case | 2025 | 2 | -38.7 | 1
1 Reference Case | 2025 | 2 | -38.6 | 1
1 Reference Case | 2025 | 2 | -38.5 | 2
1 Reference Case | 2025 | 2 | -38.4 | 1
1 Reference Case | 2025 | 2 | -38.3 | 1
1 Reference Case | 2025 | 2 | -38.2 | 1
1 Reference Case | 2025 | 2 | -38.1 | 4
1 Reference Case | 2025 | 2 | -38 | 1
1 Reference Case | 2025 | 2 | -37.8 | 1
1 Reference Case | 2025 | 2 | -37.7 | 1
1 Reference Case | 2025 | 2 | -37.6 | 2
1 Reference Case | 2025 | 2 | -37.5 | 2
1 Reference Case | 2025 | 2 | -37.4 | 2
1 Reference Case | 2025 | 2 | -37.3 | 1
1 Reference Case | 2025 | 2 | -37.1 | 4
1 Reference Case | 2025 | 2 | -37 | 2
1 Reference Case | 2025 | 2 | -36.9 | 4
1 Reference Case | 2025 | 2 | -36.8 | 5
1 Reference Case | 2025 | 2 | -36.7 | 1
1 Reference Case | 2025 | 2 | -36.6 | 1
1 Reference Case | 2025 | 2 | -36.5 | 3
1 Reference Case | 2025 | 2 | -36.3 | 6
1 Reference Case | 2025 | 2 | -36.2 | 2
1 Reference Case | 2025 | 2 | -36.1 | 4
1 Reference Case | 2025 | 2 | -36 | 1
1 Reference Case | 2025 | 2 | -35.9 | 2
1 Reference Case | 2025 | 2 | -35.8 | 2
1 Reference Case | 2025 | 2 | -35.7 | 6
1 Reference Case | 2025 | 2 | -35.6 | 2
1 Reference Case | 2025 | 2 | -35.5 | 4
1 Reference Case | 2025 | 2 | -35.4 | 1
1 Reference Case | 2025 | 2 | -35.2 | 2
1 Reference Case | 2025 | 2 | -35.1 | 1
1 Reference Case | 2025 | 2 | -35 | 2
1 Reference Case | 2025 | 2 | -34.9 | 6
1 Reference Case | 2025 | 2 | -34.8 | 4
1 Reference Case | 2025 | 2 | -34.7 | 3
1 Reference Case | 2025 | 2 | -34.6 | 5
1 Reference Case | 2025 | 2 | -34.5 | 3
1 Reference Case | 2025 | 2 | -34.4 | 4
1 Reference Case | 2025 | 2 | -34.3 | 5
1 Reference Case | 2025 | 2 | -34.2 | 2
1 Reference Case | 2025 | 2 | -34.1 | 4
1 Reference Case | 2025 | 2 | -34 | 3
1 Reference Case | 2025 | 2 | -33.9 | 1
1 Reference Case | 2025 | 2 | -33.8 | 7
1 Reference Case | 2025 | 2 | -33.7 | 4
1 Reference Case | 2025 | 2 | -33.5 | 3
1 Reference Case | 2025 | 2 | -33.4 | 5
1 Reference Case | 2025 | 2 | -33.3 | 3
1 Reference Case | 2025 | 2 | -33.2 | 10
1 Reference Case | 2025 | 2 | -33.1 | 6
1 Reference Case | 2025 | 2 | -33 | 7
1 Reference Case | 2025 | 2 | -32.9 | 3
1 Reference Case | 2025 | 2 | -32.8 | 7
1 Reference Case | 2025 | 2 | -32.7 | 1
1 Reference Case | 2025 | 2 | -32.5 | 2
1 Reference Case | 2025 | 2 | -32.4 | 7
1 Reference Case | 2025 | 2 | -32.3 | 7
1 Reference Case | 2025 | 2 | -32.2 | 8
1 Reference Case | 2025 | 2 | -32.1 | 5
1 Reference Case | 2025 | 2 | -32 | 6
1 Reference Case | 2025 | 2 | -31.9 | 2
1 Reference Case | 2025 | 2 | -31.8 | 12
1 Reference Case | 2025 | 2 | -31.7 | 8
1 Reference Case | 2025 | 2 | -31.6 | 8
1 Reference Case | 2025 | 2 | -31.5 | 3
1 Reference Case | 2025 | 2 | -31.4 | 6
1 Reference Case | 2025 | 2 | -31.3 | 11
1 Reference Case | 2025 | 2 | -31.2 | 7
1 Reference Case | 2025 | 2 | -31.1 | 8
1 Reference Case | 2025 | 2 | -31 | 9
1 Reference Case | 2025 | 2 | -30.9 | 11
1 Reference Case | 2025 | 2 | -30.8 | 5
1 Reference Case | 2025 | 2 | -30.7 | 13
1 Reference Case | 2025 | 2 | -30.6 | 2
1 Reference Case | 2025 | 2 | -30.5 | 4
1 Reference Case | 2025 | 2 | -30.4 | 5
1 Reference Case | 2025 | 2 | -30.3 | 8
1 Reference Case | 2025 | 2 | -30.2 | 8
1 Reference Case | 2025 | 2 | -30.1 | 5
1 Reference Case | 2025 | 2 | -30 | 7
1 Reference Case | 2025 | 2 | -29.9 | 5
1 Reference Case | 2025 | 2 | -29.8 | 11
1 Reference Case | 2025 | 2 | -29.7 | 5
1 Reference Case | 2025 | 2 | -29.6 | 4
1 Reference Case | 2025 | 2 | -29.5 | 8
1 Reference Case | 2025 | 2 | -29.4 | 4
1 Reference Case | 2025 | 2 | -29.3 | 10
1 Reference Case | 2025 | 2 | -29.2 | 10
1 Reference Case | 2025 | 2 | -29.1 | 5
1 Reference Case | 2025 | 2 | -29 | 9
1 Reference Case | 2025 | 2 | -28.9 | 12
1 Reference Case | 2025 | 2 | -28.8 | 12
1 Reference Case | 2025 | 2 | -28.7 | 13
1 Reference Case | 2025 | 2 | -28.6 | 8
1 Reference Case | 2025 | 2 | -28.5 | 10
1 Reference Case | 2025 | 2 | -28.4 | 7
1 Reference Case | 2025 | 2 | -28.3 | 8
1 Reference Case | 2025 | 2 | -28.2 | 11
1 Reference Case | 2025 | 2 | -28.1 | 12
1 Reference Case | 2025 | 2 | -28 | 7
1 Reference Case | 2025 | 2 | -27.9 | 6
1 Reference Case | 2025 | 2 | -27.8 | 11
1 Reference Case | 2025 | 2 | -27.7 | 5
1 Reference Case | 2025 | 2 | -27.6 | 1
1 Reference Case | 2025 | 2 | -27.5 | 10
1 Reference Case | 2025 | 2 | -27.4 | 8
1 Reference Case | 2025 | 2 | -27.3 | 4
1 Reference Case | 2025 | 2 | -27.2 | 6
1 Reference Case | 2025 | 2 | -27.1 | 11
1 Reference Case | 2025 | 2 | -27 | 9
1 Reference Case | 2025 | 2 | -26.9 | 9
1 Reference Case | 2025 | 2 | -26.8 | 11
1 Reference Case | 2025 | 2 | -26.7 | 3
1 Reference Case | 2025 | 2 | -26.6 | 14
1 Reference Case | 2025 | 2 | -26.5 | 13
1 Reference Case | 2025 | 2 | -26.4 | 10
1 Reference Case | 2025 | 2 | -26.3 | 7
1 Reference Case | 2025 | 2 | -26.2 | 15
1 Reference Case | 2025 | 2 | -26.1 | 5
1 Reference Case | 2025 | 2 | -26 | 10
1 Reference Case | 2025 | 2 | -25.9 | 6
1 Reference Case | 2025 | 2 | -25.8 | 9
1 Reference Case | 2025 | 2 | -25.7 | 11
1 Reference Case | 2025 | 2 | -25.6 | 13
1 Reference Case | 2025 | 2 | -25.5 | 7
1 Reference Case | 2025 | 2 | -25.4 | 10
1 Reference Case | 2025 | 2 | -25.3 | 8
1 Reference Case | 2025 | 2 | -25.2 | 13
1 Reference Case | 2025 | 2 | -25.1 | 14
1 Reference Case | 2025 | 2 | -25 | 14
1 Reference Case | 2025 | 2 | -24.9 | 10
1 Reference Case | 2025 | 2 | -24.8 | 19
1 Reference Case | 2025 | 2 | -24.7 | 14
1 Reference Case | 2025 | 2 | -24.6 | 14
1 Reference Case | 2025 | 2 | -24.5 | 12
1 Reference Case | 2025 | 2 | -24.4 | 11
1 Reference Case | 2025 | 2 | -24.3 | 17
1 Reference Case | 2025 | 2 | -24.2 | 14
1 Reference Case | 2025 | 2 | -24.1 | 15
1 Reference Case | 2025 | 2 | -24 | 14
1 Reference Case | 2025 | 2 | -23.9 | 21
1 Reference Case | 2025 | 2 | -23.8 | 13
1 Reference Case | 2025 | 2 | -23.7 | 10
1 Reference Case | 2025 | 2 | -23.6 | 19
1 Reference Case | 2025 | 2 | -23.5 | 19
1 Reference Case | 2025 | 2 | -23.4 | 17
1 Reference Case | 2025 | 2 | -23.3 | 12
1 Reference Case | 2025 | 2 | -23.2 | 23
1 Reference Case | 2025 | 2 | -23.1 | 21
1 Reference Case | 2025 | 2 | -23 | 23
1 Reference Case | 2025 | 2 | -22.9 | 14
1 Reference Case | 2025 | 2 | -22.8 | 17
1 Reference Case | 2025 | 2 | -22.7 | 20
1 Reference Case | 2025 | 2 | -22.6 | 18
1 Reference Case | 2025 | 2 | -22.5 | 18
1 Reference Case | 2025 | 2 | -22.4 | 17
1 Reference Case | 2025 | 2 | -22.3 | 21
1 Reference Case | 2025 | 2 | -22.2 | 18
1 Reference Case | 2025 | 2 | -22.1 | 22
1 Reference Case | 2025 | 2 | -22 | 21
1 Reference Case | 2025 | 2 | -21.9 | 19
1 Reference Case | 2025 | 2 | -21.8 | 15
1 Reference Case | 2025 | 2 | -21.7 | 21
1 Reference Case | 2025 | 2 | -21.6 | 30
1 Reference Case | 2025 | 2 | -21.5 | 20
1 Reference Case | 2025 | 2 | -21.4 | 19
1 Reference Case | 2025 | 2 | -21.3 | 22
1 Reference Case | 2025 | 2 | -21.2 | 25
1 Reference Case | 2025 | 2 | -21.1 | 18
1 Reference Case | 2025 | 2 | -21 | 26
1 Reference Case | 2025 | 2 | -20.9 | 27
1 Reference Case | 2025 | 2 | -20.8 | 21
1 Reference Case | 2025 | 2 | -20.7 | 28
1 Reference Case | 2025 | 2 | -20.6 | 31
1 Reference Case | 2025 | 2 | -20.5 | 18
1 Reference Case | 2025 | 2 | -20.4 | 18
1 Reference Case | 2025 | 2 | -20.3 | 31
1 Reference Case | 2025 | 2 | -20.2 | 22
1 Reference Case | 2025 | 2 | -20.1 | 18
1 Reference Case | 2025 | 2 | -20 | 27
1 Reference Case | 2025 | 2 | -19.9 | 27
1 Reference Case | 2025 | 2 | -19.8 | 27
1 Reference Case | 2025 | 2 | -19.7 | 41
1 Reference Case | 2025 | 2 | -19.6 | 34
1 Reference Case | 2025 | 2 | -19.5 | 27
1 Reference Case | 2025 | 2 | -19.4 | 19
1 Reference Case | 2025 | 2 | -19.3 | 35
1 Reference Case | 2025 | 2 | -19.2 | 24
1 Reference Case | 2025 | 2 | -19.1 | 33
1 Reference Case | 2025 | 2 | -19 | 36
1 Reference Case | 2025 | 2 | -18.9 | 39
1 Reference Case | 2025 | 2 | -18.8 | 34
1 Reference Case | 2025 | 2 | -18.7 | 29
1 Reference Case | 2025 | 2 | -18.6 | 37
1 Reference Case | 2025 | 2 | -18.5 | 40
1 Reference Case | 2025 | 2 | -18.4 | 30
1 Reference Case | 2025 | 2 | -18.3 | 28
1 Reference Case | 2025 | 2 | -18.2 | 36
1 Reference Case | 2025 | 2 | -18.1 | 33
1 Reference Case | 2025 | 2 | -18 | 43
1 Reference Case | 2025 | 2 | -17.9 | 33
1 Reference Case | 2025 | 2 | -17.8 | 34
1 Reference Case | 2025 | 2 | -17.7 | 34
1 Reference Case | 2025 | 2 | -17.6 | 34
1 Reference Case | 2025 | 2 | -17.5 | 36
1 Reference Case | 2025 | 2 | -17.4 | 39
1 Reference Case | 2025 | 2 | -17.3 | 30
1 Reference Case | 2025 | 2 | -17.2 | 42
1 Reference Case | 2025 | 2 | -17.1 | 35
1 Reference Case | 2025 | 2 | -17 | 49
1 Reference Case | 2025 | 2 | -16.9 | 34
1 Reference Case | 2025 | 2 | -16.8 | 30
1 Reference Case | 2025 | 2 | -16.7 | 37
1 Reference Case | 2025 | 2 | -16.6 | 31
1 Reference Case | 2025 | 2 | -16.5 | 46
1 Reference Case | 2025 | 2 | -16.4 | 46
1 Reference Case | 2025 | 2 | -16.3 | 36
1 Reference Case | 2025 | 2 | -16.2 | 41
1 Reference Case | 2025 | 2 | -16.1 | 39
1 Reference Case | 2025 | 2 | -16 | 37
1 Reference Case | 2025 | 2 | -15.9 | 49
1 Reference Case | 2025 | 2 | -15.8 | 51
1 Reference Case | 2025 | 2 | -15.7 | 50
1 Reference Case | 2025 | 2 | -15.6 | 45
1 Reference Case | 2025 | 2 | -15.5 | 39
1 Reference Case | 2025 | 2 | -15.4 | 34
1 Reference Case | 2025 | 2 | -15.3 | 40
1 Reference Case | 2025 | 2 | -15.2 | 45
1 Reference Case | 2025 | 2 | -15.1 | 45
1 Reference Case | 2025 | 2 | -15 | 50
1 Reference Case | 2025 | 2 | -14.9 | 45
1 Reference Case | 2025 | 2 | -14.8 | 46
1 Reference Case | 2025 | 2 | -14.7 | 47
1 Reference Case | 2025 | 2 | -14.6 | 52
1 Reference Case | 2025 | 2 | -14.5 | 50
1 Reference Case | 2025 | 2 | -14.4 | 48
1 Reference Case | 2025 | 2 | -14.3 | 45
1 Reference Case | 2025 | 2 | -14.2 | 40
1 Reference Case | 2025 | 2 | -14.1 | 43
1 Reference Case | 2025 | 2 | -14 | 64
1 Reference Case | 2025 | 2 | -13.9 | 53
1 Reference Case | 2025 | 2 | -13.8 | 49
1 Reference Case | 2025 | 2 | -13.7 | 55
1 Reference Case | 2025 | 2 | -13.6 | 47
1 Reference Case | 2025 | 2 | -13.5 | 50
1 Reference Case | 2025 | 2 | -13.4 | 53
1 Reference Case | 2025 | 2 | -13.3 | 61
1 Reference Case | 2025 | 2 | -13.2 | 54
1 Reference Case | 2025 | 2 | -13.1 | 73
1 Reference Case | 2025 | 2 | -13 | 58
1 Reference Case | 2025 | 2 | -12.9 | 56
1 Reference Case | 2025 | 2 | -12.8 | 60
1 Reference Case | 2025 | 2 | -12.7 | 59
1 Reference Case | 2025 | 2 | -12.6 | 65
1 Reference Case | 2025 | 2 | -12.5 | 60
1 Reference Case | 2025 | 2 | -12.4 | 67
1 Reference Case | 2025 | 2 | -12.3 | 58
1 Reference Case | 2025 | 2 | -12.2 | 58
1 Reference Case | 2025 | 2 | -12.1 | 79
1 Reference Case | 2025 | 2 | -12 | 61
1 Reference Case | 2025 | 2 | -11.9 | 75
1 Reference Case | 2025 | 2 | -11.8 | 63
1 Reference Case | 2025 | 2 | -11.7 | 55
1 Reference Case | 2025 | 2 | -11.6 | 57
1 Reference Case | 2025 | 2 | -11.5 | 63
1 Reference Case | 2025 | 2 | -11.4 | 63
1 Reference Case | 2025 | 2 | -11.3 | 57
1 Reference Case | 2025 | 2 | -11.2 | 63
1 Reference Case | 2025 | 2 | -11.1 | 86
1 Reference Case | 2025 | 2 | -11 | 57
1 Reference Case | 2025 | 2 | -10.9 | 66
1 Reference Case | 2025 | 2 | -10.8 | 66
1 Reference Case | 2025 | 2 | -10.7 | 62
1 Reference Case | 2025 | 2 | -10.6 | 72
1 Reference Case | 2025 | 2 | -10.5 | 64
1 Reference Case | 2025 | 2 | -10.4 | 61
1 Reference Case | 2025 | 2 | -10.3 | 54
1 Reference Case | 2025 | 2 | -10.2 | 61
1 Reference Case | 2025 | 2 | -10.1 | 75
1 Reference Case | 2025 | 2 | -10 | 67
1 Reference Case | 2025 | 2 | -9.9 | 70
1 Reference Case | 2025 | 2 | -9.8 | 59
1 Reference Case | 2025 | 2 | -9.7 | 69
1 Reference Case | 2025 | 2 | -9.6 | 65
1 Reference Case | 2025 | 2 | -9.5 | 77
1 Reference Case | 2025 | 2 | -9.4 | 69
1 Reference Case | 2025 | 2 | -9.3 | 69
1 Reference Case | 2025 | 2 | -9.2 | 79
1 Reference Case | 2025 | 2 | -9.1 | 71
1 Reference Case | 2025 | 2 | -9 | 68
1 Reference Case | 2025 | 2 | -8.9 | 74
1 Reference Case | 2025 | 2 | -8.8 | 74
1 Reference Case | 2025 | 2 | -8.7 | 81
1 Reference Case | 2025 | 2 | -8.6 | 96
1 Reference Case | 2025 | 2 | -8.5 | 69
1 Reference Case | 2025 | 2 | -8.4 | 74
1 Reference Case | 2025 | 2 | -8.3 | 67
1 Reference Case | 2025 | 2 | -8.2 | 74
1 Reference Case | 2025 | 2 | -8.1 | 79
1 Reference Case | 2025 | 2 | -8 | 63
1 Reference Case | 2025 | 2 | -7.9 | 73
1 Reference Case | 2025 | 2 | -7.8 | 79
1 Reference Case | 2025 | 2 | -7.7 | 69
1 Reference Case | 2025 | 2 | -7.6 | 75
1 Reference Case | 2025 | 2 | -7.5 | 87
1 Reference Case | 2025 | 2 | -7.4 | 77
1 Reference Case | 2025 | 2 | -7.3 | 88
1 Reference Case | 2025 | 2 | -7.2 | 84
1 Reference Case | 2025 | 2 | -7.1 | 69
1 Reference Case | 2025 | 2 | -7 | 76
1 Reference Case | 2025 | 2 | -6.9 | 71
1 Reference Case | 2025 | 2 | -6.8 | 81
1 Reference Case | 2025 | 2 | -6.7 | 81
1 Reference Case | 2025 | 2 | -6.6 | 75
1 Reference Case | 2025 | 2 | -6.5 | 59
1 Reference Case | 2025 | 2 | -6.4 | 87
1 Reference Case | 2025 | 2 | -6.3 | 73
1 Reference Case | 2025 | 2 | -6.2 | 68
1 Reference Case | 2025 | 2 | -6.1 | 74
1 Reference Case | 2025 | 2 | -6 | 84
1 Reference Case | 2025 | 2 | -5.9 | 82
1 Reference Case | 2025 | 2 | -5.8 | 74
1 Reference Case | 2025 | 2 | -5.7 | 84
1 Reference Case | 2025 | 2 | -5.6 | 75
1 Reference Case | 2025 | 2 | -5.5 | 65
1 Reference Case | 2025 | 2 | -5.4 | 81
1 Reference Case | 2025 | 2 | -5.3 | 76
1 Reference Case | 2025 | 2 | -5.2 | 75
1 Reference Case | 2025 | 2 | -5.1 | 85
1 Reference Case | 2025 | 2 | -5 | 87
1 Reference Case | 2025 | 2 | -4.9 | 80
1 Reference Case | 2025 | 2 | -4.8 | 85
1 Reference Case | 2025 | 2 | -4.7 | 82
1 Reference Case | 2025 | 2 | -4.6 | 72
1 Reference Case | 2025 | 2 | -4.5 | 88
1 Reference Case | 2025 | 2 | -4.4 | 74
1 Reference Case | 2025 | 2 | -4.3 | 88
1 Reference Case | 2025 | 2 | -4.2 | 93
1 Reference Case | 2025 | 2 | -4.1 | 81
1 Reference Case | 2025 | 2 | -4 | 67
1 Reference Case | 2025 | 2 | -3.9 | 69
1 Reference Case | 2025 | 2 | -3.8 | 67
1 Reference Case | 2025 | 2 | -3.7 | 75
1 Reference Case | 2025 | 2 | -3.6 | 84
1 Reference Case | 2025 | 2 | -3.5 | 75
1 Reference Case | 2025 | 2 | -3.4 | 77
1 Reference Case | 2025 | 2 | -3.3 | 61
1 Reference Case | 2025 | 2 | -3.2 | 78
1 Reference Case | 2025 | 2 | -3.1 | 72
1 Reference Case | 2025 | 2 | -3 | 55
1 Reference Case | 2025 | 2 | -2.9 | 70
1 Reference Case | 2025 | 2 | -2.8 | 55
1 Reference Case | 2025 | 2 | -2.7 | 60
1 Reference Case | 2025 | 2 | -2.6 | 53
1 Reference Case | 2025 | 2 | -2.5 | 52
1 Reference Case | 2025 | 2 | -2.4 | 61
1 Reference Case | 2025 | 2 | -2.3 | 57
1 Reference Case | 2025 | 2 | -2.2 | 59
1 Reference Case | 2025 | 2 | -2.1 | 60
1 Reference Case | 2025 | 2 | -2 | 53
1 Reference Case | 2025 | 2 | -1.9 | 50
1 Reference Case | 2025 | 2 | -1.8 | 54
1 Reference Case | 2025 | 2 | -1.7 | 56
1 Reference Case | 2025 | 2 | -1.6 | 54
1 Reference Case | 2025 | 2 | -1.5 | 48
1 Reference Case | 2025 | 2 | -1.4 | 53
1 Reference Case | 2025 | 2 | -1.3 | 66
1 Reference Case | 2025 | 2 | -1.2 | 44
1 Reference Case | 2025 | 2 | -1.1 | 56
1 Reference Case | 2025 | 2 | -1 | 45
1 Reference Case | 2025 | 2 | -0.9 | 56
1 Reference Case | 2025 | 2 | -0.8 | 45
1 Reference Case | 2025 | 2 | -0.7 | 40
1 Reference Case | 2025 | 2 | -0.6 | 37
1 Reference Case | 2025 | 2 | -0.5 | 35
1 Reference Case | 2025 | 2 | -0.4 | 37
1 Reference Case | 2025 | 2 | -0.3 | 31
1 Reference Case | 2025 | 2 | -0.2 | 22
1 Reference Case | 2025 | 2 | -0.1 | 25
1 Reference Case | 2025 | 2 | 0 | 910
1 Reference Case | 2025 | 2 | 0.1 | 39
1 Reference Case | 2025 | 2 | 0.2 | 37
1 Reference Case | 2025 | 2 | 0.3 | 30
1 Reference Case | 2025 | 2 | 0.4 | 29
1 Reference Case | 2025 | 2 | 0.5 | 30
1 Reference Case | 2025 | 2 | 0.6 | 33
1 Reference Case | 2025 | 2 | 0.7 | 37
1 Reference Case | 2025 | 2 | 0.8 | 34
1 Reference Case | 2025 | 2 | 0.9 | 42
1 Reference Case | 2025 | 2 | 1 | 37
1 Reference Case | 2025 | 2 | 1.1 | 44
1 Reference Case | 2025 | 2 | 1.2 | 46
1 Reference Case | 2025 | 2 | 1.3 | 50
1 Reference Case | 2025 | 2 | 1.4 | 47
1 Reference Case | 2025 | 2 | 1.5 | 69
1 Reference Case | 2025 | 2 | 1.6 | 57
1 Reference Case | 2025 | 2 | 1.7 | 47
1 Reference Case | 2025 | 2 | 1.8 | 46
1 Reference Case | 2025 | 2 | 1.9 | 51
1 Reference Case | 2025 | 2 | 2 | 56
1 Reference Case | 2025 | 2 | 2.1 | 58
1 Reference Case | 2025 | 2 | 2.2 | 62
1 Reference Case | 2025 | 2 | 2.3 | 62
1 Reference Case | 2025 | 2 | 2.4 | 62
1 Reference Case | 2025 | 2 | 2.5 | 53
1 Reference Case | 2025 | 2 | 2.6 | 64
1 Reference Case | 2025 | 2 | 2.7 | 45
1 Reference Case | 2025 | 2 | 2.8 | 65
1 Reference Case | 2025 | 2 | 2.9 | 64
1 Reference Case | 2025 | 2 | 3 | 65
1 Reference Case | 2025 | 2 | 3.1 | 55
1 Reference Case | 2025 | 2 | 3.2 | 76
1 Reference Case | 2025 | 2 | 3.3 | 69
1 Reference Case | 2025 | 2 | 3.4 | 68
1 Reference Case | 2025 | 2 | 3.5 | 72
1 Reference Case | 2025 | 2 | 3.6 | 73
1 Reference Case | 2025 | 2 | 3.7 | 65
1 Reference Case | 2025 | 2 | 3.8 | 61
1 Reference Case | 2025 | 2 | 3.9 | 83
1 Reference Case | 2025 | 2 | 4 | 79
1 Reference Case | 2025 | 2 | 4.1 | 84
1 Reference Case | 2025 | 2 | 4.2 | 56
1 Reference Case | 2025 | 2 | 4.3 | 78
1 Reference Case | 2025 | 2 | 4.4 | 61
1 Reference Case | 2025 | 2 | 4.5 | 64
1 Reference Case | 2025 | 2 | 4.6 | 75
1 Reference Case | 2025 | 2 | 4.7 | 82
1 Reference Case | 2025 | 2 | 4.8 | 70
1 Reference Case | 2025 | 2 | 4.9 | 66
1 Reference Case | 2025 | 2 | 5 | 55
1 Reference Case | 2025 | 2 | 5.1 | 70
1 Reference Case | 2025 | 2 | 5.2 | 80
1 Reference Case | 2025 | 2 | 5.3 | 82
1 Reference Case | 2025 | 2 | 5.4 | 81
1 Reference Case | 2025 | 2 | 5.5 | 65
1 Reference Case | 2025 | 2 | 5.6 | 94
1 Reference Case | 2025 | 2 | 5.7 | 74
1 Reference Case | 2025 | 2 | 5.8 | 76
1 Reference Case | 2025 | 2 | 5.9 | 78
1 Reference Case | 2025 | 2 | 6 | 72
1 Reference Case | 2025 | 2 | 6.1 | 76
1 Reference Case | 2025 | 2 | 6.2 | 80
1 Reference Case | 2025 | 2 | 6.3 | 67
1 Reference Case | 2025 | 2 | 6.4 | 84
1 Reference Case | 2025 | 2 | 6.5 | 63
1 Reference Case | 2025 | 2 | 6.6 | 87
1 Reference Case | 2025 | 2 | 6.7 | 63
1 Reference Case | 2025 | 2 | 6.8 | 83
1 Reference Case | 2025 | 2 | 6.9 | 75
1 Reference Case | 2025 | 2 | 7 | 65
1 Reference Case | 2025 | 2 | 7.1 | 62
1 Reference Case | 2025 | 2 | 7.2 | 78
1 Reference Case | 2025 | 2 | 7.3 | 84
1 Reference Case | 2025 | 2 | 7.4 | 79
1 Reference Case | 2025 | 2 | 7.5 | 62
1 Reference Case | 2025 | 2 | 7.6 | 63
1 Reference Case | 2025 | 2 | 7.7 | 69
1 Reference Case | 2025 | 2 | 7.8 | 65
1 Reference Case | 2025 | 2 | 7.9 | 84
1 Reference Case | 2025 | 2 | 8 | 67
1 Reference Case | 2025 | 2 | 8.1 | 67
1 Reference Case | 2025 | 2 | 8.2 | 65
1 Reference Case | 2025 | 2 | 8.3 | 65
1 Reference Case | 2025 | 2 | 8.4 | 72
1 Reference Case | 2025 | 2 | 8.5 | 76
1 Reference Case | 2025 | 2 | 8.6 | 57
1 Reference Case | 2025 | 2 | 8.7 | 76
1 Reference Case | 2025 | 2 | 8.8 | 60
1 Reference Case | 2025 | 2 | 8.9 | 73
1 Reference Case | 2025 | 2 | 9 | 68
1 Reference Case | 2025 | 2 | 9.1 | 71
1 Reference Case | 2025 | 2 | 9.2 | 70
1 Reference Case | 2025 | 2 | 9.3 | 59
1 Reference Case | 2025 | 2 | 9.4 | 61
1 Reference Case | 2025 | 2 | 9.5 | 71
1 Reference Case | 2025 | 2 | 9.6 | 63
1 Reference Case | 2025 | 2 | 9.7 | 74
1 Reference Case | 2025 | 2 | 9.8 | 64
1 Reference Case | 2025 | 2 | 9.9 | 76
1 Reference Case | 2025 | 2 | 10 | 79
1 Reference Case | 2025 | 2 | 10.1 | 79
1 Reference Case | 2025 | 2 | 10.2 | 47
1 Reference Case | 2025 | 2 | 10.3 | 57
1 Reference Case | 2025 | 2 | 10.4 | 71
1 Reference Case | 2025 | 2 | 10.5 | 55
1 Reference Case | 2025 | 2 | 10.6 | 62
1 Reference Case | 2025 | 2 | 10.7 | 56
1 Reference Case | 2025 | 2 | 10.8 | 50
1 Reference Case | 2025 | 2 | 10.9 | 47
1 Reference Case | 2025 | 2 | 11 | 65
1 Reference Case | 2025 | 2 | 11.1 | 72
1 Reference Case | 2025 | 2 | 11.2 | 76
1 Reference Case | 2025 | 2 | 11.3 | 51
1 Reference Case | 2025 | 2 | 11.4 | 50
1 Reference Case | 2025 | 2 | 11.5 | 64
1 Reference Case | 2025 | 2 | 11.6 | 66
1 Reference Case | 2025 | 2 | 11.7 | 66
1 Reference Case | 2025 | 2 | 11.8 | 68
1 Reference Case | 2025 | 2 | 11.9 | 57
1 Reference Case | 2025 | 2 | 12 | 45
1 Reference Case | 2025 | 2 | 12.1 | 45
1 Reference Case | 2025 | 2 | 12.2 | 55
1 Reference Case | 2025 | 2 | 12.3 | 57
1 Reference Case | 2025 | 2 | 12.4 | 46
1 Reference Case | 2025 | 2 | 12.5 | 57
1 Reference Case | 2025 | 2 | 12.6 | 52
1 Reference Case | 2025 | 2 | 12.7 | 50
1 Reference Case | 2025 | 2 | 12.8 | 56
1 Reference Case | 2025 | 2 | 12.9 | 60
1 Reference Case | 2025 | 2 | 13 | 62
1 Reference Case | 2025 | 2 | 13.1 | 55
1 Reference Case | 2025 | 2 | 13.2 | 56
1 Reference Case | 2025 | 2 | 13.3 | 57
1 Reference Case | 2025 | 2 | 13.4 | 57
1 Reference Case | 2025 | 2 | 13.5 | 50
1 Reference Case | 2025 | 2 | 13.6 | 44
1 Reference Case | 2025 | 2 | 13.7 | 57
1 Reference Case | 2025 | 2 | 13.8 | 47
1 Reference Case | 2025 | 2 | 13.9 | 59
1 Reference Case | 2025 | 2 | 14 | 57
1 Reference Case | 2025 | 2 | 14.1 | 64
1 Reference Case | 2025 | 2 | 14.2 | 52
1 Reference Case | 2025 | 2 | 14.3 | 53
1 Reference Case | 2025 | 2 | 14.4 | 48
1 Reference Case | 2025 | 2 | 14.5 | 50
1 Reference Case | 2025 | 2 | 14.6 | 39
1 Reference Case | 2025 | 2 | 14.7 | 44
1 Reference Case | 2025 | 2 | 14.8 | 51
1 Reference Case | 2025 | 2 | 14.9 | 37
1 Reference Case | 2025 | 2 | 15 | 52
1 Reference Case | 2025 | 2 | 15.1 | 48
1 Reference Case | 2025 | 2 | 15.2 | 41
1 Reference Case | 2025 | 2 | 15.3 | 48
1 Reference Case | 2025 | 2 | 15.4 | 34
1 Reference Case | 2025 | 2 | 15.5 | 52
1 Reference Case | 2025 | 2 | 15.6 | 45
1 Reference Case | 2025 | 2 | 15.7 | 36
1 Reference Case | 2025 | 2 | 15.8 | 37
1 Reference Case | 2025 | 2 | 15.9 | 56
1 Reference Case | 2025 | 2 | 16 | 49
1 Reference Case | 2025 | 2 | 16.1 | 41
1 Reference Case | 2025 | 2 | 16.2 | 49
1 Reference Case | 2025 | 2 | 16.3 | 50
1 Reference Case | 2025 | 2 | 16.4 | 31
1 Reference Case | 2025 | 2 | 16.5 | 43
1 Reference Case | 2025 | 2 | 16.6 | 32
1 Reference Case | 2025 | 2 | 16.7 | 41
1 Reference Case | 2025 | 2 | 16.8 | 48
1 Reference Case | 2025 | 2 | 16.9 | 47
1 Reference Case | 2025 | 2 | 17 | 43
1 Reference Case | 2025 | 2 | 17.1 | 35
1 Reference Case | 2025 | 2 | 17.2 | 51
1 Reference Case | 2025 | 2 | 17.3 | 34
1 Reference Case | 2025 | 2 | 17.4 | 46
1 Reference Case | 2025 | 2 | 17.5 | 39
1 Reference Case | 2025 | 2 | 17.6 | 46
1 Reference Case | 2025 | 2 | 17.7 | 37
1 Reference Case | 2025 | 2 | 17.8 | 36
1 Reference Case | 2025 | 2 | 17.9 | 45
1 Reference Case | 2025 | 2 | 18 | 40
1 Reference Case | 2025 | 2 | 18.1 | 40
1 Reference Case | 2025 | 2 | 18.2 | 33
1 Reference Case | 2025 | 2 | 18.3 | 34
1 Reference Case | 2025 | 2 | 18.4 | 20
1 Reference Case | 2025 | 2 | 18.5 | 33
1 Reference Case | 2025 | 2 | 18.6 | 35
1 Reference Case | 2025 | 2 | 18.7 | 40
1 Reference Case | 2025 | 2 | 18.8 | 25
1 Reference Case | 2025 | 2 | 18.9 | 46
1 Reference Case | 2025 | 2 | 19 | 33
1 Reference Case | 2025 | 2 | 19.1 | 28
1 Reference Case | 2025 | 2 | 19.2 | 35
1 Reference Case | 2025 | 2 | 19.3 | 29
1 Reference Case | 2025 | 2 | 19.4 | 28
1 Reference Case | 2025 | 2 | 19.5 | 29
1 Reference Case | 2025 | 2 | 19.6 | 31
1 Reference Case | 2025 | 2 | 19.7 | 29
1 Reference Case | 2025 | 2 | 19.8 | 38
1 Reference Case | 2025 | 2 | 19.9 | 29
1 Reference Case | 2025 | 2 | 20 | 24
1 Reference Case | 2025 | 2 | 20.1 | 19
1 Reference Case | 2025 | 2 | 20.2 | 33
1 Reference Case | 2025 | 2 | 20.3 | 36
1 Reference Case | 2025 | 2 | 20.4 | 20
1 Reference Case | 2025 | 2 | 20.5 | 31
1 Reference Case | 2025 | 2 | 20.6 | 19
1 Reference Case | 2025 | 2 | 20.7 | 27
1 Reference Case | 2025 | 2 | 20.8 | 28
1 Reference Case | 2025 | 2 | 20.9 | 28
1 Reference Case | 2025 | 2 | 21 | 23
1 Reference Case | 2025 | 2 | 21.1 | 17
1 Reference Case | 2025 | 2 | 21.2 | 23
1 Reference Case | 2025 | 2 | 21.3 | 21
1 Reference Case | 2025 | 2 | 21.4 | 23
1 Reference Case | 2025 | 2 | 21.5 | 27
1 Reference Case | 2025 | 2 | 21.6 | 27
1 Reference Case | 2025 | 2 | 21.7 | 18
1 Reference Case | 2025 | 2 | 21.8 | 26
1 Reference Case | 2025 | 2 | 21.9 | 24
1 Reference Case | 2025 | 2 | 22 | 20
1 Reference Case | 2025 | 2 | 22.1 | 25
1 Reference Case | 2025 | 2 | 22.2 | 24
1 Reference Case | 2025 | 2 | 22.3 | 29
1 Reference Case | 2025 | 2 | 22.4 | 25
1 Reference Case | 2025 | 2 | 22.5 | 27
1 Reference Case | 2025 | 2 | 22.6 | 21
1 Reference Case | 2025 | 2 | 22.7 | 21
1 Reference Case | 2025 | 2 | 22.8 | 19
1 Reference Case | 2025 | 2 | 22.9 | 22
1 Reference Case | 2025 | 2 | 23 | 28
1 Reference Case | 2025 | 2 | 23.1 | 9
1 Reference Case | 2025 | 2 | 23.2 | 24
1 Reference Case | 2025 | 2 | 23.3 | 30
1 Reference Case | 2025 | 2 | 23.4 | 22
1 Reference Case | 2025 | 2 | 23.5 | 16
1 Reference Case | 2025 | 2 | 23.6 | 18
1 Reference Case | 2025 | 2 | 23.7 | 14
1 Reference Case | 2025 | 2 | 23.8 | 19
1 Reference Case | 2025 | 2 | 23.9 | 11
1 Reference Case | 2025 | 2 | 24 | 19
1 Reference Case | 2025 | 2 | 24.1 | 21
1 Reference Case | 2025 | 2 | 24.2 | 16
1 Reference Case | 2025 | 2 | 24.3 | 19
1 Reference Case | 2025 | 2 | 24.4 | 23
1 Reference Case | 2025 | 2 | 24.5 | 23
1 Reference Case | 2025 | 2 | 24.6 | 14
1 Reference Case | 2025 | 2 | 24.7 | 16
1 Reference Case | 2025 | 2 | 24.8 | 11
1 Reference Case | 2025 | 2 | 24.9 | 9
1 Reference Case | 2025 | 2 | 25 | 12
1 Reference Case | 2025 | 2 | 25.1 | 18
1 Reference Case | 2025 | 2 | 25.2 | 10
1 Reference Case | 2025 | 2 | 25.3 | 17
1 Reference Case | 2025 | 2 | 25.4 | 21
1 Reference Case | 2025 | 2 | 25.5 | 18
1 Reference Case | 2025 | 2 | 25.6 | 14
1 Reference Case | 2025 | 2 | 25.7 | 11
1 Reference Case | 2025 | 2 | 25.8 | 14
1 Reference Case | 2025 | 2 | 25.9 | 19
1 Reference Case | 2025 | 2 | 26 | 15
1 Reference Case | 2025 | 2 | 26.1 | 14
1 Reference Case | 2025 | 2 | 26.2 | 12
1 Reference Case | 2025 | 2 | 26.3 | 18
1 Reference Case | 2025 | 2 | 26.4 | 16
1 Reference Case | 2025 | 2 | 26.5 | 17
1 Reference Case | 2025 | 2 | 26.6 | 12
1 Reference Case | 2025 | 2 | 26.7 | 9
1 Reference Case | 2025 | 2 | 26.8 | 16
1 Reference Case | 2025 | 2 | 26.9 | 15
1 Reference Case | 2025 | 2 | 27 | 9
1 Reference Case | 2025 | 2 | 27.1 | 18
1 Reference Case | 2025 | 2 | 27.2 | 15
1 Reference Case | 2025 | 2 | 27.3 | 14
1 Reference Case | 2025 | 2 | 27.4 | 13
1 Reference Case | 2025 | 2 | 27.5 | 14
1 Reference Case | 2025 | 2 | 27.6 | 18
1 Reference Case | 2025 | 2 | 27.7 | 14
1 Reference Case | 2025 | 2 | 27.8 | 12
1 Reference Case | 2025 | 2 | 27.9 | 13
1 Reference Case | 2025 | 2 | 28 | 15
1 Reference Case | 2025 | 2 | 28.1 | 15
1 Reference Case | 2025 | 2 | 28.2 | 7
1 Reference Case | 2025 | 2 | 28.3 | 9
1 Reference Case | 2025 | 2 | 28.4 | 7
1 Reference Case | 2025 | 2 | 28.5 | 11
1 Reference Case | 2025 | 2 | 28.6 | 13
1 Reference Case | 2025 | 2 | 28.7 | 7
1 Reference Case | 2025 | 2 | 28.8 | 12
1 Reference Case | 2025 | 2 | 28.9 | 15
1 Reference Case | 2025 | 2 | 29 | 5
1 Reference Case | 2025 | 2 | 29.1 | 6
1 Reference Case | 2025 | 2 | 29.2 | 8
1 Reference Case | 2025 | 2 | 29.3 | 5
1 Reference Case | 2025 | 2 | 29.4 | 3
1 Reference Case | 2025 | 2 | 29.5 | 11
1 Reference Case | 2025 | 2 | 29.6 | 6
1 Reference Case | 2025 | 2 | 29.7 | 7
1 Reference Case | 2025 | 2 | 29.8 | 11
1 Reference Case | 2025 | 2 | 29.9 | 8
1 Reference Case | 2025 | 2 | 30 | 7
1 Reference Case | 2025 | 2 | 30.1 | 8
1 Reference Case | 2025 | 2 | 30.2 | 16
1 Reference Case | 2025 | 2 | 30.3 | 13
1 Reference Case | 2025 | 2 | 30.4 | 6
1 Reference Case | 2025 | 2 | 30.5 | 5
1 Reference Case | 2025 | 2 | 30.6 | 9
1 Reference Case | 2025 | 2 | 30.7 | 6
1 Reference Case | 2025 | 2 | 30.8 | 9
1 Reference Case | 2025 | 2 | 30.9 | 13
1 Reference Case | 2025 | 2 | 31 | 11
1 Reference Case | 2025 | 2 | 31.1 | 10
1 Reference Case | 2025 | 2 | 31.2 | 9
1 Reference Case | 2025 | 2 | 31.3 | 6
1 Reference Case | 2025 | 2 | 31.4 | 9
1 Reference Case | 2025 | 2 | 31.5 | 6
1 Reference Case | 2025 | 2 | 31.6 | 8
1 Reference Case | 2025 | 2 | 31.7 | 7
1 Reference Case | 2025 | 2 | 31.8 | 8
1 Reference Case | 2025 | 2 | 31.9 | 2
1 Reference Case | 2025 | 2 | 32 | 9
1 Reference Case | 2025 | 2 | 32.1 | 8
1 Reference Case | 2025 | 2 | 32.2 | 6
1 Reference Case | 2025 | 2 | 32.3 | 9
1 Reference Case | 2025 | 2 | 32.4 | 6
1 Reference Case | 2025 | 2 | 32.5 | 7
1 Reference Case | 2025 | 2 | 32.6 | 5
1 Reference Case | 2025 | 2 | 32.7 | 8
1 Reference Case | 2025 | 2 | 32.8 | 6
1 Reference Case | 2025 | 2 | 32.9 | 5
1 Reference Case | 2025 | 2 | 33 | 8
1 Reference Case | 2025 | 2 | 33.1 | 10
1 Reference Case | 2025 | 2 | 33.2 | 6
1 Reference Case | 2025 | 2 | 33.3 | 5
1 Reference Case | 2025 | 2 | 33.4 | 4
1 Reference Case | 2025 | 2 | 33.5 | 4
1 Reference Case | 2025 | 2 | 33.6 | 14
1 Reference Case | 2025 | 2 | 33.7 | 7
1 Reference Case | 2025 | 2 | 33.8 | 7
1 Reference Case | 2025 | 2 | 33.9 | 6
1 Reference Case | 2025 | 2 | 34 | 8
1 Reference Case | 2025 | 2 | 34.1 | 2
1 Reference Case | 2025 | 2 | 34.2 | 5
1 Reference Case | 2025 | 2 | 34.3 | 3
1 Reference Case | 2025 | 2 | 34.4 | 4
1 Reference Case | 2025 | 2 | 34.5 | 8
1 Reference Case | 2025 | 2 | 34.6 | 5
1 Reference Case | 2025 | 2 | 34.7 | 8
1 Reference Case | 2025 | 2 | 34.8 | 7
1 Reference Case | 2025 | 2 | 34.9 | 9
1 Reference Case | 2025 | 2 | 35 | 5
1 Reference Case | 2025 | 2 | 35.1 | 2
1 Reference Case | 2025 | 2 | 35.2 | 7
1 Reference Case | 2025 | 2 | 35.3 | 3
1 Reference Case | 2025 | 2 | 35.4 | 7
1 Reference Case | 2025 | 2 | 35.5 | 4
1 Reference Case | 2025 | 2 | 35.6 | 5
1 Reference Case | 2025 | 2 | 35.7 | 3
1 Reference Case | 2025 | 2 | 35.8 | 9
1 Reference Case | 2025 | 2 | 35.9 | 3
1 Reference Case | 2025 | 2 | 36 | 2
1 Reference Case | 2025 | 2 | 36.1 | 1
1 Reference Case | 2025 | 2 | 36.2 | 3
1 Reference Case | 2025 | 2 | 36.3 | 4
1 Reference Case | 2025 | 2 | 36.4 | 3
1 Reference Case | 2025 | 2 | 36.5 | 3
1 Reference Case | 2025 | 2 | 36.6 | 7
1 Reference Case | 2025 | 2 | 36.7 | 4
1 Reference Case | 2025 | 2 | 36.8 | 5
1 Reference Case | 2025 | 2 | 36.9 | 3
1 Reference Case | 2025 | 2 | 37 | 3
1 Reference Case | 2025 | 2 | 37.1 | 3
1 Reference Case | 2025 | 2 | 37.2 | 4
1 Reference Case | 2025 | 2 | 37.3 | 4
1 Reference Case | 2025 | 2 | 37.4 | 6
1 Reference Case | 2025 | 2 | 37.5 | 1
1 Reference Case | 2025 | 2 | 37.6 | 5
1 Reference Case | 2025 | 2 | 37.7 | 3
1 Reference Case | 2025 | 2 | 37.8 | 3
1 Reference Case | 2025 | 2 | 37.9 | 3
1 Reference Case | 2025 | 2 | 38 | 2
1 Reference Case | 2025 | 2 | 38.1 | 5
1 Reference Case | 2025 | 2 | 38.2 | 2
1 Reference Case | 2025 | 2 | 38.3 | 3
1 Reference Case | 2025 | 2 | 38.4 | 3
1 Reference Case | 2025 | 2 | 38.5 | 3
1 Reference Case | 2025 | 2 | 38.6 | 1
1 Reference Case | 2025 | 2 | 38.7 | 2
1 Reference Case | 2025 | 2 | 38.8 | 9
1 Reference Case | 2025 | 2 | 38.9 | 4
1 Reference Case | 2025 | 2 | 39 | 1
1 Reference Case | 2025 | 2 | 39.1 | 1
1 Reference Case | 2025 | 2 | 39.2 | 3
1 Reference Case | 2025 | 2 | 39.3 | 2
1 Reference Case | 2025 | 2 | 39.4 | 8
1 Reference Case | 2025 | 2 | 39.5 | 2
1 Reference Case | 2025 | 2 | 39.6 | 1
1 Reference Case | 2025 | 2 | 39.7 | 1
1 Reference Case | 2025 | 2 | 39.8 | 4
1 Reference Case | 2025 | 2 | 39.9 | 3
1 Reference Case | 2025 | 2 | 40 | 4
1 Reference Case | 2025 | 2 | 40.1 | 3
1 Reference Case | 2025 | 2 | 40.2 | 1
1 Reference Case | 2025 | 2 | 40.3 | 3
1 Reference Case | 2025 | 2 | 40.4 | 3
1 Reference Case | 2025 | 2 | 40.5 | 3
1 Reference Case | 2025 | 2 | 40.6 | 1
1 Reference Case | 2025 | 2 | 40.7 | 6
1 Reference Case | 2025 | 2 | 40.9 | 6
1 Reference Case | 2025 | 2 | 41 | 2
1 Reference Case | 2025 | 2 | 41.1 | 5
1 Reference Case | 2025 | 2 | 41.2 | 1
1 Reference Case | 2025 | 2 | 41.3 | 4
1 Reference Case | 2025 | 2 | 41.4 | 3
1 Reference Case | 2025 | 2 | 41.5 | 1
1 Reference Case | 2025 | 2 | 41.6 | 1
1 Reference Case | 2025 | 2 | 41.7 | 5
1 Reference Case | 2025 | 2 | 41.8 | 1
1 Reference Case | 2025 | 2 | 41.9 | 2
1 Reference Case | 2025 | 2 | 42 | 1
1 Reference Case | 2025 | 2 | 42.1 | 2
1 Reference Case | 2025 | 2 | 42.3 | 4
1 Reference Case | 2025 | 2 | 42.4 | 5
1 Reference Case | 2025 | 2 | 42.5 | 1
1 Reference Case | 2025 | 2 | 42.7 | 5
1 Reference Case | 2025 | 2 | 43 | 1
1 Reference Case | 2025 | 2 | 43.1 | 4
1 Reference Case | 2025 | 2 | 43.2 | 1
1 Reference Case | 2025 | 2 | 43.3 | 2
1 Reference Case | 2025 | 2 | 43.6 | 3
1 Reference Case | 2025 | 2 | 43.7 | 1
1 Reference Case | 2025 | 2 | 43.8 | 1
1 Reference Case | 2025 | 2 | 44 | 2
1 Reference Case | 2025 | 2 | 44.1 | 2
1 Reference Case | 2025 | 2 | 44.2 | 4
1 Reference Case | 2025 | 2 | 44.3 | 1
1 Reference Case | 2025 | 2 | 44.4 | 1
1 Reference Case | 2025 | 2 | 44.5 | 1
1 Reference Case | 2025 | 2 | 44.7 | 3
1 Reference Case | 2025 | 2 | 44.8 | 3
1 Reference Case | 2025 | 2 | 45 | 2
1 Reference Case | 2025 | 2 | 45.2 | 3
1 Reference Case | 2025 | 2 | 45.3 | 2
1 Reference Case | 2025 | 2 | 45.4 | 3
1 Reference Case | 2025 | 2 | 45.7 | 2
1 Reference Case | 2025 | 2 | 45.8 | 1
1 Reference Case | 2025 | 2 | 46.1 | 2
1 Reference Case | 2025 | 2 | 46.2 | 2
1 Reference Case | 2025 | 2 | 46.3 | 3
1 Reference Case | 2025 | 2 | 46.4 | 3
1 Reference Case | 2025 | 2 | 46.5 | 1
1 Reference Case | 2025 | 2 | 46.6 | 2
1 Reference Case | 2025 | 2 | 46.7 | 1
1 Reference Case | 2025 | 2 | 46.9 | 1
1 Reference Case | 2025 | 2 | 47.3 | 1
1 Reference Case | 2025 | 2 | 47.5 | 4
1 Reference Case | 2025 | 2 | 47.6 | 1
1 Reference Case | 2025 | 2 | 47.7 | 2
1 Reference Case | 2025 | 2 | 47.8 | 2
1 Reference Case | 2025 | 2 | 47.9 | 2
1 Reference Case | 2025 | 2 | 48 | 2
1 Reference Case | 2025 | 2 | 48.1 | 2
1 Reference Case | 2025 | 2 | 48.2 | 1
1 Reference Case | 2025 | 2 | 48.3 | 1
1 Reference Case | 2025 | 2 | 48.4 | 1
1 Reference Case | 2025 | 2 | 48.6 | 1
1 Reference Case | 2025 | 2 | 48.7 | 1
1 Reference Case | 2025 | 2 | 48.8 | 1
1 Reference Case | 2025 | 2 | 48.9 | 2
1 Reference Case | 2025 | 2 | 49.1 | 2
1 Reference Case | 2025 | 2 | 49.2 | 1
1 Reference Case | 2025 | 2 | 49.4 | 1
1 Reference Case | 2025 | 2 | 49.6 | 1
1 Reference Case | 2025 | 2 | 49.7 | 2
1 Reference Case | 2025 | 2 | 49.8 | 1
1 Reference Case | 2025 | 2 | 49.9 | 1
1 Reference Case | 2025 | 2 | 50.1 | 1
1 Reference Case | 2025 | 2 | 50.2 | 1
1 Reference Case | 2025 | 2 | 50.4 | 1
1 Reference Case | 2025 | 2 | 50.5 | 3
1 Reference Case | 2025 | 2 | 50.8 | 1
1 Reference Case | 2025 | 2 | 50.9 | 1
1 Reference Case | 2025 | 2 | 51.1 | 1
1 Reference Case | 2025 | 2 | 51.2 | 1
1 Reference Case | 2025 | 2 | 51.5 | 1
1 Reference Case | 2025 | 2 | 51.6 | 1
1 Reference Case | 2025 | 2 | 51.9 | 1
1 Reference Case | 2025 | 2 | 52 | 1
1 Reference Case | 2025 | 2 | 52.3 | 2
1 Reference Case | 2025 | 2 | 52.4 | 1
1 Reference Case | 2025 | 2 | 52.7 | 1
1 Reference Case | 2025 | 2 | 52.8 | 1
1 Reference Case | 2025 | 2 | 53 | 1
1 Reference Case | 2025 | 2 | 53.6 | 1
1 Reference Case | 2025 | 2 | 53.8 | 1
1 Reference Case | 2025 | 2 | 53.9 | 1
1 Reference Case | 2025 | 2 | 54.1 | 1
1 Reference Case | 2025 | 2 | 54.2 | 1
1 Reference Case | 2025 | 2 | 54.3 | 2
1 Reference Case | 2025 | 2 | 54.4 | 1
1 Reference Case | 2025 | 2 | 54.8 | 1
1 Reference Case | 2025 | 2 | 55.3 | 1
1 Reference Case | 2025 | 2 | 55.4 | 1
1 Reference Case | 2025 | 2 | 55.5 | 1
1 Reference Case | 2025 | 2 | 55.6 | 1
1 Reference Case | 2025 | 2 | 55.8 | 1
1 Reference Case | 2025 | 2 | 56.6 | 1
1 Reference Case | 2025 | 2 | 56.8 | 1
1 Reference Case | 2025 | 2 | 57.7 | 1
1 Reference Case | 2025 | 2 | 57.9 | 1
1 Reference Case | 2025 | 2 | 58 | 1
1 Reference Case | 2025 | 2 | 58.3 | 1
1 Reference Case | 2025 | 2 | 58.8 | 1
1 Reference Case | 2025 | 2 | 59.2 | 1
1 Reference Case | 2025 | 2 | 59.4 | 1
1 Reference Case | 2025 | 2 | 59.8 | 1
1 Reference Case | 2025 | 2 | 60 | 1
1 Reference Case | 2025 | 2 | 60.2 | 2
1 Reference Case | 2025 | 2 | 60.6 | 1
1 Reference Case | 2025 | 2 | 60.7 | 1
1 Reference Case | 2025 | 2 | 61.1 | 1
1 Reference Case | 2025 | 2 | 61.4 | 2
1 Reference Case | 2025 | 2 | 61.6 | 1
1 Reference Case | 2025 | 2 | 62.3 | 1
1 Reference Case | 2025 | 2 | 62.5 | 1
1 Reference Case | 2025 | 2 | 63 | 1
1 Reference Case | 2025 | 2 | 63.3 | 1
1 Reference Case | 2025 | 2 | 63.8 | 1
1 Reference Case | 2025 | 2 | 64 | 1
1 Reference Case | 2025 | 2 | 64.2 | 2
1 Reference Case | 2025 | 2 | 64.9 | 1
1 Reference Case | 2025 | 2 | 67.4 | 1
1 Reference Case | 2025 | 2 | 68.4 | 1
1 Reference Case | 2025 | 2 | 69.3 | 1
1 Reference Case | 2025 | 2 | 69.4 | 1
1 Reference Case | 2025 | 2 | 74.2 | 1
1 Reference Case | 2025 | 2 | 76.5 | 1
1 Reference Case | 2025 | 2 | 80.2 | 1
1 Reference Case | 2025 | 2 | 83.4 | 1
1 Reference Case | 2025 | 2 | 111 | 1
1 Reference Case | 2025 | 2 | 216.4 | 1
1 Reference Case | 2025 | 3 | -84.9 | 1
1 Reference Case | 2025 | 3 | -64.7 | 1
1 Reference Case | 2025 | 3 | -56.5 | 1
1 Reference Case | 2025 | 3 | -54.6 | 1
1 Reference Case | 2025 | 3 | -53.6 | 1
1 Reference Case | 2025 | 3 | -52.3 | 1
1 Reference Case | 2025 | 3 | -51.9 | 1
1 Reference Case | 2025 | 3 | -51.4 | 1
1 Reference Case | 2025 | 3 | -51 | 1
1 Reference Case | 2025 | 3 | -50.5 | 1
1 Reference Case | 2025 | 3 | -50.1 | 1
1 Reference Case | 2025 | 3 | -49.2 | 1
1 Reference Case | 2025 | 3 | -49 | 1
1 Reference Case | 2025 | 3 | -48.5 | 1
1 Reference Case | 2025 | 3 | -47.8 | 1
1 Reference Case | 2025 | 3 | -47.5 | 2
1 Reference Case | 2025 | 3 | -47 | 1
1 Reference Case | 2025 | 3 | -46.3 | 2
1 Reference Case | 2025 | 3 | -46 | 1
1 Reference Case | 2025 | 3 | -45.9 | 1
1 Reference Case | 2025 | 3 | -45.6 | 2
1 Reference Case | 2025 | 3 | -45.1 | 2
1 Reference Case | 2025 | 3 | -45 | 2
1 Reference Case | 2025 | 3 | -44.8 | 1
1 Reference Case | 2025 | 3 | -44.7 | 1
1 Reference Case | 2025 | 3 | -44.4 | 1
1 Reference Case | 2025 | 3 | -44 | 1
1 Reference Case | 2025 | 3 | -43.9 | 2
1 Reference Case | 2025 | 3 | -43.6 | 1
1 Reference Case | 2025 | 3 | -43.5 | 1
1 Reference Case | 2025 | 3 | -43.1 | 1
1 Reference Case | 2025 | 3 | -42.8 | 2
1 Reference Case | 2025 | 3 | -42.7 | 3
1 Reference Case | 2025 | 3 | -42.6 | 1
1 Reference Case | 2025 | 3 | -42.5 | 2
1 Reference Case | 2025 | 3 | -42.4 | 1
1 Reference Case | 2025 | 3 | -42.2 | 2
1 Reference Case | 2025 | 3 | -41.9 | 1
1 Reference Case | 2025 | 3 | -41.6 | 1
1 Reference Case | 2025 | 3 | -41.4 | 1
1 Reference Case | 2025 | 3 | -41.3 | 2
1 Reference Case | 2025 | 3 | -41.2 | 2
1 Reference Case | 2025 | 3 | -41 | 1
1 Reference Case | 2025 | 3 | -40.8 | 2
1 Reference Case | 2025 | 3 | -40.7 | 2
1 Reference Case | 2025 | 3 | -40.6 | 2
1 Reference Case | 2025 | 3 | -40.5 | 1
1 Reference Case | 2025 | 3 | -40.3 | 1
1 Reference Case | 2025 | 3 | -39.9 | 1
1 Reference Case | 2025 | 3 | -39.8 | 1
1 Reference Case | 2025 | 3 | -39.7 | 1
1 Reference Case | 2025 | 3 | -39.6 | 1
1 Reference Case | 2025 | 3 | -39.5 | 1
1 Reference Case | 2025 | 3 | -39.4 | 4
1 Reference Case | 2025 | 3 | -39.2 | 2
1 Reference Case | 2025 | 3 | -39.1 | 2
1 Reference Case | 2025 | 3 | -39 | 1
1 Reference Case | 2025 | 3 | -38.9 | 2
1 Reference Case | 2025 | 3 | -38.8 | 2
1 Reference Case | 2025 | 3 | -38.7 | 1
1 Reference Case | 2025 | 3 | -38.6 | 1
1 Reference Case | 2025 | 3 | -38.4 | 1
1 Reference Case | 2025 | 3 | -38.3 | 2
1 Reference Case | 2025 | 3 | -38.2 | 1
1 Reference Case | 2025 | 3 | -37.8 | 2
1 Reference Case | 2025 | 3 | -37.7 | 1
1 Reference Case | 2025 | 3 | -37.6 | 1
1 Reference Case | 2025 | 3 | -37.5 | 2
1 Reference Case | 2025 | 3 | -37.4 | 1
1 Reference Case | 2025 | 3 | -37.3 | 1
1 Reference Case | 2025 | 3 | -37.2 | 1
1 Reference Case | 2025 | 3 | -37.1 | 2
1 Reference Case | 2025 | 3 | -36.9 | 2
1 Reference Case | 2025 | 3 | -36.8 | 1
1 Reference Case | 2025 | 3 | -36.7 | 1
1 Reference Case | 2025 | 3 | -36.6 | 1
1 Reference Case | 2025 | 3 | -36.4 | 1
1 Reference Case | 2025 | 3 | -36.3 | 2
1 Reference Case | 2025 | 3 | -36.2 | 1
1 Reference Case | 2025 | 3 | -35.9 | 3
1 Reference Case | 2025 | 3 | -35.7 | 1
1 Reference Case | 2025 | 3 | -35.5 | 3
1 Reference Case | 2025 | 3 | -35.2 | 1
1 Reference Case | 2025 | 3 | -35.1 | 3
1 Reference Case | 2025 | 3 | -34.9 | 5
1 Reference Case | 2025 | 3 | -34.7 | 2
1 Reference Case | 2025 | 3 | -34.6 | 4
1 Reference Case | 2025 | 3 | -34.5 | 1
1 Reference Case | 2025 | 3 | -34.3 | 1
1 Reference Case | 2025 | 3 | -34.1 | 1
1 Reference Case | 2025 | 3 | -34 | 7
1 Reference Case | 2025 | 3 | -33.9 | 2
1 Reference Case | 2025 | 3 | -33.8 | 1
1 Reference Case | 2025 | 3 | -33.5 | 3
1 Reference Case | 2025 | 3 | -33.4 | 2
1 Reference Case | 2025 | 3 | -33.3 | 3
1 Reference Case | 2025 | 3 | -33.2 | 3
1 Reference Case | 2025 | 3 | -33.1 | 3
1 Reference Case | 2025 | 3 | -33 | 3
1 Reference Case | 2025 | 3 | -32.9 | 5
1 Reference Case | 2025 | 3 | -32.8 | 3
1 Reference Case | 2025 | 3 | -32.7 | 4
1 Reference Case | 2025 | 3 | -32.6 | 3
1 Reference Case | 2025 | 3 | -32.5 | 5
1 Reference Case | 2025 | 3 | -32.3 | 2
1 Reference Case | 2025 | 3 | -32.2 | 3
1 Reference Case | 2025 | 3 | -32.1 | 6
1 Reference Case | 2025 | 3 | -32 | 4
1 Reference Case | 2025 | 3 | -31.9 | 2
1 Reference Case | 2025 | 3 | -31.8 | 3
1 Reference Case | 2025 | 3 | -31.7 | 3
1 Reference Case | 2025 | 3 | -31.6 | 3
1 Reference Case | 2025 | 3 | -31.5 | 5
1 Reference Case | 2025 | 3 | -31.4 | 9
1 Reference Case | 2025 | 3 | -31.3 | 5
1 Reference Case | 2025 | 3 | -31.2 | 1
1 Reference Case | 2025 | 3 | -31.1 | 1
1 Reference Case | 2025 | 3 | -31 | 2
1 Reference Case | 2025 | 3 | -30.9 | 4
1 Reference Case | 2025 | 3 | -30.8 | 5
1 Reference Case | 2025 | 3 | -30.7 | 3
1 Reference Case | 2025 | 3 | -30.6 | 3
1 Reference Case | 2025 | 3 | -30.5 | 3
1 Reference Case | 2025 | 3 | -30.4 | 3
1 Reference Case | 2025 | 3 | -30.3 | 5
1 Reference Case | 2025 | 3 | -30.2 | 3
1 Reference Case | 2025 | 3 | -30.1 | 5
1 Reference Case | 2025 | 3 | -30 | 6
1 Reference Case | 2025 | 3 | -29.9 | 5
1 Reference Case | 2025 | 3 | -29.8 | 5
1 Reference Case | 2025 | 3 | -29.7 | 7
1 Reference Case | 2025 | 3 | -29.6 | 1
1 Reference Case | 2025 | 3 | -29.5 | 5
1 Reference Case | 2025 | 3 | -29.4 | 2
1 Reference Case | 2025 | 3 | -29.3 | 4
1 Reference Case | 2025 | 3 | -29.2 | 4
1 Reference Case | 2025 | 3 | -29.1 | 8
1 Reference Case | 2025 | 3 | -29 | 2
1 Reference Case | 2025 | 3 | -28.9 | 8
1 Reference Case | 2025 | 3 | -28.8 | 6
1 Reference Case | 2025 | 3 | -28.7 | 4
1 Reference Case | 2025 | 3 | -28.6 | 4
1 Reference Case | 2025 | 3 | -28.5 | 2
1 Reference Case | 2025 | 3 | -28.4 | 4
1 Reference Case | 2025 | 3 | -28.3 | 7
1 Reference Case | 2025 | 3 | -28.2 | 2
1 Reference Case | 2025 | 3 | -28.1 | 3
1 Reference Case | 2025 | 3 | -28 | 4
1 Reference Case | 2025 | 3 | -27.9 | 6
1 Reference Case | 2025 | 3 | -27.8 | 8
1 Reference Case | 2025 | 3 | -27.7 | 4
1 Reference Case | 2025 | 3 | -27.6 | 5
1 Reference Case | 2025 | 3 | -27.5 | 7
1 Reference Case | 2025 | 3 | -27.4 | 9
1 Reference Case | 2025 | 3 | -27.3 | 5
1 Reference Case | 2025 | 3 | -27.2 | 7
1 Reference Case | 2025 | 3 | -27.1 | 3
1 Reference Case | 2025 | 3 | -27 | 2
1 Reference Case | 2025 | 3 | -26.9 | 6
1 Reference Case | 2025 | 3 | -26.8 | 6
1 Reference Case | 2025 | 3 | -26.7 | 10
1 Reference Case | 2025 | 3 | -26.6 | 6
1 Reference Case | 2025 | 3 | -26.5 | 6
1 Reference Case | 2025 | 3 | -26.4 | 13
1 Reference Case | 2025 | 3 | -26.3 | 13
1 Reference Case | 2025 | 3 | -26.2 | 6
1 Reference Case | 2025 | 3 | -26.1 | 3
1 Reference Case | 2025 | 3 | -26 | 13
1 Reference Case | 2025 | 3 | -25.9 | 7
1 Reference Case | 2025 | 3 | -25.8 | 6
1 Reference Case | 2025 | 3 | -25.7 | 6
1 Reference Case | 2025 | 3 | -25.6 | 11
1 Reference Case | 2025 | 3 | -25.5 | 7
1 Reference Case | 2025 | 3 | -25.4 | 8
1 Reference Case | 2025 | 3 | -25.3 | 11
1 Reference Case | 2025 | 3 | -25.2 | 9
1 Reference Case | 2025 | 3 | -25.1 | 10
1 Reference Case | 2025 | 3 | -25 | 8
1 Reference Case | 2025 | 3 | -24.9 | 8
1 Reference Case | 2025 | 3 | -24.8 | 6
1 Reference Case | 2025 | 3 | -24.7 | 3
1 Reference Case | 2025 | 3 | -24.6 | 10
1 Reference Case | 2025 | 3 | -24.5 | 10
1 Reference Case | 2025 | 3 | -24.4 | 13
1 Reference Case | 2025 | 3 | -24.3 | 2
1 Reference Case | 2025 | 3 | -24.2 | 8
1 Reference Case | 2025 | 3 | -24.1 | 13
1 Reference Case | 2025 | 3 | -24 | 7
1 Reference Case | 2025 | 3 | -23.9 | 7
1 Reference Case | 2025 | 3 | -23.8 | 11
1 Reference Case | 2025 | 3 | -23.7 | 7
1 Reference Case | 2025 | 3 | -23.6 | 8
1 Reference Case | 2025 | 3 | -23.5 | 8
1 Reference Case | 2025 | 3 | -23.4 | 10
1 Reference Case | 2025 | 3 | -23.3 | 2
1 Reference Case | 2025 | 3 | -23.2 | 11
1 Reference Case | 2025 | 3 | -23.1 | 10
1 Reference Case | 2025 | 3 | -23 | 7
1 Reference Case | 2025 | 3 | -22.9 | 9
1 Reference Case | 2025 | 3 | -22.8 | 12
1 Reference Case | 2025 | 3 | -22.7 | 5
1 Reference Case | 2025 | 3 | -22.6 | 17
1 Reference Case | 2025 | 3 | -22.5 | 10
1 Reference Case | 2025 | 3 | -22.4 | 10
1 Reference Case | 2025 | 3 | -22.3 | 7
1 Reference Case | 2025 | 3 | -22.2 | 12
1 Reference Case | 2025 | 3 | -22.1 | 8
1 Reference Case | 2025 | 3 | -22 | 15
1 Reference Case | 2025 | 3 | -21.9 | 15
1 Reference Case | 2025 | 3 | -21.8 | 11
1 Reference Case | 2025 | 3 | -21.7 | 13
1 Reference Case | 2025 | 3 | -21.6 | 13
1 Reference Case | 2025 | 3 | -21.5 | 6
1 Reference Case | 2025 | 3 | -21.4 | 7
1 Reference Case | 2025 | 3 | -21.3 | 11
1 Reference Case | 2025 | 3 | -21.2 | 16
1 Reference Case | 2025 | 3 | -21.1 | 15
1 Reference Case | 2025 | 3 | -21 | 15
1 Reference Case | 2025 | 3 | -20.9 | 13
1 Reference Case | 2025 | 3 | -20.8 | 12
1 Reference Case | 2025 | 3 | -20.7 | 14
1 Reference Case | 2025 | 3 | -20.6 | 12
1 Reference Case | 2025 | 3 | -20.5 | 8
1 Reference Case | 2025 | 3 | -20.4 | 15
1 Reference Case | 2025 | 3 | -20.3 | 14
1 Reference Case | 2025 | 3 | -20.2 | 16
1 Reference Case | 2025 | 3 | -20.1 | 11
1 Reference Case | 2025 | 3 | -20 | 13
1 Reference Case | 2025 | 3 | -19.9 | 21
1 Reference Case | 2025 | 3 | -19.8 | 16
1 Reference Case | 2025 | 3 | -19.7 | 9
1 Reference Case | 2025 | 3 | -19.6 | 16
1 Reference Case | 2025 | 3 | -19.5 | 11
1 Reference Case | 2025 | 3 | -19.4 | 13
1 Reference Case | 2025 | 3 | -19.3 | 14
1 Reference Case | 2025 | 3 | -19.2 | 23
1 Reference Case | 2025 | 3 | -19.1 | 17
1 Reference Case | 2025 | 3 | -19 | 16
1 Reference Case | 2025 | 3 | -18.9 | 25
1 Reference Case | 2025 | 3 | -18.8 | 14
1 Reference Case | 2025 | 3 | -18.7 | 15
1 Reference Case | 2025 | 3 | -18.6 | 23
1 Reference Case | 2025 | 3 | -18.5 | 9
1 Reference Case | 2025 | 3 | -18.4 | 11
1 Reference Case | 2025 | 3 | -18.3 | 15
1 Reference Case | 2025 | 3 | -18.2 | 22
1 Reference Case | 2025 | 3 | -18.1 | 16
1 Reference Case | 2025 | 3 | -18 | 14
1 Reference Case | 2025 | 3 | -17.9 | 13
1 Reference Case | 2025 | 3 | -17.8 | 16
1 Reference Case | 2025 | 3 | -17.7 | 11
1 Reference Case | 2025 | 3 | -17.6 | 28
1 Reference Case | 2025 | 3 | -17.5 | 19
1 Reference Case | 2025 | 3 | -17.4 | 21
1 Reference Case | 2025 | 3 | -17.3 | 15
1 Reference Case | 2025 | 3 | -17.2 | 21
1 Reference Case | 2025 | 3 | -17.1 | 15
1 Reference Case | 2025 | 3 | -17 | 21
1 Reference Case | 2025 | 3 | -16.9 | 17
1 Reference Case | 2025 | 3 | -16.8 | 20
1 Reference Case | 2025 | 3 | -16.7 | 12
1 Reference Case | 2025 | 3 | -16.6 | 21
1 Reference Case | 2025 | 3 | -16.5 | 18
1 Reference Case | 2025 | 3 | -16.4 | 21
1 Reference Case | 2025 | 3 | -16.3 | 19
1 Reference Case | 2025 | 3 | -16.2 | 19
1 Reference Case | 2025 | 3 | -16.1 | 26
1 Reference Case | 2025 | 3 | -16 | 14
1 Reference Case | 2025 | 3 | -15.9 | 15
1 Reference Case | 2025 | 3 | -15.8 | 17
1 Reference Case | 2025 | 3 | -15.7 | 19
1 Reference Case | 2025 | 3 | -15.6 | 15
1 Reference Case | 2025 | 3 | -15.5 | 18
1 Reference Case | 2025 | 3 | -15.4 | 18
1 Reference Case | 2025 | 3 | -15.3 | 22
1 Reference Case | 2025 | 3 | -15.2 | 31
1 Reference Case | 2025 | 3 | -15.1 | 24
1 Reference Case | 2025 | 3 | -15 | 25
1 Reference Case | 2025 | 3 | -14.9 | 22
1 Reference Case | 2025 | 3 | -14.8 | 19
1 Reference Case | 2025 | 3 | -14.7 | 19
1 Reference Case | 2025 | 3 | -14.6 | 35
1 Reference Case | 2025 | 3 | -14.5 | 25
1 Reference Case | 2025 | 3 | -14.4 | 24
1 Reference Case | 2025 | 3 | -14.3 | 22
1 Reference Case | 2025 | 3 | -14.2 | 22
1 Reference Case | 2025 | 3 | -14.1 | 23
1 Reference Case | 2025 | 3 | -14 | 28
1 Reference Case | 2025 | 3 | -13.9 | 28
1 Reference Case | 2025 | 3 | -13.8 | 27
1 Reference Case | 2025 | 3 | -13.7 | 19
1 Reference Case | 2025 | 3 | -13.6 | 27
1 Reference Case | 2025 | 3 | -13.5 | 20
1 Reference Case | 2025 | 3 | -13.4 | 17
1 Reference Case | 2025 | 3 | -13.3 | 20
1 Reference Case | 2025 | 3 | -13.2 | 21
1 Reference Case | 2025 | 3 | -13.1 | 33
1 Reference Case | 2025 | 3 | -13 | 20
1 Reference Case | 2025 | 3 | -12.9 | 31
1 Reference Case | 2025 | 3 | -12.8 | 19
1 Reference Case | 2025 | 3 | -12.7 | 29
1 Reference Case | 2025 | 3 | -12.6 | 31
1 Reference Case | 2025 | 3 | -12.5 | 31
1 Reference Case | 2025 | 3 | -12.4 | 28
1 Reference Case | 2025 | 3 | -12.3 | 23
1 Reference Case | 2025 | 3 | -12.2 | 25
1 Reference Case | 2025 | 3 | -12.1 | 25
1 Reference Case | 2025 | 3 | -12 | 28
1 Reference Case | 2025 | 3 | -11.9 | 24
1 Reference Case | 2025 | 3 | -11.8 | 32
1 Reference Case | 2025 | 3 | -11.7 | 32
1 Reference Case | 2025 | 3 | -11.6 | 27
1 Reference Case | 2025 | 3 | -11.5 | 30
1 Reference Case | 2025 | 3 | -11.4 | 26
1 Reference Case | 2025 | 3 | -11.3 | 33
1 Reference Case | 2025 | 3 | -11.2 | 21
1 Reference Case | 2025 | 3 | -11.1 | 29
1 Reference Case | 2025 | 3 | -11 | 21
1 Reference Case | 2025 | 3 | -10.9 | 24
1 Reference Case | 2025 | 3 | -10.8 | 36
1 Reference Case | 2025 | 3 | -10.7 | 30
1 Reference Case | 2025 | 3 | -10.6 | 31
1 Reference Case | 2025 | 3 | -10.5 | 24
1 Reference Case | 2025 | 3 | -10.4 | 26
1 Reference Case | 2025 | 3 | -10.3 | 30
1 Reference Case | 2025 | 3 | -10.2 | 30
1 Reference Case | 2025 | 3 | -10.1 | 24
1 Reference Case | 2025 | 3 | -10 | 27
1 Reference Case | 2025 | 3 | -9.9 | 36
1 Reference Case | 2025 | 3 | -9.8 | 28
1 Reference Case | 2025 | 3 | -9.7 | 26
1 Reference Case | 2025 | 3 | -9.6 | 22
1 Reference Case | 2025 | 3 | -9.5 | 17
1 Reference Case | 2025 | 3 | -9.4 | 27
1 Reference Case | 2025 | 3 | -9.3 | 30
1 Reference Case | 2025 | 3 | -9.2 | 28
1 Reference Case | 2025 | 3 | -9.1 | 27
1 Reference Case | 2025 | 3 | -9 | 33
1 Reference Case | 2025 | 3 | -8.9 | 23
1 Reference Case | 2025 | 3 | -8.8 | 26
1 Reference Case | 2025 | 3 | -8.7 | 38
1 Reference Case | 2025 | 3 | -8.6 | 18
1 Reference Case | 2025 | 3 | -8.5 | 26
1 Reference Case | 2025 | 3 | -8.4 | 39
1 Reference Case | 2025 | 3 | -8.3 | 26
1 Reference Case | 2025 | 3 | -8.2 | 31
1 Reference Case | 2025 | 3 | -8.1 | 24
1 Reference Case | 2025 | 3 | -8 | 26
1 Reference Case | 2025 | 3 | -7.9 | 40
1 Reference Case | 2025 | 3 | -7.8 | 30
1 Reference Case | 2025 | 3 | -7.7 | 24
1 Reference Case | 2025 | 3 | -7.6 | 27
1 Reference Case | 2025 | 3 | -7.5 | 34
1 Reference Case | 2025 | 3 | -7.4 | 27
1 Reference Case | 2025 | 3 | -7.3 | 23
1 Reference Case | 2025 | 3 | -7.2 | 17
1 Reference Case | 2025 | 3 | -7.1 | 24
1 Reference Case | 2025 | 3 | -7 | 28
1 Reference Case | 2025 | 3 | -6.9 | 18
1 Reference Case | 2025 | 3 | -6.8 | 28
1 Reference Case | 2025 | 3 | -6.7 | 16
1 Reference Case | 2025 | 3 | -6.6 | 33
1 Reference Case | 2025 | 3 | -6.5 | 32
1 Reference Case | 2025 | 3 | -6.4 | 22
1 Reference Case | 2025 | 3 | -6.3 | 31
1 Reference Case | 2025 | 3 | -6.2 | 29
1 Reference Case | 2025 | 3 | -6.1 | 22
1 Reference Case | 2025 | 3 | -6 | 23
1 Reference Case | 2025 | 3 | -5.9 | 18
1 Reference Case | 2025 | 3 | -5.8 | 22
1 Reference Case | 2025 | 3 | -5.7 | 27
1 Reference Case | 2025 | 3 | -5.6 | 26
1 Reference Case | 2025 | 3 | -5.5 | 19
1 Reference Case | 2025 | 3 | -5.4 | 25
1 Reference Case | 2025 | 3 | -5.3 | 31
1 Reference Case | 2025 | 3 | -5.2 | 24
1 Reference Case | 2025 | 3 | -5.1 | 14
1 Reference Case | 2025 | 3 | -5 | 25
1 Reference Case | 2025 | 3 | -4.9 | 27
1 Reference Case | 2025 | 3 | -4.8 | 22
1 Reference Case | 2025 | 3 | -4.7 | 20
1 Reference Case | 2025 | 3 | -4.6 | 22
1 Reference Case | 2025 | 3 | -4.5 | 19
1 Reference Case | 2025 | 3 | -4.4 | 21
1 Reference Case | 2025 | 3 | -4.3 | 26
1 Reference Case | 2025 | 3 | -4.2 | 27
1 Reference Case | 2025 | 3 | -4.1 | 14
1 Reference Case | 2025 | 3 | -4 | 21
1 Reference Case | 2025 | 3 | -3.9 | 21
1 Reference Case | 2025 | 3 | -3.8 | 8
1 Reference Case | 2025 | 3 | -3.7 | 13
1 Reference Case | 2025 | 3 | -3.6 | 20
1 Reference Case | 2025 | 3 | -3.5 | 15
1 Reference Case | 2025 | 3 | -3.4 | 13
1 Reference Case | 2025 | 3 | -3.3 | 14
1 Reference Case | 2025 | 3 | -3.2 | 17
1 Reference Case | 2025 | 3 | -3.1 | 14
1 Reference Case | 2025 | 3 | -3 | 9
1 Reference Case | 2025 | 3 | -2.9 | 13
1 Reference Case | 2025 | 3 | -2.8 | 11
1 Reference Case | 2025 | 3 | -2.7 | 13
1 Reference Case | 2025 | 3 | -2.6 | 14
1 Reference Case | 2025 | 3 | -2.5 | 14
1 Reference Case | 2025 | 3 | -2.4 | 8
1 Reference Case | 2025 | 3 | -2.3 | 9
1 Reference Case | 2025 | 3 | -2.2 | 9
1 Reference Case | 2025 | 3 | -2.1 | 9
1 Reference Case | 2025 | 3 | -2 | 11
1 Reference Case | 2025 | 3 | -1.9 | 9
1 Reference Case | 2025 | 3 | -1.8 | 12
1 Reference Case | 2025 | 3 | -1.7 | 8
1 Reference Case | 2025 | 3 | -1.6 | 10
1 Reference Case | 2025 | 3 | -1.5 | 7
1 Reference Case | 2025 | 3 | -1.4 | 7
1 Reference Case | 2025 | 3 | -1.3 | 10
1 Reference Case | 2025 | 3 | -1.2 | 9
1 Reference Case | 2025 | 3 | -1.1 | 9
1 Reference Case | 2025 | 3 | -1 | 10
1 Reference Case | 2025 | 3 | -0.9 | 6
1 Reference Case | 2025 | 3 | -0.8 | 11
1 Reference Case | 2025 | 3 | -0.7 | 11
1 Reference Case | 2025 | 3 | -0.6 | 10
1 Reference Case | 2025 | 3 | -0.5 | 9
1 Reference Case | 2025 | 3 | -0.4 | 4
1 Reference Case | 2025 | 3 | -0.3 | 4
1 Reference Case | 2025 | 3 | -0.2 | 4
1 Reference Case | 2025 | 3 | -0.1 | 4
1 Reference Case | 2025 | 3 | 0 | 116
1 Reference Case | 2025 | 3 | 0.1 | 5
1 Reference Case | 2025 | 3 | 0.2 | 6
1 Reference Case | 2025 | 3 | 0.3 | 6
1 Reference Case | 2025 | 3 | 0.4 | 4
1 Reference Case | 2025 | 3 | 0.5 | 9
1 Reference Case | 2025 | 3 | 0.6 | 10
1 Reference Case | 2025 | 3 | 0.7 | 3
1 Reference Case | 2025 | 3 | 0.8 | 6
1 Reference Case | 2025 | 3 | 0.9 | 4
1 Reference Case | 2025 | 3 | 1 | 12
1 Reference Case | 2025 | 3 | 1.1 | 5
1 Reference Case | 2025 | 3 | 1.2 | 14
1 Reference Case | 2025 | 3 | 1.3 | 8
1 Reference Case | 2025 | 3 | 1.4 | 5
1 Reference Case | 2025 | 3 | 1.5 | 4
1 Reference Case | 2025 | 3 | 1.6 | 5
1 Reference Case | 2025 | 3 | 1.7 | 9
1 Reference Case | 2025 | 3 | 1.8 | 14
1 Reference Case | 2025 | 3 | 1.9 | 7
1 Reference Case | 2025 | 3 | 2 | 12
1 Reference Case | 2025 | 3 | 2.1 | 13
1 Reference Case | 2025 | 3 | 2.2 | 11
1 Reference Case | 2025 | 3 | 2.3 | 8
1 Reference Case | 2025 | 3 | 2.4 | 6
1 Reference Case | 2025 | 3 | 2.5 | 17
1 Reference Case | 2025 | 3 | 2.6 | 10
1 Reference Case | 2025 | 3 | 2.7 | 9
1 Reference Case | 2025 | 3 | 2.8 | 11
1 Reference Case | 2025 | 3 | 2.9 | 11
1 Reference Case | 2025 | 3 | 3 | 22
1 Reference Case | 2025 | 3 | 3.1 | 13
1 Reference Case | 2025 | 3 | 3.2 | 10
1 Reference Case | 2025 | 3 | 3.3 | 9
1 Reference Case | 2025 | 3 | 3.4 | 14
1 Reference Case | 2025 | 3 | 3.5 | 15
1 Reference Case | 2025 | 3 | 3.6 | 15
1 Reference Case | 2025 | 3 | 3.7 | 14
1 Reference Case | 2025 | 3 | 3.8 | 26
1 Reference Case | 2025 | 3 | 3.9 | 14
1 Reference Case | 2025 | 3 | 4 | 27
1 Reference Case | 2025 | 3 | 4.1 | 15
1 Reference Case | 2025 | 3 | 4.2 | 18
1 Reference Case | 2025 | 3 | 4.3 | 9
1 Reference Case | 2025 | 3 | 4.4 | 21
1 Reference Case | 2025 | 3 | 4.5 | 20
1 Reference Case | 2025 | 3 | 4.6 | 22
1 Reference Case | 2025 | 3 | 4.7 | 14
1 Reference Case | 2025 | 3 | 4.8 | 26
1 Reference Case | 2025 | 3 | 4.9 | 17
1 Reference Case | 2025 | 3 | 5 | 16
1 Reference Case | 2025 | 3 | 5.1 | 25
1 Reference Case | 2025 | 3 | 5.2 | 23
1 Reference Case | 2025 | 3 | 5.3 | 20
1 Reference Case | 2025 | 3 | 5.4 | 17
1 Reference Case | 2025 | 3 | 5.5 | 22
1 Reference Case | 2025 | 3 | 5.6 | 24
1 Reference Case | 2025 | 3 | 5.7 | 28
1 Reference Case | 2025 | 3 | 5.8 | 22
1 Reference Case | 2025 | 3 | 5.9 | 20
1 Reference Case | 2025 | 3 | 6 | 21
1 Reference Case | 2025 | 3 | 6.1 | 14
1 Reference Case | 2025 | 3 | 6.2 | 21
1 Reference Case | 2025 | 3 | 6.3 | 29
1 Reference Case | 2025 | 3 | 6.4 | 22
1 Reference Case | 2025 | 3 | 6.5 | 24
1 Reference Case | 2025 | 3 | 6.6 | 23
1 Reference Case | 2025 | 3 | 6.7 | 18
1 Reference Case | 2025 | 3 | 6.8 | 27
1 Reference Case | 2025 | 3 | 6.9 | 26
1 Reference Case | 2025 | 3 | 7 | 28
1 Reference Case | 2025 | 3 | 7.1 | 24
1 Reference Case | 2025 | 3 | 7.2 | 19
1 Reference Case | 2025 | 3 | 7.3 | 17
1 Reference Case | 2025 | 3 | 7.4 | 16
1 Reference Case | 2025 | 3 | 7.5 | 32
1 Reference Case | 2025 | 3 | 7.6 | 28
1 Reference Case | 2025 | 3 | 7.7 | 30
1 Reference Case | 2025 | 3 | 7.8 | 25
1 Reference Case | 2025 | 3 | 7.9 | 24
1 Reference Case | 2025 | 3 | 8 | 31
1 Reference Case | 2025 | 3 | 8.1 | 33
1 Reference Case | 2025 | 3 | 8.2 | 34
1 Reference Case | 2025 | 3 | 8.3 | 22
1 Reference Case | 2025 | 3 | 8.4 | 20
1 Reference Case | 2025 | 3 | 8.5 | 27
1 Reference Case | 2025 | 3 | 8.6 | 21
1 Reference Case | 2025 | 3 | 8.7 | 28
1 Reference Case | 2025 | 3 | 8.8 | 24
1 Reference Case | 2025 | 3 | 8.9 | 23
1 Reference Case | 2025 | 3 | 9 | 34
1 Reference Case | 2025 | 3 | 9.1 | 33
1 Reference Case | 2025 | 3 | 9.2 | 29
1 Reference Case | 2025 | 3 | 9.3 | 27
1 Reference Case | 2025 | 3 | 9.4 | 28
1 Reference Case | 2025 | 3 | 9.5 | 33
1 Reference Case | 2025 | 3 | 9.6 | 20
1 Reference Case | 2025 | 3 | 9.7 | 33
1 Reference Case | 2025 | 3 | 9.8 | 39
1 Reference Case | 2025 | 3 | 9.9 | 30
1 Reference Case | 2025 | 3 | 10 | 29
1 Reference Case | 2025 | 3 | 10.1 | 21
1 Reference Case | 2025 | 3 | 10.2 | 30
1 Reference Case | 2025 | 3 | 10.3 | 26
1 Reference Case | 2025 | 3 | 10.4 | 28
1 Reference Case | 2025 | 3 | 10.5 | 32
1 Reference Case | 2025 | 3 | 10.6 | 35
1 Reference Case | 2025 | 3 | 10.7 | 27
1 Reference Case | 2025 | 3 | 10.8 | 33
1 Reference Case | 2025 | 3 | 10.9 | 16
1 Reference Case | 2025 | 3 | 11 | 32
1 Reference Case | 2025 | 3 | 11.1 | 23
1 Reference Case | 2025 | 3 | 11.2 | 20
1 Reference Case | 2025 | 3 | 11.3 | 24
1 Reference Case | 2025 | 3 | 11.4 | 20
1 Reference Case | 2025 | 3 | 11.5 | 22
1 Reference Case | 2025 | 3 | 11.6 | 23
1 Reference Case | 2025 | 3 | 11.7 | 35
1 Reference Case | 2025 | 3 | 11.8 | 25
1 Reference Case | 2025 | 3 | 11.9 | 27
1 Reference Case | 2025 | 3 | 12 | 19
1 Reference Case | 2025 | 3 | 12.1 | 35
1 Reference Case | 2025 | 3 | 12.2 | 25
1 Reference Case | 2025 | 3 | 12.3 | 19
1 Reference Case | 2025 | 3 | 12.4 | 24
1 Reference Case | 2025 | 3 | 12.5 | 27
1 Reference Case | 2025 | 3 | 12.6 | 31
1 Reference Case | 2025 | 3 | 12.7 | 31
1 Reference Case | 2025 | 3 | 12.8 | 23
1 Reference Case | 2025 | 3 | 12.9 | 32
1 Reference Case | 2025 | 3 | 13 | 17
1 Reference Case | 2025 | 3 | 13.1 | 31
1 Reference Case | 2025 | 3 | 13.2 | 25
1 Reference Case | 2025 | 3 | 13.3 | 21
1 Reference Case | 2025 | 3 | 13.4 | 24
1 Reference Case | 2025 | 3 | 13.5 | 30
1 Reference Case | 2025 | 3 | 13.6 | 26
1 Reference Case | 2025 | 3 | 13.7 | 24
1 Reference Case | 2025 | 3 | 13.8 | 19
1 Reference Case | 2025 | 3 | 13.9 | 24
1 Reference Case | 2025 | 3 | 14 | 24
1 Reference Case | 2025 | 3 | 14.1 | 19
1 Reference Case | 2025 | 3 | 14.2 | 18
1 Reference Case | 2025 | 3 | 14.3 | 20
1 Reference Case | 2025 | 3 | 14.4 | 27
1 Reference Case | 2025 | 3 | 14.5 | 28
1 Reference Case | 2025 | 3 | 14.6 | 26
1 Reference Case | 2025 | 3 | 14.7 | 30
1 Reference Case | 2025 | 3 | 14.8 | 23
1 Reference Case | 2025 | 3 | 14.9 | 21
1 Reference Case | 2025 | 3 | 15 | 30
1 Reference Case | 2025 | 3 | 15.1 | 19
1 Reference Case | 2025 | 3 | 15.2 | 24
1 Reference Case | 2025 | 3 | 15.3 | 17
1 Reference Case | 2025 | 3 | 15.4 | 29
1 Reference Case | 2025 | 3 | 15.5 | 17
1 Reference Case | 2025 | 3 | 15.6 | 13
1 Reference Case | 2025 | 3 | 15.7 | 18
1 Reference Case | 2025 | 3 | 15.8 | 17
1 Reference Case | 2025 | 3 | 15.9 | 19
1 Reference Case | 2025 | 3 | 16 | 21
1 Reference Case | 2025 | 3 | 16.1 | 17
1 Reference Case | 2025 | 3 | 16.2 | 21
1 Reference Case | 2025 | 3 | 16.3 | 18
1 Reference Case | 2025 | 3 | 16.4 | 19
1 Reference Case | 2025 | 3 | 16.5 | 18
1 Reference Case | 2025 | 3 | 16.6 | 38
1 Reference Case | 2025 | 3 | 16.7 | 20
1 Reference Case | 2025 | 3 | 16.8 | 22
1 Reference Case | 2025 | 3 | 16.9 | 28
1 Reference Case | 2025 | 3 | 17 | 22
1 Reference Case | 2025 | 3 | 17.1 | 13
1 Reference Case | 2025 | 3 | 17.2 | 26
1 Reference Case | 2025 | 3 | 17.3 | 22
1 Reference Case | 2025 | 3 | 17.4 | 12
1 Reference Case | 2025 | 3 | 17.5 | 17
1 Reference Case | 2025 | 3 | 17.6 | 22
1 Reference Case | 2025 | 3 | 17.7 | 16
1 Reference Case | 2025 | 3 | 17.8 | 13
1 Reference Case | 2025 | 3 | 17.9 | 18
1 Reference Case | 2025 | 3 | 18 | 15
1 Reference Case | 2025 | 3 | 18.1 | 20
1 Reference Case | 2025 | 3 | 18.2 | 16
1 Reference Case | 2025 | 3 | 18.3 | 14
1 Reference Case | 2025 | 3 | 18.4 | 25
1 Reference Case | 2025 | 3 | 18.5 | 19
1 Reference Case | 2025 | 3 | 18.6 | 22
1 Reference Case | 2025 | 3 | 18.7 | 21
1 Reference Case | 2025 | 3 | 18.8 | 20
1 Reference Case | 2025 | 3 | 18.9 | 14
1 Reference Case | 2025 | 3 | 19 | 12
1 Reference Case | 2025 | 3 | 19.1 | 22
1 Reference Case | 2025 | 3 | 19.2 | 9
1 Reference Case | 2025 | 3 | 19.3 | 11
1 Reference Case | 2025 | 3 | 19.4 | 18
1 Reference Case | 2025 | 3 | 19.5 | 21
1 Reference Case | 2025 | 3 | 19.6 | 11
1 Reference Case | 2025 | 3 | 19.7 | 16
1 Reference Case | 2025 | 3 | 19.8 | 19
1 Reference Case | 2025 | 3 | 19.9 | 18
1 Reference Case | 2025 | 3 | 20 | 21
1 Reference Case | 2025 | 3 | 20.1 | 13
1 Reference Case | 2025 | 3 | 20.2 | 14
1 Reference Case | 2025 | 3 | 20.3 | 13
1 Reference Case | 2025 | 3 | 20.4 | 19
1 Reference Case | 2025 | 3 | 20.5 | 18
1 Reference Case | 2025 | 3 | 20.6 | 23
1 Reference Case | 2025 | 3 | 20.7 | 10
1 Reference Case | 2025 | 3 | 20.8 | 19
1 Reference Case | 2025 | 3 | 20.9 | 15
1 Reference Case | 2025 | 3 | 21 | 13
1 Reference Case | 2025 | 3 | 21.1 | 24
1 Reference Case | 2025 | 3 | 21.2 | 7
1 Reference Case | 2025 | 3 | 21.3 | 17
1 Reference Case | 2025 | 3 | 21.4 | 16
1 Reference Case | 2025 | 3 | 21.5 | 22
1 Reference Case | 2025 | 3 | 21.6 | 7
1 Reference Case | 2025 | 3 | 21.7 | 10
1 Reference Case | 2025 | 3 | 21.8 | 18
1 Reference Case | 2025 | 3 | 21.9 | 16
1 Reference Case | 2025 | 3 | 22 | 18
1 Reference Case | 2025 | 3 | 22.1 | 22
1 Reference Case | 2025 | 3 | 22.2 | 15
1 Reference Case | 2025 | 3 | 22.3 | 15
1 Reference Case | 2025 | 3 | 22.4 | 18
1 Reference Case | 2025 | 3 | 22.5 | 15
1 Reference Case | 2025 | 3 | 22.6 | 13
1 Reference Case | 2025 | 3 | 22.7 | 7
1 Reference Case | 2025 | 3 | 22.8 | 13
1 Reference Case | 2025 | 3 | 22.9 | 15
1 Reference Case | 2025 | 3 | 23 | 14
1 Reference Case | 2025 | 3 | 23.1 | 12
1 Reference Case | 2025 | 3 | 23.2 | 9
1 Reference Case | 2025 | 3 | 23.3 | 14
1 Reference Case | 2025 | 3 | 23.4 | 9
1 Reference Case | 2025 | 3 | 23.5 | 13
1 Reference Case | 2025 | 3 | 23.6 | 9
1 Reference Case | 2025 | 3 | 23.7 | 7
1 Reference Case | 2025 | 3 | 23.8 | 12
1 Reference Case | 2025 | 3 | 23.9 | 11
1 Reference Case | 2025 | 3 | 24 | 11
1 Reference Case | 2025 | 3 | 24.1 | 13
1 Reference Case | 2025 | 3 | 24.2 | 13
1 Reference Case | 2025 | 3 | 24.3 | 14
1 Reference Case | 2025 | 3 | 24.4 | 9
1 Reference Case | 2025 | 3 | 24.5 | 11
1 Reference Case | 2025 | 3 | 24.6 | 7
1 Reference Case | 2025 | 3 | 24.7 | 15
1 Reference Case | 2025 | 3 | 24.8 | 11
1 Reference Case | 2025 | 3 | 24.9 | 16
1 Reference Case | 2025 | 3 | 25 | 5
1 Reference Case | 2025 | 3 | 25.1 | 8
1 Reference Case | 2025 | 3 | 25.2 | 12
1 Reference Case | 2025 | 3 | 25.3 | 7
1 Reference Case | 2025 | 3 | 25.4 | 13
1 Reference Case | 2025 | 3 | 25.5 | 9
1 Reference Case | 2025 | 3 | 25.6 | 13
1 Reference Case | 2025 | 3 | 25.7 | 9
1 Reference Case | 2025 | 3 | 25.8 | 9
1 Reference Case | 2025 | 3 | 25.9 | 5
1 Reference Case | 2025 | 3 | 26 | 8
1 Reference Case | 2025 | 3 | 26.1 | 13
1 Reference Case | 2025 | 3 | 26.2 | 7
1 Reference Case | 2025 | 3 | 26.3 | 11
1 Reference Case | 2025 | 3 | 26.4 | 10
1 Reference Case | 2025 | 3 | 26.5 | 9
1 Reference Case | 2025 | 3 | 26.6 | 12
1 Reference Case | 2025 | 3 | 26.7 | 10
1 Reference Case | 2025 | 3 | 26.8 | 14
1 Reference Case | 2025 | 3 | 26.9 | 7
1 Reference Case | 2025 | 3 | 27 | 7
1 Reference Case | 2025 | 3 | 27.1 | 5
1 Reference Case | 2025 | 3 | 27.2 | 7
1 Reference Case | 2025 | 3 | 27.3 | 6
1 Reference Case | 2025 | 3 | 27.4 | 9
1 Reference Case | 2025 | 3 | 27.5 | 5
1 Reference Case | 2025 | 3 | 27.6 | 8
1 Reference Case | 2025 | 3 | 27.7 | 7
1 Reference Case | 2025 | 3 | 27.8 | 3
1 Reference Case | 2025 | 3 | 27.9 | 8
1 Reference Case | 2025 | 3 | 28 | 5
1 Reference Case | 2025 | 3 | 28.1 | 8
1 Reference Case | 2025 | 3 | 28.2 | 3
1 Reference Case | 2025 | 3 | 28.3 | 4
1 Reference Case | 2025 | 3 | 28.4 | 5
1 Reference Case | 2025 | 3 | 28.5 | 5
1 Reference Case | 2025 | 3 | 28.6 | 3
1 Reference Case | 2025 | 3 | 28.7 | 6
1 Reference Case | 2025 | 3 | 28.8 | 6
1 Reference Case | 2025 | 3 | 28.9 | 8
1 Reference Case | 2025 | 3 | 29 | 10
1 Reference Case | 2025 | 3 | 29.1 | 8
1 Reference Case | 2025 | 3 | 29.2 | 3
1 Reference Case | 2025 | 3 | 29.3 | 6
1 Reference Case | 2025 | 3 | 29.4 | 8
1 Reference Case | 2025 | 3 | 29.5 | 8
1 Reference Case | 2025 | 3 | 29.6 | 9
1 Reference Case | 2025 | 3 | 29.7 | 2
1 Reference Case | 2025 | 3 | 29.8 | 4
1 Reference Case | 2025 | 3 | 29.9 | 7
1 Reference Case | 2025 | 3 | 30 | 5
1 Reference Case | 2025 | 3 | 30.1 | 8
1 Reference Case | 2025 | 3 | 30.2 | 2
1 Reference Case | 2025 | 3 | 30.3 | 7
1 Reference Case | 2025 | 3 | 30.4 | 3
1 Reference Case | 2025 | 3 | 30.5 | 5
1 Reference Case | 2025 | 3 | 30.6 | 6
1 Reference Case | 2025 | 3 | 30.7 | 10
1 Reference Case | 2025 | 3 | 30.8 | 6
1 Reference Case | 2025 | 3 | 30.9 | 5
1 Reference Case | 2025 | 3 | 31 | 10
1 Reference Case | 2025 | 3 | 31.1 | 7
1 Reference Case | 2025 | 3 | 31.2 | 5
1 Reference Case | 2025 | 3 | 31.3 | 3
1 Reference Case | 2025 | 3 | 31.4 | 6
1 Reference Case | 2025 | 3 | 31.5 | 5
1 Reference Case | 2025 | 3 | 31.6 | 3
1 Reference Case | 2025 | 3 | 31.7 | 3
1 Reference Case | 2025 | 3 | 31.8 | 2
1 Reference Case | 2025 | 3 | 31.9 | 6
1 Reference Case | 2025 | 3 | 32 | 2
1 Reference Case | 2025 | 3 | 32.1 | 3
1 Reference Case | 2025 | 3 | 32.2 | 3
1 Reference Case | 2025 | 3 | 32.3 | 7
1 Reference Case | 2025 | 3 | 32.4 | 5
1 Reference Case | 2025 | 3 | 32.5 | 4
1 Reference Case | 2025 | 3 | 32.6 | 5
1 Reference Case | 2025 | 3 | 32.7 | 12
1 Reference Case | 2025 | 3 | 32.8 | 7
1 Reference Case | 2025 | 3 | 32.9 | 4
1 Reference Case | 2025 | 3 | 33 | 8
1 Reference Case | 2025 | 3 | 33.1 | 6
1 Reference Case | 2025 | 3 | 33.2 | 3
1 Reference Case | 2025 | 3 | 33.3 | 3
1 Reference Case | 2025 | 3 | 33.4 | 6
1 Reference Case | 2025 | 3 | 33.5 | 3
1 Reference Case | 2025 | 3 | 33.6 | 3
1 Reference Case | 2025 | 3 | 33.7 | 3
1 Reference Case | 2025 | 3 | 33.8 | 4
1 Reference Case | 2025 | 3 | 33.9 | 3
1 Reference Case | 2025 | 3 | 34 | 4
1 Reference Case | 2025 | 3 | 34.1 | 5
1 Reference Case | 2025 | 3 | 34.2 | 7
1 Reference Case | 2025 | 3 | 34.3 | 5
1 Reference Case | 2025 | 3 | 34.4 | 3
1 Reference Case | 2025 | 3 | 34.5 | 2
1 Reference Case | 2025 | 3 | 34.6 | 3
1 Reference Case | 2025 | 3 | 34.7 | 2
1 Reference Case | 2025 | 3 | 34.8 | 3
1 Reference Case | 2025 | 3 | 34.9 | 2
1 Reference Case | 2025 | 3 | 35 | 7
1 Reference Case | 2025 | 3 | 35.1 | 2
1 Reference Case | 2025 | 3 | 35.2 | 1
1 Reference Case | 2025 | 3 | 35.3 | 2
1 Reference Case | 2025 | 3 | 35.4 | 7
1 Reference Case | 2025 | 3 | 35.5 | 1
1 Reference Case | 2025 | 3 | 35.6 | 4
1 Reference Case | 2025 | 3 | 35.7 | 3
1 Reference Case | 2025 | 3 | 35.8 | 10
1 Reference Case | 2025 | 3 | 35.9 | 2
1 Reference Case | 2025 | 3 | 36 | 6
1 Reference Case | 2025 | 3 | 36.1 | 5
1 Reference Case | 2025 | 3 | 36.2 | 4
1 Reference Case | 2025 | 3 | 36.3 | 5
1 Reference Case | 2025 | 3 | 36.4 | 2
1 Reference Case | 2025 | 3 | 36.5 | 3
1 Reference Case | 2025 | 3 | 36.6 | 4
1 Reference Case | 2025 | 3 | 36.7 | 4
1 Reference Case | 2025 | 3 | 36.8 | 2
1 Reference Case | 2025 | 3 | 36.9 | 4
1 Reference Case | 2025 | 3 | 37 | 4
1 Reference Case | 2025 | 3 | 37.1 | 2
1 Reference Case | 2025 | 3 | 37.2 | 2
1 Reference Case | 2025 | 3 | 37.3 | 5
1 Reference Case | 2025 | 3 | 37.4 | 1
1 Reference Case | 2025 | 3 | 37.5 | 3
1 Reference Case | 2025 | 3 | 37.6 | 2
1 Reference Case | 2025 | 3 | 37.7 | 1
1 Reference Case | 2025 | 3 | 37.8 | 4
1 Reference Case | 2025 | 3 | 37.9 | 1
1 Reference Case | 2025 | 3 | 38 | 2
1 Reference Case | 2025 | 3 | 38.1 | 3
1 Reference Case | 2025 | 3 | 38.2 | 4
1 Reference Case | 2025 | 3 | 38.3 | 3
1 Reference Case | 2025 | 3 | 38.4 | 3
1 Reference Case | 2025 | 3 | 38.5 | 7
1 Reference Case | 2025 | 3 | 38.6 | 3
1 Reference Case | 2025 | 3 | 38.7 | 4
1 Reference Case | 2025 | 3 | 38.9 | 2
1 Reference Case | 2025 | 3 | 39 | 4
1 Reference Case | 2025 | 3 | 39.2 | 1
1 Reference Case | 2025 | 3 | 39.3 | 2
1 Reference Case | 2025 | 3 | 39.4 | 4
1 Reference Case | 2025 | 3 | 39.5 | 2
1 Reference Case | 2025 | 3 | 39.6 | 1
1 Reference Case | 2025 | 3 | 39.7 | 3
1 Reference Case | 2025 | 3 | 39.8 | 3
1 Reference Case | 2025 | 3 | 39.9 | 5
1 Reference Case | 2025 | 3 | 40 | 1
1 Reference Case | 2025 | 3 | 40.1 | 3
1 Reference Case | 2025 | 3 | 40.2 | 1
1 Reference Case | 2025 | 3 | 40.3 | 6
1 Reference Case | 2025 | 3 | 40.4 | 1
1 Reference Case | 2025 | 3 | 40.5 | 2
1 Reference Case | 2025 | 3 | 40.6 | 2
1 Reference Case | 2025 | 3 | 40.7 | 1
1 Reference Case | 2025 | 3 | 40.8 | 1
1 Reference Case | 2025 | 3 | 40.9 | 2
1 Reference Case | 2025 | 3 | 41 | 2
1 Reference Case | 2025 | 3 | 41.1 | 3
1 Reference Case | 2025 | 3 | 41.3 | 1
1 Reference Case | 2025 | 3 | 41.4 | 2
1 Reference Case | 2025 | 3 | 41.5 | 1
1 Reference Case | 2025 | 3 | 41.6 | 1
1 Reference Case | 2025 | 3 | 41.7 | 2
1 Reference Case | 2025 | 3 | 41.9 | 1
1 Reference Case | 2025 | 3 | 42 | 1
1 Reference Case | 2025 | 3 | 42.1 | 3
1 Reference Case | 2025 | 3 | 42.2 | 1
1 Reference Case | 2025 | 3 | 42.3 | 3
1 Reference Case | 2025 | 3 | 42.5 | 1
1 Reference Case | 2025 | 3 | 42.6 | 1
1 Reference Case | 2025 | 3 | 42.7 | 1
1 Reference Case | 2025 | 3 | 42.8 | 1
1 Reference Case | 2025 | 3 | 42.9 | 1
1 Reference Case | 2025 | 3 | 43 | 1
1 Reference Case | 2025 | 3 | 43.1 | 3
1 Reference Case | 2025 | 3 | 43.2 | 1
1 Reference Case | 2025 | 3 | 43.5 | 7
1 Reference Case | 2025 | 3 | 43.6 | 2
1 Reference Case | 2025 | 3 | 43.7 | 2
1 Reference Case | 2025 | 3 | 43.8 | 2
1 Reference Case | 2025 | 3 | 43.9 | 3
1 Reference Case | 2025 | 3 | 44 | 4
1 Reference Case | 2025 | 3 | 44.1 | 1
1 Reference Case | 2025 | 3 | 44.2 | 1
1 Reference Case | 2025 | 3 | 44.3 | 2
1 Reference Case | 2025 | 3 | 44.4 | 1
1 Reference Case | 2025 | 3 | 44.5 | 2
1 Reference Case | 2025 | 3 | 44.9 | 1
1 Reference Case | 2025 | 3 | 45 | 1
1 Reference Case | 2025 | 3 | 45.1 | 2
1 Reference Case | 2025 | 3 | 45.2 | 1
1 Reference Case | 2025 | 3 | 45.3 | 1
1 Reference Case | 2025 | 3 | 45.5 | 1
1 Reference Case | 2025 | 3 | 45.6 | 2
1 Reference Case | 2025 | 3 | 45.7 | 1
1 Reference Case | 2025 | 3 | 45.8 | 3
1 Reference Case | 2025 | 3 | 45.9 | 1
1 Reference Case | 2025 | 3 | 46.2 | 1
1 Reference Case | 2025 | 3 | 46.4 | 2
1 Reference Case | 2025 | 3 | 46.6 | 2
1 Reference Case | 2025 | 3 | 47.2 | 3
1 Reference Case | 2025 | 3 | 47.3 | 1
1 Reference Case | 2025 | 3 | 47.5 | 2
1 Reference Case | 2025 | 3 | 48.4 | 1
1 Reference Case | 2025 | 3 | 48.5 | 3
1 Reference Case | 2025 | 3 | 48.6 | 1
1 Reference Case | 2025 | 3 | 48.7 | 1
1 Reference Case | 2025 | 3 | 48.9 | 2
1 Reference Case | 2025 | 3 | 49 | 1
1 Reference Case | 2025 | 3 | 49.3 | 1
1 Reference Case | 2025 | 3 | 49.7 | 2
1 Reference Case | 2025 | 3 | 49.8 | 1
1 Reference Case | 2025 | 3 | 49.9 | 1
1 Reference Case | 2025 | 3 | 50 | 2
1 Reference Case | 2025 | 3 | 50.1 | 2
1 Reference Case | 2025 | 3 | 50.4 | 1
1 Reference Case | 2025 | 3 | 50.5 | 1
1 Reference Case | 2025 | 3 | 50.6 | 1
1 Reference Case | 2025 | 3 | 50.7 | 1
1 Reference Case | 2025 | 3 | 50.8 | 2
1 Reference Case | 2025 | 3 | 51.2 | 2
1 Reference Case | 2025 | 3 | 51.3 | 1
1 Reference Case | 2025 | 3 | 51.4 | 1
1 Reference Case | 2025 | 3 | 51.8 | 3
1 Reference Case | 2025 | 3 | 51.9 | 2
1 Reference Case | 2025 | 3 | 52.4 | 1
1 Reference Case | 2025 | 3 | 52.6 | 1
1 Reference Case | 2025 | 3 | 52.7 | 1
1 Reference Case | 2025 | 3 | 52.9 | 2
1 Reference Case | 2025 | 3 | 53.6 | 1
1 Reference Case | 2025 | 3 | 53.7 | 1
1 Reference Case | 2025 | 3 | 53.8 | 1
1 Reference Case | 2025 | 3 | 53.9 | 1
1 Reference Case | 2025 | 3 | 54.2 | 1
1 Reference Case | 2025 | 3 | 54.4 | 1
1 Reference Case | 2025 | 3 | 54.8 | 1
1 Reference Case | 2025 | 3 | 54.9 | 1
1 Reference Case | 2025 | 3 | 55.1 | 1
1 Reference Case | 2025 | 3 | 55.2 | 1
1 Reference Case | 2025 | 3 | 55.4 | 1
1 Reference Case | 2025 | 3 | 56 | 1
1 Reference Case | 2025 | 3 | 56.1 | 1
1 Reference Case | 2025 | 3 | 56.2 | 1
1 Reference Case | 2025 | 3 | 56.3 | 1
1 Reference Case | 2025 | 3 | 56.5 | 1
1 Reference Case | 2025 | 3 | 56.6 | 1
1 Reference Case | 2025 | 3 | 56.9 | 3
1 Reference Case | 2025 | 3 | 57.4 | 1
1 Reference Case | 2025 | 3 | 57.5 | 1
1 Reference Case | 2025 | 3 | 58.1 | 1
1 Reference Case | 2025 | 3 | 59.1 | 1
1 Reference Case | 2025 | 3 | 59.3 | 1
1 Reference Case | 2025 | 3 | 59.4 | 1
1 Reference Case | 2025 | 3 | 62.1 | 1
1 Reference Case | 2025 | 3 | 63 | 1
1 Reference Case | 2025 | 3 | 64.1 | 1
1 Reference Case | 2025 | 3 | 66.1 | 1
1 Reference Case | 2025 | 3 | 67.3 | 1
1 Reference Case | 2025 | 3 | 67.8 | 1
1 Reference Case | 2025 | 3 | 68.1 | 1
1 Reference Case | 2025 | 3 | 69.6 | 1
1 Reference Case | 2025 | 3 | 84.2 | 1
1 Reference Case | 2025 | 4 | -200.9 | 1
1 Reference Case | 2025 | 4 | -82.8 | 1
1 Reference Case | 2025 | 4 | -80.4 | 1
1 Reference Case | 2025 | 4 | -65 | 1
1 Reference Case | 2025 | 4 | -60.8 | 1
1 Reference Case | 2025 | 4 | -55.9 | 1
1 Reference Case | 2025 | 4 | -55.8 | 1
1 Reference Case | 2025 | 4 | -55.7 | 1
1 Reference Case | 2025 | 4 | -54.8 | 1
1 Reference Case | 2025 | 4 | -54.6 | 1
1 Reference Case | 2025 | 4 | -54.4 | 1
1 Reference Case | 2025 | 4 | -53.7 | 1
1 Reference Case | 2025 | 4 | -53.4 | 1
1 Reference Case | 2025 | 4 | -53 | 1
1 Reference Case | 2025 | 4 | -52.3 | 1
1 Reference Case | 2025 | 4 | -52.1 | 1
1 Reference Case | 2025 | 4 | -51.7 | 1
1 Reference Case | 2025 | 4 | -51.5 | 1
1 Reference Case | 2025 | 4 | -51.4 | 1
1 Reference Case | 2025 | 4 | -51.3 | 1
1 Reference Case | 2025 | 4 | -51.2 | 1
1 Reference Case | 2025 | 4 | -50.8 | 1
1 Reference Case | 2025 | 4 | -50.3 | 1
1 Reference Case | 2025 | 4 | -49.5 | 1
1 Reference Case | 2025 | 4 | -49.3 | 1
1 Reference Case | 2025 | 4 | -48.6 | 1
1 Reference Case | 2025 | 4 | -48 | 1
1 Reference Case | 2025 | 4 | -47.6 | 1
1 Reference Case | 2025 | 4 | -47.3 | 1
1 Reference Case | 2025 | 4 | -47 | 2
1 Reference Case | 2025 | 4 | -46.7 | 1
1 Reference Case | 2025 | 4 | -46.4 | 1
1 Reference Case | 2025 | 4 | -46.1 | 1
1 Reference Case | 2025 | 4 | -46 | 1
1 Reference Case | 2025 | 4 | -45.1 | 2
1 Reference Case | 2025 | 4 | -45 | 1
1 Reference Case | 2025 | 4 | -44.8 | 1
1 Reference Case | 2025 | 4 | -44.1 | 1
1 Reference Case | 2025 | 4 | -43.8 | 1
1 Reference Case | 2025 | 4 | -43.4 | 2
1 Reference Case | 2025 | 4 | -43.1 | 1
1 Reference Case | 2025 | 4 | -43 | 1
1 Reference Case | 2025 | 4 | -42.9 | 1
1 Reference Case | 2025 | 4 | -42.7 | 2
1 Reference Case | 2025 | 4 | -42.6 | 1
1 Reference Case | 2025 | 4 | -42.5 | 1
1 Reference Case | 2025 | 4 | -42.3 | 1
1 Reference Case | 2025 | 4 | -42.1 | 1
1 Reference Case | 2025 | 4 | -42 | 1
1 Reference Case | 2025 | 4 | -41.9 | 1
1 Reference Case | 2025 | 4 | -41.8 | 2
1 Reference Case | 2025 | 4 | -41.7 | 2
1 Reference Case | 2025 | 4 | -41.4 | 1
1 Reference Case | 2025 | 4 | -41.1 | 1
1 Reference Case | 2025 | 4 | -41 | 1
1 Reference Case | 2025 | 4 | -40.9 | 1
1 Reference Case | 2025 | 4 | -40.5 | 1
1 Reference Case | 2025 | 4 | -40.4 | 1
1 Reference Case | 2025 | 4 | -40 | 2
1 Reference Case | 2025 | 4 | -39.9 | 1
1 Reference Case | 2025 | 4 | -39.7 | 1
1 Reference Case | 2025 | 4 | -39.6 | 2
1 Reference Case | 2025 | 4 | -39.5 | 1
1 Reference Case | 2025 | 4 | -39.4 | 1
1 Reference Case | 2025 | 4 | -39.2 | 1
1 Reference Case | 2025 | 4 | -39.1 | 3
1 Reference Case | 2025 | 4 | -39 | 1
1 Reference Case | 2025 | 4 | -38.5 | 3
1 Reference Case | 2025 | 4 | -38.2 | 2
1 Reference Case | 2025 | 4 | -37.8 | 1
1 Reference Case | 2025 | 4 | -37.4 | 1
1 Reference Case | 2025 | 4 | -37.3 | 3
1 Reference Case | 2025 | 4 | -37.1 | 1
1 Reference Case | 2025 | 4 | -37 | 3
1 Reference Case | 2025 | 4 | -36.9 | 1
1 Reference Case | 2025 | 4 | -36.8 | 2
1 Reference Case | 2025 | 4 | -36.7 | 1
1 Reference Case | 2025 | 4 | -36.6 | 1
1 Reference Case | 2025 | 4 | -36.4 | 1
1 Reference Case | 2025 | 4 | -36.2 | 3
1 Reference Case | 2025 | 4 | -36.1 | 2
1 Reference Case | 2025 | 4 | -36 | 2
1 Reference Case | 2025 | 4 | -35.9 | 2
1 Reference Case | 2025 | 4 | -35.8 | 2
1 Reference Case | 2025 | 4 | -35.7 | 2
1 Reference Case | 2025 | 4 | -35.5 | 1
1 Reference Case | 2025 | 4 | -35.4 | 1
1 Reference Case | 2025 | 4 | -35.3 | 1
1 Reference Case | 2025 | 4 | -35 | 1
1 Reference Case | 2025 | 4 | -34.8 | 1
1 Reference Case | 2025 | 4 | -34.6 | 1
1 Reference Case | 2025 | 4 | -34.5 | 1
1 Reference Case | 2025 | 4 | -34.4 | 2
1 Reference Case | 2025 | 4 | -34.3 | 1
1 Reference Case | 2025 | 4 | -34.2 | 1
1 Reference Case | 2025 | 4 | -34 | 2
1 Reference Case | 2025 | 4 | -33.9 | 2
1 Reference Case | 2025 | 4 | -33.8 | 1
1 Reference Case | 2025 | 4 | -33.6 | 1
1 Reference Case | 2025 | 4 | -33.4 | 1
1 Reference Case | 2025 | 4 | -33.3 | 2
1 Reference Case | 2025 | 4 | -33.2 | 1
1 Reference Case | 2025 | 4 | -33.1 | 3
1 Reference Case | 2025 | 4 | -33 | 3
1 Reference Case | 2025 | 4 | -32.8 | 1
1 Reference Case | 2025 | 4 | -32.7 | 1
1 Reference Case | 2025 | 4 | -32.6 | 1
1 Reference Case | 2025 | 4 | -32.5 | 1
1 Reference Case | 2025 | 4 | -32.3 | 1
1 Reference Case | 2025 | 4 | -32.1 | 1
1 Reference Case | 2025 | 4 | -31.9 | 3
1 Reference Case | 2025 | 4 | -31.8 | 3
1 Reference Case | 2025 | 4 | -31.7 | 1
1 Reference Case | 2025 | 4 | -31.6 | 3
1 Reference Case | 2025 | 4 | -31.5 | 2
1 Reference Case | 2025 | 4 | -31.4 | 2
1 Reference Case | 2025 | 4 | -31.3 | 3
1 Reference Case | 2025 | 4 | -31.2 | 2
1 Reference Case | 2025 | 4 | -31.1 | 1
1 Reference Case | 2025 | 4 | -31 | 3
1 Reference Case | 2025 | 4 | -30.9 | 2
1 Reference Case | 2025 | 4 | -30.8 | 6
1 Reference Case | 2025 | 4 | -30.7 | 1
1 Reference Case | 2025 | 4 | -30.6 | 4
1 Reference Case | 2025 | 4 | -30.5 | 5
1 Reference Case | 2025 | 4 | -30.4 | 7
1 Reference Case | 2025 | 4 | -30.3 | 6
1 Reference Case | 2025 | 4 | -30.2 | 1
1 Reference Case | 2025 | 4 | -30.1 | 2
1 Reference Case | 2025 | 4 | -30 | 1
1 Reference Case | 2025 | 4 | -29.9 | 4
1 Reference Case | 2025 | 4 | -29.8 | 2
1 Reference Case | 2025 | 4 | -29.7 | 6
1 Reference Case | 2025 | 4 | -29.6 | 2
1 Reference Case | 2025 | 4 | -29.5 | 4
1 Reference Case | 2025 | 4 | -29.4 | 4
1 Reference Case | 2025 | 4 | -29.3 | 2
1 Reference Case | 2025 | 4 | -29.2 | 4
1 Reference Case | 2025 | 4 | -29.1 | 1
1 Reference Case | 2025 | 4 | -29 | 2
1 Reference Case | 2025 | 4 | -28.9 | 4
1 Reference Case | 2025 | 4 | -28.8 | 2
1 Reference Case | 2025 | 4 | -28.7 | 9
1 Reference Case | 2025 | 4 | -28.6 | 1
1 Reference Case | 2025 | 4 | -28.5 | 4
1 Reference Case | 2025 | 4 | -28.4 | 2
1 Reference Case | 2025 | 4 | -28.2 | 2
1 Reference Case | 2025 | 4 | -28.1 | 9
1 Reference Case | 2025 | 4 | -28 | 3
1 Reference Case | 2025 | 4 | -27.9 | 8
1 Reference Case | 2025 | 4 | -27.8 | 2
1 Reference Case | 2025 | 4 | -27.7 | 5
1 Reference Case | 2025 | 4 | -27.6 | 2
1 Reference Case | 2025 | 4 | -27.5 | 5
1 Reference Case | 2025 | 4 | -27.4 | 6
1 Reference Case | 2025 | 4 | -27.3 | 3
1 Reference Case | 2025 | 4 | -27.2 | 8
1 Reference Case | 2025 | 4 | -27.1 | 6
1 Reference Case | 2025 | 4 | -27 | 3
1 Reference Case | 2025 | 4 | -26.9 | 1
1 Reference Case | 2025 | 4 | -26.8 | 6
1 Reference Case | 2025 | 4 | -26.7 | 2
1 Reference Case | 2025 | 4 | -26.6 | 2
1 Reference Case | 2025 | 4 | -26.5 | 3
1 Reference Case | 2025 | 4 | -26.4 | 9
1 Reference Case | 2025 | 4 | -26.3 | 3
1 Reference Case | 2025 | 4 | -26.2 | 4
1 Reference Case | 2025 | 4 | -26.1 | 7
1 Reference Case | 2025 | 4 | -26 | 11
1 Reference Case | 2025 | 4 | -25.9 | 2
1 Reference Case | 2025 | 4 | -25.8 | 5
1 Reference Case | 2025 | 4 | -25.7 | 4
1 Reference Case | 2025 | 4 | -25.6 | 8
1 Reference Case | 2025 | 4 | -25.5 | 4
1 Reference Case | 2025 | 4 | -25.4 | 3
1 Reference Case | 2025 | 4 | -25.3 | 3
1 Reference Case | 2025 | 4 | -25.2 | 10
1 Reference Case | 2025 | 4 | -25.1 | 3
1 Reference Case | 2025 | 4 | -25 | 5
1 Reference Case | 2025 | 4 | -24.9 | 7
1 Reference Case | 2025 | 4 | -24.8 | 6
1 Reference Case | 2025 | 4 | -24.7 | 1
1 Reference Case | 2025 | 4 | -24.6 | 6
1 Reference Case | 2025 | 4 | -24.5 | 7
1 Reference Case | 2025 | 4 | -24.4 | 4
1 Reference Case | 2025 | 4 | -24.3 | 8
1 Reference Case | 2025 | 4 | -24.2 | 7
1 Reference Case | 2025 | 4 | -24.1 | 9
1 Reference Case | 2025 | 4 | -24 | 9
1 Reference Case | 2025 | 4 | -23.9 | 9
1 Reference Case | 2025 | 4 | -23.8 | 6
1 Reference Case | 2025 | 4 | -23.7 | 4
1 Reference Case | 2025 | 4 | -23.6 | 5
1 Reference Case | 2025 | 4 | -23.5 | 2
1 Reference Case | 2025 | 4 | -23.4 | 8
1 Reference Case | 2025 | 4 | -23.3 | 7
1 Reference Case | 2025 | 4 | -23.2 | 4
1 Reference Case | 2025 | 4 | -23.1 | 4
1 Reference Case | 2025 | 4 | -23 | 6
1 Reference Case | 2025 | 4 | -22.9 | 7
1 Reference Case | 2025 | 4 | -22.8 | 8
1 Reference Case | 2025 | 4 | -22.7 | 5
1 Reference Case | 2025 | 4 | -22.6 | 10
1 Reference Case | 2025 | 4 | -22.5 | 8
1 Reference Case | 2025 | 4 | -22.4 | 11
1 Reference Case | 2025 | 4 | -22.3 | 7
1 Reference Case | 2025 | 4 | -22.2 | 9
1 Reference Case | 2025 | 4 | -22.1 | 4
1 Reference Case | 2025 | 4 | -22 | 9
1 Reference Case | 2025 | 4 | -21.9 | 9
1 Reference Case | 2025 | 4 | -21.8 | 12
1 Reference Case | 2025 | 4 | -21.7 | 8
1 Reference Case | 2025 | 4 | -21.6 | 14
1 Reference Case | 2025 | 4 | -21.5 | 5
1 Reference Case | 2025 | 4 | -21.4 | 7
1 Reference Case | 2025 | 4 | -21.3 | 12
1 Reference Case | 2025 | 4 | -21.2 | 7
1 Reference Case | 2025 | 4 | -21.1 | 9
1 Reference Case | 2025 | 4 | -21 | 13
1 Reference Case | 2025 | 4 | -20.9 | 16
1 Reference Case | 2025 | 4 | -20.8 | 7
1 Reference Case | 2025 | 4 | -20.7 | 6
1 Reference Case | 2025 | 4 | -20.6 | 9
1 Reference Case | 2025 | 4 | -20.5 | 10
1 Reference Case | 2025 | 4 | -20.4 | 16
1 Reference Case | 2025 | 4 | -20.3 | 9
1 Reference Case | 2025 | 4 | -20.2 | 8
1 Reference Case | 2025 | 4 | -20.1 | 6
1 Reference Case | 2025 | 4 | -20 | 6
1 Reference Case | 2025 | 4 | -19.9 | 8
1 Reference Case | 2025 | 4 | -19.8 | 7
1 Reference Case | 2025 | 4 | -19.7 | 3
1 Reference Case | 2025 | 4 | -19.6 | 2
1 Reference Case | 2025 | 4 | -19.5 | 8
1 Reference Case | 2025 | 4 | -19.4 | 8
1 Reference Case | 2025 | 4 | -19.3 | 11
1 Reference Case | 2025 | 4 | -19.2 | 11
1 Reference Case | 2025 | 4 | -19.1 | 10
1 Reference Case | 2025 | 4 | -19 | 15
1 Reference Case | 2025 | 4 | -18.9 | 16
1 Reference Case | 2025 | 4 | -18.8 | 10
1 Reference Case | 2025 | 4 | -18.7 | 7
1 Reference Case | 2025 | 4 | -18.6 | 15
1 Reference Case | 2025 | 4 | -18.5 | 8
1 Reference Case | 2025 | 4 | -18.4 | 5
1 Reference Case | 2025 | 4 | -18.3 | 7
1 Reference Case | 2025 | 4 | -18.2 | 13
1 Reference Case | 2025 | 4 | -18.1 | 9
1 Reference Case | 2025 | 4 | -18 | 10
1 Reference Case | 2025 | 4 | -17.9 | 13
1 Reference Case | 2025 | 4 | -17.8 | 13
1 Reference Case | 2025 | 4 | -17.7 | 10
1 Reference Case | 2025 | 4 | -17.6 | 10
1 Reference Case | 2025 | 4 | -17.5 | 11
1 Reference Case | 2025 | 4 | -17.4 | 8
1 Reference Case | 2025 | 4 | -17.3 | 9
1 Reference Case | 2025 | 4 | -17.2 | 9
1 Reference Case | 2025 | 4 | -17.1 | 12
1 Reference Case | 2025 | 4 | -17 | 7
1 Reference Case | 2025 | 4 | -16.9 | 9
1 Reference Case | 2025 | 4 | -16.8 | 5
1 Reference Case | 2025 | 4 | -16.7 | 16
1 Reference Case | 2025 | 4 | -16.6 | 9
1 Reference Case | 2025 | 4 | -16.5 | 6
1 Reference Case | 2025 | 4 | -16.4 | 11
1 Reference Case | 2025 | 4 | -16.3 | 11
1 Reference Case | 2025 | 4 | -16.2 | 7
1 Reference Case | 2025 | 4 | -16.1 | 7
1 Reference Case | 2025 | 4 | -16 | 15
1 Reference Case | 2025 | 4 | -15.9 | 6
1 Reference Case | 2025 | 4 | -15.8 | 15
1 Reference Case | 2025 | 4 | -15.7 | 14
1 Reference Case | 2025 | 4 | -15.6 | 16
1 Reference Case | 2025 | 4 | -15.5 | 10
1 Reference Case | 2025 | 4 | -15.4 | 8
1 Reference Case | 2025 | 4 | -15.3 | 12
1 Reference Case | 2025 | 4 | -15.2 | 9
1 Reference Case | 2025 | 4 | -15.1 | 12
1 Reference Case | 2025 | 4 | -15 | 11
1 Reference Case | 2025 | 4 | -14.9 | 9
1 Reference Case | 2025 | 4 | -14.8 | 13
1 Reference Case | 2025 | 4 | -14.7 | 8
1 Reference Case | 2025 | 4 | -14.6 | 12
1 Reference Case | 2025 | 4 | -14.5 | 8
1 Reference Case | 2025 | 4 | -14.4 | 17
1 Reference Case | 2025 | 4 | -14.3 | 12
1 Reference Case | 2025 | 4 | -14.2 | 6
1 Reference Case | 2025 | 4 | -14.1 | 11
1 Reference Case | 2025 | 4 | -14 | 14
1 Reference Case | 2025 | 4 | -13.9 | 9
1 Reference Case | 2025 | 4 | -13.8 | 13
1 Reference Case | 2025 | 4 | -13.7 | 8
1 Reference Case | 2025 | 4 | -13.6 | 13
1 Reference Case | 2025 | 4 | -13.5 | 10
1 Reference Case | 2025 | 4 | -13.4 | 14
1 Reference Case | 2025 | 4 | -13.3 | 14
1 Reference Case | 2025 | 4 | -13.2 | 10
1 Reference Case | 2025 | 4 | -13.1 | 14
1 Reference Case | 2025 | 4 | -13 | 8
1 Reference Case | 2025 | 4 | -12.9 | 19
1 Reference Case | 2025 | 4 | -12.8 | 11
1 Reference Case | 2025 | 4 | -12.7 | 11
1 Reference Case | 2025 | 4 | -12.6 | 14
1 Reference Case | 2025 | 4 | -12.5 | 17
1 Reference Case | 2025 | 4 | -12.4 | 19
1 Reference Case | 2025 | 4 | -12.3 | 12
1 Reference Case | 2025 | 4 | -12.2 | 17
1 Reference Case | 2025 | 4 | -12.1 | 15
1 Reference Case | 2025 | 4 | -12 | 6
1 Reference Case | 2025 | 4 | -11.9 | 12
1 Reference Case | 2025 | 4 | -11.8 | 8
1 Reference Case | 2025 | 4 | -11.7 | 15
1 Reference Case | 2025 | 4 | -11.6 | 13
1 Reference Case | 2025 | 4 | -11.5 | 12
1 Reference Case | 2025 | 4 | -11.4 | 14
1 Reference Case | 2025 | 4 | -11.3 | 8
1 Reference Case | 2025 | 4 | -11.2 | 15
1 Reference Case | 2025 | 4 | -11.1 | 13
1 Reference Case | 2025 | 4 | -11 | 15
1 Reference Case | 2025 | 4 | -10.9 | 12
1 Reference Case | 2025 | 4 | -10.8 | 9
1 Reference Case | 2025 | 4 | -10.7 | 14
1 Reference Case | 2025 | 4 | -10.6 | 7
1 Reference Case | 2025 | 4 | -10.5 | 14
1 Reference Case | 2025 | 4 | -10.4 | 11
1 Reference Case | 2025 | 4 | -10.3 | 18
1 Reference Case | 2025 | 4 | -10.2 | 13
1 Reference Case | 2025 | 4 | -10.1 | 13
1 Reference Case | 2025 | 4 | -10 | 12
1 Reference Case | 2025 | 4 | -9.9 | 15
1 Reference Case | 2025 | 4 | -9.8 | 12
1 Reference Case | 2025 | 4 | -9.7 | 15
1 Reference Case | 2025 | 4 | -9.6 | 14
1 Reference Case | 2025 | 4 | -9.5 | 11
1 Reference Case | 2025 | 4 | -9.4 | 11
1 Reference Case | 2025 | 4 | -9.3 | 10
1 Reference Case | 2025 | 4 | -9.2 | 7
1 Reference Case | 2025 | 4 | -9.1 | 14
1 Reference Case | 2025 | 4 | -9 | 16
1 Reference Case | 2025 | 4 | -8.9 | 19
1 Reference Case | 2025 | 4 | -8.8 | 11
1 Reference Case | 2025 | 4 | -8.7 | 16
1 Reference Case | 2025 | 4 | -8.6 | 13
1 Reference Case | 2025 | 4 | -8.5 | 4
1 Reference Case | 2025 | 4 | -8.4 | 10
1 Reference Case | 2025 | 4 | -8.3 | 10
1 Reference Case | 2025 | 4 | -8.2 | 13
1 Reference Case | 2025 | 4 | -8.1 | 16
1 Reference Case | 2025 | 4 | -8 | 18
1 Reference Case | 2025 | 4 | -7.9 | 15
1 Reference Case | 2025 | 4 | -7.8 | 10
1 Reference Case | 2025 | 4 | -7.7 | 14
1 Reference Case | 2025 | 4 | -7.6 | 15
1 Reference Case | 2025 | 4 | -7.5 | 13
1 Reference Case | 2025 | 4 | -7.4 | 4
1 Reference Case | 2025 | 4 | -7.3 | 7
1 Reference Case | 2025 | 4 | -7.2 | 7
1 Reference Case | 2025 | 4 | -7.1 | 15
1 Reference Case | 2025 | 4 | -7 | 9
1 Reference Case | 2025 | 4 | -6.9 | 11
1 Reference Case | 2025 | 4 | -6.8 | 8
1 Reference Case | 2025 | 4 | -6.7 | 11
1 Reference Case | 2025 | 4 | -6.6 | 4
1 Reference Case | 2025 | 4 | -6.5 | 10
1 Reference Case | 2025 | 4 | -6.4 | 5
1 Reference Case | 2025 | 4 | -6.3 | 6
1 Reference Case | 2025 | 4 | -6.2 | 6
1 Reference Case | 2025 | 4 | -6.1 | 11
1 Reference Case | 2025 | 4 | -6 | 5
1 Reference Case | 2025 | 4 | -5.9 | 8
1 Reference Case | 2025 | 4 | -5.8 | 8
1 Reference Case | 2025 | 4 | -5.7 | 9
1 Reference Case | 2025 | 4 | -5.6 | 1
1 Reference Case | 2025 | 4 | -5.5 | 4
1 Reference Case | 2025 | 4 | -5.4 | 8
1 Reference Case | 2025 | 4 | -5.3 | 6
1 Reference Case | 2025 | 4 | -5.2 | 11
1 Reference Case | 2025 | 4 | -5.1 | 8
1 Reference Case | 2025 | 4 | -5 | 5
1 Reference Case | 2025 | 4 | -4.9 | 7
1 Reference Case | 2025 | 4 | -4.8 | 8
1 Reference Case | 2025 | 4 | -4.7 | 6
1 Reference Case | 2025 | 4 | -4.6 | 1
1 Reference Case | 2025 | 4 | -4.5 | 5
1 Reference Case | 2025 | 4 | -4.4 | 3
1 Reference Case | 2025 | 4 | -4.3 | 6
1 Reference Case | 2025 | 4 | -4.2 | 8
1 Reference Case | 2025 | 4 | -4.1 | 5
1 Reference Case | 2025 | 4 | -4 | 1
1 Reference Case | 2025 | 4 | -3.9 | 6
1 Reference Case | 2025 | 4 | -3.8 | 6
1 Reference Case | 2025 | 4 | -3.7 | 4
1 Reference Case | 2025 | 4 | -3.6 | 3
1 Reference Case | 2025 | 4 | -3.5 | 3
1 Reference Case | 2025 | 4 | -3.4 | 7
1 Reference Case | 2025 | 4 | -3.3 | 4
1 Reference Case | 2025 | 4 | -3.2 | 5
1 Reference Case | 2025 | 4 | -3.1 | 6
1 Reference Case | 2025 | 4 | -3 | 7
1 Reference Case | 2025 | 4 | -2.9 | 8
1 Reference Case | 2025 | 4 | -2.8 | 4
1 Reference Case | 2025 | 4 | -2.7 | 3
1 Reference Case | 2025 | 4 | -2.6 | 2
1 Reference Case | 2025 | 4 | -2.5 | 2
1 Reference Case | 2025 | 4 | -2.4 | 5
1 Reference Case | 2025 | 4 | -2.3 | 2
1 Reference Case | 2025 | 4 | -2.2 | 2
1 Reference Case | 2025 | 4 | -2.1 | 4
1 Reference Case | 2025 | 4 | -2 | 4
1 Reference Case | 2025 | 4 | -1.9 | 3
1 Reference Case | 2025 | 4 | -1.8 | 3
1 Reference Case | 2025 | 4 | -1.7 | 2
1 Reference Case | 2025 | 4 | -1.6 | 3
1 Reference Case | 2025 | 4 | -1.4 | 1
1 Reference Case | 2025 | 4 | -1.3 | 2
1 Reference Case | 2025 | 4 | -1.2 | 3
1 Reference Case | 2025 | 4 | -1.1 | 6
1 Reference Case | 2025 | 4 | -1 | 3
1 Reference Case | 2025 | 4 | -0.9 | 2
1 Reference Case | 2025 | 4 | -0.8 | 3
1 Reference Case | 2025 | 4 | -0.7 | 3
1 Reference Case | 2025 | 4 | -0.6 | 3
1 Reference Case | 2025 | 4 | -0.5 | 2
1 Reference Case | 2025 | 4 | -0.4 | 2
1 Reference Case | 2025 | 4 | -0.3 | 4
1 Reference Case | 2025 | 4 | -0.2 | 1
1 Reference Case | 2025 | 4 | -0.1 | 1
1 Reference Case | 2025 | 4 | 0 | 24
1 Reference Case | 2025 | 4 | 0.2 | 2
1 Reference Case | 2025 | 4 | 0.4 | 2
1 Reference Case | 2025 | 4 | 0.5 | 2
1 Reference Case | 2025 | 4 | 0.7 | 1
1 Reference Case | 2025 | 4 | 0.8 | 3
1 Reference Case | 2025 | 4 | 1 | 2
1 Reference Case | 2025 | 4 | 1.1 | 2
1 Reference Case | 2025 | 4 | 1.2 | 2
1 Reference Case | 2025 | 4 | 1.3 | 2
1 Reference Case | 2025 | 4 | 1.4 | 4
1 Reference Case | 2025 | 4 | 1.5 | 2
1 Reference Case | 2025 | 4 | 1.6 | 4
1 Reference Case | 2025 | 4 | 1.7 | 1
1 Reference Case | 2025 | 4 | 1.8 | 4
1 Reference Case | 2025 | 4 | 1.9 | 2
1 Reference Case | 2025 | 4 | 2 | 3
1 Reference Case | 2025 | 4 | 2.1 | 4
1 Reference Case | 2025 | 4 | 2.2 | 2
1 Reference Case | 2025 | 4 | 2.3 | 2
1 Reference Case | 2025 | 4 | 2.4 | 2
1 Reference Case | 2025 | 4 | 2.5 | 2
1 Reference Case | 2025 | 4 | 2.6 | 3
1 Reference Case | 2025 | 4 | 2.7 | 6
1 Reference Case | 2025 | 4 | 2.8 | 1
1 Reference Case | 2025 | 4 | 2.9 | 3
1 Reference Case | 2025 | 4 | 3 | 3
1 Reference Case | 2025 | 4 | 3.1 | 2
1 Reference Case | 2025 | 4 | 3.2 | 7
1 Reference Case | 2025 | 4 | 3.3 | 3
1 Reference Case | 2025 | 4 | 3.4 | 2
1 Reference Case | 2025 | 4 | 3.5 | 6
1 Reference Case | 2025 | 4 | 3.6 | 2
1 Reference Case | 2025 | 4 | 3.7 | 4
1 Reference Case | 2025 | 4 | 3.8 | 3
1 Reference Case | 2025 | 4 | 3.9 | 8
1 Reference Case | 2025 | 4 | 4 | 9
1 Reference Case | 2025 | 4 | 4.1 | 8
1 Reference Case | 2025 | 4 | 4.2 | 3
1 Reference Case | 2025 | 4 | 4.3 | 7
1 Reference Case | 2025 | 4 | 4.4 | 5
1 Reference Case | 2025 | 4 | 4.5 | 4
1 Reference Case | 2025 | 4 | 4.6 | 8
1 Reference Case | 2025 | 4 | 4.7 | 8
1 Reference Case | 2025 | 4 | 4.8 | 4
1 Reference Case | 2025 | 4 | 4.9 | 6
1 Reference Case | 2025 | 4 | 5 | 4
1 Reference Case | 2025 | 4 | 5.1 | 6
1 Reference Case | 2025 | 4 | 5.2 | 3
1 Reference Case | 2025 | 4 | 5.3 | 7
1 Reference Case | 2025 | 4 | 5.4 | 7
1 Reference Case | 2025 | 4 | 5.5 | 7
1 Reference Case | 2025 | 4 | 5.6 | 6
1 Reference Case | 2025 | 4 | 5.7 | 6
1 Reference Case | 2025 | 4 | 5.8 | 4
1 Reference Case | 2025 | 4 | 5.9 | 8
1 Reference Case | 2025 | 4 | 6 | 8
1 Reference Case | 2025 | 4 | 6.1 | 3
1 Reference Case | 2025 | 4 | 6.2 | 7
1 Reference Case | 2025 | 4 | 6.3 | 5
1 Reference Case | 2025 | 4 | 6.4 | 7
1 Reference Case | 2025 | 4 | 6.5 | 6
1 Reference Case | 2025 | 4 | 6.6 | 11
1 Reference Case | 2025 | 4 | 6.7 | 7
1 Reference Case | 2025 | 4 | 6.8 | 9
1 Reference Case | 2025 | 4 | 6.9 | 16
1 Reference Case | 2025 | 4 | 7 | 6
1 Reference Case | 2025 | 4 | 7.1 | 11
1 Reference Case | 2025 | 4 | 7.2 | 8
1 Reference Case | 2025 | 4 | 7.3 | 3
1 Reference Case | 2025 | 4 | 7.4 | 2
1 Reference Case | 2025 | 4 | 7.5 | 7
1 Reference Case | 2025 | 4 | 7.6 | 12
1 Reference Case | 2025 | 4 | 7.7 | 8
1 Reference Case | 2025 | 4 | 7.8 | 7
1 Reference Case | 2025 | 4 | 7.9 | 7
1 Reference Case | 2025 | 4 | 8 | 11
1 Reference Case | 2025 | 4 | 8.1 | 2
1 Reference Case | 2025 | 4 | 8.2 | 12
1 Reference Case | 2025 | 4 | 8.3 | 12
1 Reference Case | 2025 | 4 | 8.4 | 7
1 Reference Case | 2025 | 4 | 8.5 | 11
1 Reference Case | 2025 | 4 | 8.6 | 12
1 Reference Case | 2025 | 4 | 8.7 | 14
1 Reference Case | 2025 | 4 | 8.8 | 8
1 Reference Case | 2025 | 4 | 8.9 | 7
1 Reference Case | 2025 | 4 | 9 | 12
1 Reference Case | 2025 | 4 | 9.1 | 11
1 Reference Case | 2025 | 4 | 9.2 | 10
1 Reference Case | 2025 | 4 | 9.3 | 20
1 Reference Case | 2025 | 4 | 9.4 | 10
1 Reference Case | 2025 | 4 | 9.5 | 7
1 Reference Case | 2025 | 4 | 9.6 | 10
1 Reference Case | 2025 | 4 | 9.7 | 10
1 Reference Case | 2025 | 4 | 9.8 | 10
1 Reference Case | 2025 | 4 | 9.9 | 19
1 Reference Case | 2025 | 4 | 10 | 9
1 Reference Case | 2025 | 4 | 10.1 | 13
1 Reference Case | 2025 | 4 | 10.2 | 15
1 Reference Case | 2025 | 4 | 10.3 | 19
1 Reference Case | 2025 | 4 | 10.4 | 17
1 Reference Case | 2025 | 4 | 10.5 | 10
1 Reference Case | 2025 | 4 | 10.6 | 18
1 Reference Case | 2025 | 4 | 10.7 | 16
1 Reference Case | 2025 | 4 | 10.8 | 9
1 Reference Case | 2025 | 4 | 10.9 | 13
1 Reference Case | 2025 | 4 | 11 | 16
1 Reference Case | 2025 | 4 | 11.1 | 14
1 Reference Case | 2025 | 4 | 11.2 | 16
1 Reference Case | 2025 | 4 | 11.3 | 13
1 Reference Case | 2025 | 4 | 11.4 | 12
1 Reference Case | 2025 | 4 | 11.5 | 9
1 Reference Case | 2025 | 4 | 11.6 | 15
1 Reference Case | 2025 | 4 | 11.7 | 7
1 Reference Case | 2025 | 4 | 11.8 | 9
1 Reference Case | 2025 | 4 | 11.9 | 12
1 Reference Case | 2025 | 4 | 12 | 13
1 Reference Case | 2025 | 4 | 12.1 | 10
1 Reference Case | 2025 | 4 | 12.2 | 10
1 Reference Case | 2025 | 4 | 12.3 | 13
1 Reference Case | 2025 | 4 | 12.4 | 14
1 Reference Case | 2025 | 4 | 12.5 | 11
1 Reference Case | 2025 | 4 | 12.6 | 16
1 Reference Case | 2025 | 4 | 12.7 | 12
1 Reference Case | 2025 | 4 | 12.8 | 10
1 Reference Case | 2025 | 4 | 12.9 | 17
1 Reference Case | 2025 | 4 | 13 | 14
1 Reference Case | 2025 | 4 | 13.1 | 12
1 Reference Case | 2025 | 4 | 13.2 | 13
1 Reference Case | 2025 | 4 | 13.3 | 10
1 Reference Case | 2025 | 4 | 13.4 | 7
1 Reference Case | 2025 | 4 | 13.5 | 9
1 Reference Case | 2025 | 4 | 13.6 | 13
1 Reference Case | 2025 | 4 | 13.7 | 13
1 Reference Case | 2025 | 4 | 13.8 | 11
1 Reference Case | 2025 | 4 | 13.9 | 6
1 Reference Case | 2025 | 4 | 14 | 10
1 Reference Case | 2025 | 4 | 14.1 | 12
1 Reference Case | 2025 | 4 | 14.2 | 7
1 Reference Case | 2025 | 4 | 14.3 | 18
1 Reference Case | 2025 | 4 | 14.4 | 14
1 Reference Case | 2025 | 4 | 14.5 | 11
1 Reference Case | 2025 | 4 | 14.6 | 15
1 Reference Case | 2025 | 4 | 14.7 | 11
1 Reference Case | 2025 | 4 | 14.8 | 10
1 Reference Case | 2025 | 4 | 14.9 | 13
1 Reference Case | 2025 | 4 | 15 | 14
1 Reference Case | 2025 | 4 | 15.1 | 12
1 Reference Case | 2025 | 4 | 15.2 | 9
1 Reference Case | 2025 | 4 | 15.3 | 19
1 Reference Case | 2025 | 4 | 15.4 | 9
1 Reference Case | 2025 | 4 | 15.5 | 13
1 Reference Case | 2025 | 4 | 15.6 | 9
1 Reference Case | 2025 | 4 | 15.7 | 8
1 Reference Case | 2025 | 4 | 15.8 | 12
1 Reference Case | 2025 | 4 | 15.9 | 13
1 Reference Case | 2025 | 4 | 16 | 6
1 Reference Case | 2025 | 4 | 16.1 | 10
1 Reference Case | 2025 | 4 | 16.2 | 5
1 Reference Case | 2025 | 4 | 16.3 | 16
1 Reference Case | 2025 | 4 | 16.4 | 15
1 Reference Case | 2025 | 4 | 16.5 | 9
1 Reference Case | 2025 | 4 | 16.6 | 11
1 Reference Case | 2025 | 4 | 16.7 | 15
1 Reference Case | 2025 | 4 | 16.8 | 6
1 Reference Case | 2025 | 4 | 16.9 | 15
1 Reference Case | 2025 | 4 | 17 | 10
1 Reference Case | 2025 | 4 | 17.1 | 10
1 Reference Case | 2025 | 4 | 17.2 | 17
1 Reference Case | 2025 | 4 | 17.3 | 10
1 Reference Case | 2025 | 4 | 17.4 | 9
1 Reference Case | 2025 | 4 | 17.5 | 15
1 Reference Case | 2025 | 4 | 17.6 | 13
1 Reference Case | 2025 | 4 | 17.7 | 9
1 Reference Case | 2025 | 4 | 17.8 | 8
1 Reference Case | 2025 | 4 | 17.9 | 12
1 Reference Case | 2025 | 4 | 18 | 8
1 Reference Case | 2025 | 4 | 18.1 | 11
1 Reference Case | 2025 | 4 | 18.2 | 11
1 Reference Case | 2025 | 4 | 18.3 | 14
1 Reference Case | 2025 | 4 | 18.4 | 8
1 Reference Case | 2025 | 4 | 18.5 | 10
1 Reference Case | 2025 | 4 | 18.6 | 15
1 Reference Case | 2025 | 4 | 18.7 | 7
1 Reference Case | 2025 | 4 | 18.8 | 11
1 Reference Case | 2025 | 4 | 18.9 | 11
1 Reference Case | 2025 | 4 | 19 | 8
1 Reference Case | 2025 | 4 | 19.1 | 12
1 Reference Case | 2025 | 4 | 19.2 | 13
1 Reference Case | 2025 | 4 | 19.3 | 8
1 Reference Case | 2025 | 4 | 19.4 | 10
1 Reference Case | 2025 | 4 | 19.5 | 11
1 Reference Case | 2025 | 4 | 19.6 | 5
1 Reference Case | 2025 | 4 | 19.7 | 3
1 Reference Case | 2025 | 4 | 19.8 | 4
1 Reference Case | 2025 | 4 | 19.9 | 8
1 Reference Case | 2025 | 4 | 20 | 10
1 Reference Case | 2025 | 4 | 20.1 | 9
1 Reference Case | 2025 | 4 | 20.2 | 5
1 Reference Case | 2025 | 4 | 20.3 | 12
1 Reference Case | 2025 | 4 | 20.4 | 3
1 Reference Case | 2025 | 4 | 20.5 | 9
1 Reference Case | 2025 | 4 | 20.6 | 11
1 Reference Case | 2025 | 4 | 20.7 | 9
1 Reference Case | 2025 | 4 | 20.8 | 12
1 Reference Case | 2025 | 4 | 20.9 | 8
1 Reference Case | 2025 | 4 | 21 | 8
1 Reference Case | 2025 | 4 | 21.1 | 9
1 Reference Case | 2025 | 4 | 21.2 | 9
1 Reference Case | 2025 | 4 | 21.3 | 8
1 Reference Case | 2025 | 4 | 21.4 | 4
1 Reference Case | 2025 | 4 | 21.5 | 9
1 Reference Case | 2025 | 4 | 21.6 | 7
1 Reference Case | 2025 | 4 | 21.7 | 9
1 Reference Case | 2025 | 4 | 21.8 | 12
1 Reference Case | 2025 | 4 | 21.9 | 11
1 Reference Case | 2025 | 4 | 22 | 5
1 Reference Case | 2025 | 4 | 22.1 | 10
1 Reference Case | 2025 | 4 | 22.2 | 5
1 Reference Case | 2025 | 4 | 22.3 | 9
1 Reference Case | 2025 | 4 | 22.4 | 6
1 Reference Case | 2025 | 4 | 22.5 | 5
1 Reference Case | 2025 | 4 | 22.6 | 6
1 Reference Case | 2025 | 4 | 22.7 | 10
1 Reference Case | 2025 | 4 | 22.8 | 3
1 Reference Case | 2025 | 4 | 22.9 | 5
1 Reference Case | 2025 | 4 | 23 | 8
1 Reference Case | 2025 | 4 | 23.1 | 6
1 Reference Case | 2025 | 4 | 23.2 | 6
1 Reference Case | 2025 | 4 | 23.3 | 4
1 Reference Case | 2025 | 4 | 23.4 | 4
1 Reference Case | 2025 | 4 | 23.5 | 6
1 Reference Case | 2025 | 4 | 23.6 | 8
1 Reference Case | 2025 | 4 | 23.7 | 7
1 Reference Case | 2025 | 4 | 23.8 | 10
1 Reference Case | 2025 | 4 | 23.9 | 10
1 Reference Case | 2025 | 4 | 24 | 11
1 Reference Case | 2025 | 4 | 24.1 | 4
1 Reference Case | 2025 | 4 | 24.2 | 6
1 Reference Case | 2025 | 4 | 24.3 | 6
1 Reference Case | 2025 | 4 | 24.4 | 6
1 Reference Case | 2025 | 4 | 24.5 | 1
1 Reference Case | 2025 | 4 | 24.6 | 4
1 Reference Case | 2025 | 4 | 24.7 | 7
1 Reference Case | 2025 | 4 | 24.8 | 6
1 Reference Case | 2025 | 4 | 24.9 | 6
1 Reference Case | 2025 | 4 | 25 | 4
1 Reference Case | 2025 | 4 | 25.1 | 6
1 Reference Case | 2025 | 4 | 25.2 | 3
1 Reference Case | 2025 | 4 | 25.3 | 10
1 Reference Case | 2025 | 4 | 25.4 | 5
1 Reference Case | 2025 | 4 | 25.5 | 6
1 Reference Case | 2025 | 4 | 25.6 | 6
1 Reference Case | 2025 | 4 | 25.7 | 12
1 Reference Case | 2025 | 4 | 25.8 | 2
1 Reference Case | 2025 | 4 | 25.9 | 5
1 Reference Case | 2025 | 4 | 26 | 2
1 Reference Case | 2025 | 4 | 26.1 | 4
1 Reference Case | 2025 | 4 | 26.2 | 6
1 Reference Case | 2025 | 4 | 26.3 | 9
1 Reference Case | 2025 | 4 | 26.4 | 7
1 Reference Case | 2025 | 4 | 26.5 | 6
1 Reference Case | 2025 | 4 | 26.6 | 6
1 Reference Case | 2025 | 4 | 26.7 | 6
1 Reference Case | 2025 | 4 | 26.8 | 2
1 Reference Case | 2025 | 4 | 26.9 | 5
1 Reference Case | 2025 | 4 | 27 | 9
1 Reference Case | 2025 | 4 | 27.1 | 5
1 Reference Case | 2025 | 4 | 27.2 | 2
1 Reference Case | 2025 | 4 | 27.3 | 2
1 Reference Case | 2025 | 4 | 27.4 | 7
1 Reference Case | 2025 | 4 | 27.5 | 6
1 Reference Case | 2025 | 4 | 27.6 | 3
1 Reference Case | 2025 | 4 | 27.7 | 3
1 Reference Case | 2025 | 4 | 27.8 | 6
1 Reference Case | 2025 | 4 | 27.9 | 3
1 Reference Case | 2025 | 4 | 28 | 2
1 Reference Case | 2025 | 4 | 28.1 | 7
1 Reference Case | 2025 | 4 | 28.2 | 6
1 Reference Case | 2025 | 4 | 28.3 | 3
1 Reference Case | 2025 | 4 | 28.4 | 2
1 Reference Case | 2025 | 4 | 28.5 | 9
1 Reference Case | 2025 | 4 | 28.6 | 5
1 Reference Case | 2025 | 4 | 28.7 | 5
1 Reference Case | 2025 | 4 | 28.8 | 1
1 Reference Case | 2025 | 4 | 28.9 | 7
1 Reference Case | 2025 | 4 | 29 | 3
1 Reference Case | 2025 | 4 | 29.1 | 3
1 Reference Case | 2025 | 4 | 29.2 | 4
1 Reference Case | 2025 | 4 | 29.3 | 5
1 Reference Case | 2025 | 4 | 29.4 | 7
1 Reference Case | 2025 | 4 | 29.5 | 4
1 Reference Case | 2025 | 4 | 29.6 | 7
1 Reference Case | 2025 | 4 | 29.7 | 2
1 Reference Case | 2025 | 4 | 29.8 | 1
1 Reference Case | 2025 | 4 | 29.9 | 2
1 Reference Case | 2025 | 4 | 30 | 7
1 Reference Case | 2025 | 4 | 30.2 | 3
1 Reference Case | 2025 | 4 | 30.3 | 1
1 Reference Case | 2025 | 4 | 30.4 | 2
1 Reference Case | 2025 | 4 | 30.5 | 4
1 Reference Case | 2025 | 4 | 30.6 | 2
1 Reference Case | 2025 | 4 | 30.7 | 1
1 Reference Case | 2025 | 4 | 30.8 | 5
1 Reference Case | 2025 | 4 | 30.9 | 2
1 Reference Case | 2025 | 4 | 31 | 2
1 Reference Case | 2025 | 4 | 31.1 | 3
1 Reference Case | 2025 | 4 | 31.2 | 7
1 Reference Case | 2025 | 4 | 31.3 | 3
1 Reference Case | 2025 | 4 | 31.4 | 2
1 Reference Case | 2025 | 4 | 31.5 | 6
1 Reference Case | 2025 | 4 | 31.6 | 1
1 Reference Case | 2025 | 4 | 31.7 | 3
1 Reference Case | 2025 | 4 | 31.8 | 2
1 Reference Case | 2025 | 4 | 31.9 | 3
1 Reference Case | 2025 | 4 | 32 | 1
1 Reference Case | 2025 | 4 | 32.1 | 3
1 Reference Case | 2025 | 4 | 32.2 | 6
1 Reference Case | 2025 | 4 | 32.3 | 7
1 Reference Case | 2025 | 4 | 32.4 | 4
1 Reference Case | 2025 | 4 | 32.5 | 3
1 Reference Case | 2025 | 4 | 32.6 | 6
1 Reference Case | 2025 | 4 | 32.7 | 1
1 Reference Case | 2025 | 4 | 32.8 | 4
1 Reference Case | 2025 | 4 | 33 | 7
1 Reference Case | 2025 | 4 | 33.1 | 2
1 Reference Case | 2025 | 4 | 33.2 | 1
1 Reference Case | 2025 | 4 | 33.3 | 2
1 Reference Case | 2025 | 4 | 33.5 | 4
1 Reference Case | 2025 | 4 | 33.6 | 7
1 Reference Case | 2025 | 4 | 33.7 | 1
1 Reference Case | 2025 | 4 | 33.8 | 4
1 Reference Case | 2025 | 4 | 33.9 | 2
1 Reference Case | 2025 | 4 | 34 | 1
1 Reference Case | 2025 | 4 | 34.1 | 1
1 Reference Case | 2025 | 4 | 34.2 | 1
1 Reference Case | 2025 | 4 | 34.3 | 4
1 Reference Case | 2025 | 4 | 34.4 | 7
1 Reference Case | 2025 | 4 | 34.5 | 5
1 Reference Case | 2025 | 4 | 34.6 | 2
1 Reference Case | 2025 | 4 | 34.8 | 1
1 Reference Case | 2025 | 4 | 34.9 | 3
1 Reference Case | 2025 | 4 | 35 | 1
1 Reference Case | 2025 | 4 | 35.1 | 3
1 Reference Case | 2025 | 4 | 35.2 | 3
1 Reference Case | 2025 | 4 | 35.3 | 1
1 Reference Case | 2025 | 4 | 35.4 | 2
1 Reference Case | 2025 | 4 | 35.5 | 1
1 Reference Case | 2025 | 4 | 35.6 | 1
1 Reference Case | 2025 | 4 | 35.7 | 2
1 Reference Case | 2025 | 4 | 35.8 | 1
1 Reference Case | 2025 | 4 | 35.9 | 1
1 Reference Case | 2025 | 4 | 36.1 | 1
1 Reference Case | 2025 | 4 | 36.2 | 2
1 Reference Case | 2025 | 4 | 36.3 | 2
1 Reference Case | 2025 | 4 | 36.4 | 1
1 Reference Case | 2025 | 4 | 36.5 | 4
1 Reference Case | 2025 | 4 | 36.6 | 1
1 Reference Case | 2025 | 4 | 36.7 | 2
1 Reference Case | 2025 | 4 | 36.8 | 2
1 Reference Case | 2025 | 4 | 36.9 | 1
1 Reference Case | 2025 | 4 | 37.1 | 6
1 Reference Case | 2025 | 4 | 37.2 | 1
1 Reference Case | 2025 | 4 | 37.4 | 5
1 Reference Case | 2025 | 4 | 37.5 | 4
1 Reference Case | 2025 | 4 | 37.6 | 1
1 Reference Case | 2025 | 4 | 37.7 | 3
1 Reference Case | 2025 | 4 | 37.8 | 2
1 Reference Case | 2025 | 4 | 37.9 | 5
1 Reference Case | 2025 | 4 | 38 | 3
1 Reference Case | 2025 | 4 | 38.1 | 2
1 Reference Case | 2025 | 4 | 38.2 | 1
1 Reference Case | 2025 | 4 | 38.4 | 2
1 Reference Case | 2025 | 4 | 38.5 | 2
1 Reference Case | 2025 | 4 | 38.6 | 2
1 Reference Case | 2025 | 4 | 38.7 | 3
1 Reference Case | 2025 | 4 | 38.8 | 1
1 Reference Case | 2025 | 4 | 39 | 2
1 Reference Case | 2025 | 4 | 39.1 | 3
1 Reference Case | 2025 | 4 | 39.2 | 2
1 Reference Case | 2025 | 4 | 39.3 | 1
1 Reference Case | 2025 | 4 | 39.4 | 1
1 Reference Case | 2025 | 4 | 39.5 | 2
1 Reference Case | 2025 | 4 | 39.7 | 1
1 Reference Case | 2025 | 4 | 39.9 | 2
1 Reference Case | 2025 | 4 | 40 | 1
1 Reference Case | 2025 | 4 | 40.1 | 3
1 Reference Case | 2025 | 4 | 40.2 | 2
1 Reference Case | 2025 | 4 | 40.4 | 1
1 Reference Case | 2025 | 4 | 40.5 | 3
1 Reference Case | 2025 | 4 | 40.6 | 1
1 Reference Case | 2025 | 4 | 40.7 | 2
1 Reference Case | 2025 | 4 | 40.8 | 2
1 Reference Case | 2025 | 4 | 40.9 | 1
1 Reference Case | 2025 | 4 | 41 | 2
1 Reference Case | 2025 | 4 | 41.2 | 2
1 Reference Case | 2025 | 4 | 41.3 | 2
1 Reference Case | 2025 | 4 | 41.4 | 1
1 Reference Case | 2025 | 4 | 41.5 | 2
1 Reference Case | 2025 | 4 | 41.7 | 1
1 Reference Case | 2025 | 4 | 42 | 2
1 Reference Case | 2025 | 4 | 42.1 | 1
1 Reference Case | 2025 | 4 | 42.5 | 2
1 Reference Case | 2025 | 4 | 42.6 | 1
1 Reference Case | 2025 | 4 | 42.7 | 1
1 Reference Case | 2025 | 4 | 42.8 | 1
1 Reference Case | 2025 | 4 | 42.9 | 1
1 Reference Case | 2025 | 4 | 43 | 1
1 Reference Case | 2025 | 4 | 43.1 | 1
1 Reference Case | 2025 | 4 | 43.2 | 4
1 Reference Case | 2025 | 4 | 43.4 | 1
1 Reference Case | 2025 | 4 | 43.5 | 2
1 Reference Case | 2025 | 4 | 43.6 | 2
1 Reference Case | 2025 | 4 | 43.7 | 1
1 Reference Case | 2025 | 4 | 43.8 | 1
1 Reference Case | 2025 | 4 | 43.9 | 3
1 Reference Case | 2025 | 4 | 44 | 2
1 Reference Case | 2025 | 4 | 44.1 | 2
1 Reference Case | 2025 | 4 | 44.4 | 1
1 Reference Case | 2025 | 4 | 44.5 | 2
1 Reference Case | 2025 | 4 | 44.6 | 2
1 Reference Case | 2025 | 4 | 44.7 | 2
1 Reference Case | 2025 | 4 | 44.8 | 1
1 Reference Case | 2025 | 4 | 45 | 1
1 Reference Case | 2025 | 4 | 45.1 | 1
1 Reference Case | 2025 | 4 | 45.2 | 3
1 Reference Case | 2025 | 4 | 45.4 | 1
1 Reference Case | 2025 | 4 | 45.5 | 2
1 Reference Case | 2025 | 4 | 45.8 | 1
1 Reference Case | 2025 | 4 | 45.9 | 1
1 Reference Case | 2025 | 4 | 46 | 1
1 Reference Case | 2025 | 4 | 46.1 | 1
1 Reference Case | 2025 | 4 | 46.2 | 2
1 Reference Case | 2025 | 4 | 46.5 | 3
1 Reference Case | 2025 | 4 | 47 | 1
1 Reference Case | 2025 | 4 | 47.2 | 1
1 Reference Case | 2025 | 4 | 47.4 | 1
1 Reference Case | 2025 | 4 | 47.6 | 1
1 Reference Case | 2025 | 4 | 47.8 | 3
1 Reference Case | 2025 | 4 | 48 | 1
1 Reference Case | 2025 | 4 | 48.2 | 1
1 Reference Case | 2025 | 4 | 48.3 | 1
1 Reference Case | 2025 | 4 | 48.5 | 1
1 Reference Case | 2025 | 4 | 49 | 1
1 Reference Case | 2025 | 4 | 49.2 | 2
1 Reference Case | 2025 | 4 | 49.6 | 1
1 Reference Case | 2025 | 4 | 49.7 | 1
1 Reference Case | 2025 | 4 | 49.8 | 1
1 Reference Case | 2025 | 4 | 50.1 | 1
1 Reference Case | 2025 | 4 | 50.6 | 1
1 Reference Case | 2025 | 4 | 50.9 | 1
1 Reference Case | 2025 | 4 | 51 | 1
1 Reference Case | 2025 | 4 | 51.3 | 1
1 Reference Case | 2025 | 4 | 51.8 | 1
1 Reference Case | 2025 | 4 | 51.9 | 2
1 Reference Case | 2025 | 4 | 52 | 1
1 Reference Case | 2025 | 4 | 52.2 | 1
1 Reference Case | 2025 | 4 | 52.4 | 1
1 Reference Case | 2025 | 4 | 52.8 | 1
1 Reference Case | 2025 | 4 | 52.9 | 1
1 Reference Case | 2025 | 4 | 53 | 1
1 Reference Case | 2025 | 4 | 53.3 | 1
1 Reference Case | 2025 | 4 | 53.4 | 1
1 Reference Case | 2025 | 4 | 54.5 | 1
1 Reference Case | 2025 | 4 | 56.4 | 1
1 Reference Case | 2025 | 4 | 56.7 | 1
1 Reference Case | 2025 | 4 | 57.1 | 1
1 Reference Case | 2025 | 4 | 57.3 | 1
1 Reference Case | 2025 | 4 | 58.6 | 1
1 Reference Case | 2025 | 4 | 58.8 | 1
1 Reference Case | 2025 | 4 | 59 | 1
1 Reference Case | 2025 | 4 | 59.5 | 1
1 Reference Case | 2025 | 4 | 60.5 | 1
1 Reference Case | 2025 | 4 | 60.6 | 1
1 Reference Case | 2025 | 4 | 60.8 | 1
1 Reference Case | 2025 | 4 | 62.2 | 1
1 Reference Case | 2025 | 4 | 62.3 | 1
1 Reference Case | 2025 | 4 | 62.6 | 1
1 Reference Case | 2025 | 4 | 62.7 | 1
1 Reference Case | 2025 | 4 | 62.8 | 1
1 Reference Case | 2025 | 4 | 65.1 | 1
1 Reference Case | 2025 | 4 | 65.2 | 1
1 Reference Case | 2025 | 4 | 66.9 | 1
1 Reference Case | 2025 | 4 | 68 | 1
1 Reference Case | 2025 | 4 | 72.8 | 1
1 Reference Case | 2025 | 4 | 73.3 | 1
1 Reference Case | 2025 | 4 | 95.2 | 1
1 Reference Case | 2025 | 5 | -80.5 | 1
1 Reference Case | 2025 | 5 | -63.9 | 1
1 Reference Case | 2025 | 5 | -61.2 | 1
1 Reference Case | 2025 | 5 | -59.1 | 1
1 Reference Case | 2025 | 5 | -55.1 | 1
1 Reference Case | 2025 | 5 | -53.3 | 1
1 Reference Case | 2025 | 5 | -52.9 | 1
1 Reference Case | 2025 | 5 | -52.6 | 1
1 Reference Case | 2025 | 5 | -52.3 | 1
1 Reference Case | 2025 | 5 | -51.9 | 1
1 Reference Case | 2025 | 5 | -51 | 1
1 Reference Case | 2025 | 5 | -50.9 | 1
1 Reference Case | 2025 | 5 | -50.8 | 1
1 Reference Case | 2025 | 5 | -49.2 | 1
1 Reference Case | 2025 | 5 | -49.1 | 1
1 Reference Case | 2025 | 5 | -48.6 | 1
1 Reference Case | 2025 | 5 | -48.5 | 1
1 Reference Case | 2025 | 5 | -48.2 | 1
1 Reference Case | 2025 | 5 | -46.8 | 1
1 Reference Case | 2025 | 5 | -46.5 | 1
1 Reference Case | 2025 | 5 | -46.1 | 1
1 Reference Case | 2025 | 5 | -45.9 | 1
1 Reference Case | 2025 | 5 | -45.8 | 2
1 Reference Case | 2025 | 5 | -45.5 | 1
1 Reference Case | 2025 | 5 | -45.2 | 2
1 Reference Case | 2025 | 5 | -44.7 | 1
1 Reference Case | 2025 | 5 | -44.5 | 1
1 Reference Case | 2025 | 5 | -44.3 | 1
1 Reference Case | 2025 | 5 | -44.2 | 2
1 Reference Case | 2025 | 5 | -44.1 | 1
1 Reference Case | 2025 | 5 | -43.9 | 1
1 Reference Case | 2025 | 5 | -43.8 | 1
1 Reference Case | 2025 | 5 | -43.3 | 1
1 Reference Case | 2025 | 5 | -42.6 | 1
1 Reference Case | 2025 | 5 | -42.4 | 1
1 Reference Case | 2025 | 5 | -42.3 | 1
1 Reference Case | 2025 | 5 | -42.2 | 1
1 Reference Case | 2025 | 5 | -42.1 | 1
1 Reference Case | 2025 | 5 | -41.8 | 2
1 Reference Case | 2025 | 5 | -41.5 | 1
1 Reference Case | 2025 | 5 | -41.4 | 1
1 Reference Case | 2025 | 5 | -41.3 | 1
1 Reference Case | 2025 | 5 | -41.2 | 3
1 Reference Case | 2025 | 5 | -41.1 | 1
1 Reference Case | 2025 | 5 | -41 | 2
1 Reference Case | 2025 | 5 | -40.9 | 1
1 Reference Case | 2025 | 5 | -40.8 | 1
1 Reference Case | 2025 | 5 | -40.7 | 1
1 Reference Case | 2025 | 5 | -40.5 | 1
1 Reference Case | 2025 | 5 | -40.3 | 1
1 Reference Case | 2025 | 5 | -40.1 | 1
1 Reference Case | 2025 | 5 | -39.8 | 1
1 Reference Case | 2025 | 5 | -39.7 | 1
1 Reference Case | 2025 | 5 | -39.6 | 1
1 Reference Case | 2025 | 5 | -39.5 | 3
1 Reference Case | 2025 | 5 | -39.4 | 1
1 Reference Case | 2025 | 5 | -39.2 | 1
1 Reference Case | 2025 | 5 | -38.9 | 1
1 Reference Case | 2025 | 5 | -38.7 | 1
1 Reference Case | 2025 | 5 | -38.5 | 1
1 Reference Case | 2025 | 5 | -38.4 | 2
1 Reference Case | 2025 | 5 | -38 | 1
1 Reference Case | 2025 | 5 | -37.9 | 3
1 Reference Case | 2025 | 5 | -37.7 | 2
1 Reference Case | 2025 | 5 | -37.6 | 2
1 Reference Case | 2025 | 5 | -37.5 | 1
1 Reference Case | 2025 | 5 | -36.8 | 1
1 Reference Case | 2025 | 5 | -36.5 | 1
1 Reference Case | 2025 | 5 | -36.4 | 1
1 Reference Case | 2025 | 5 | -36.3 | 2
1 Reference Case | 2025 | 5 | -36.2 | 1
1 Reference Case | 2025 | 5 | -36 | 1
1 Reference Case | 2025 | 5 | -35.9 | 1
1 Reference Case | 2025 | 5 | -35.8 | 1
1 Reference Case | 2025 | 5 | -35.7 | 2
1 Reference Case | 2025 | 5 | -35.3 | 2
1 Reference Case | 2025 | 5 | -35.2 | 3
1 Reference Case | 2025 | 5 | -35.1 | 1
1 Reference Case | 2025 | 5 | -35 | 3
1 Reference Case | 2025 | 5 | -34.9 | 5
1 Reference Case | 2025 | 5 | -34.8 | 2
1 Reference Case | 2025 | 5 | -34.7 | 4
1 Reference Case | 2025 | 5 | -34.6 | 1
1 Reference Case | 2025 | 5 | -34.5 | 2
1 Reference Case | 2025 | 5 | -34.2 | 1
1 Reference Case | 2025 | 5 | -34.1 | 1
1 Reference Case | 2025 | 5 | -34 | 1
1 Reference Case | 2025 | 5 | -33.9 | 1
1 Reference Case | 2025 | 5 | -33.8 | 2
1 Reference Case | 2025 | 5 | -33.7 | 1
1 Reference Case | 2025 | 5 | -33.6 | 5
1 Reference Case | 2025 | 5 | -33.5 | 4
1 Reference Case | 2025 | 5 | -33.2 | 2
1 Reference Case | 2025 | 5 | -33.1 | 1
1 Reference Case | 2025 | 5 | -33 | 3
1 Reference Case | 2025 | 5 | -32.9 | 1
1 Reference Case | 2025 | 5 | -32.8 | 1
1 Reference Case | 2025 | 5 | -32.7 | 6
1 Reference Case | 2025 | 5 | -32.6 | 4
1 Reference Case | 2025 | 5 | -32.5 | 4
1 Reference Case | 2025 | 5 | -32.4 | 3
1 Reference Case | 2025 | 5 | -32.1 | 1
1 Reference Case | 2025 | 5 | -32 | 3
1 Reference Case | 2025 | 5 | -31.9 | 1
1 Reference Case | 2025 | 5 | -31.8 | 2
1 Reference Case | 2025 | 5 | -31.7 | 2
1 Reference Case | 2025 | 5 | -31.6 | 1
1 Reference Case | 2025 | 5 | -31.5 | 1
1 Reference Case | 2025 | 5 | -31.4 | 2
1 Reference Case | 2025 | 5 | -31.3 | 2
1 Reference Case | 2025 | 5 | -31.2 | 1
1 Reference Case | 2025 | 5 | -30.9 | 2
1 Reference Case | 2025 | 5 | -30.8 | 3
1 Reference Case | 2025 | 5 | -30.7 | 2
1 Reference Case | 2025 | 5 | -30.6 | 3
1 Reference Case | 2025 | 5 | -30.4 | 3
1 Reference Case | 2025 | 5 | -30.3 | 4
1 Reference Case | 2025 | 5 | -30.2 | 2
1 Reference Case | 2025 | 5 | -30.1 | 2
1 Reference Case | 2025 | 5 | -30 | 2
1 Reference Case | 2025 | 5 | -29.9 | 3
1 Reference Case | 2025 | 5 | -29.8 | 3
1 Reference Case | 2025 | 5 | -29.7 | 2
1 Reference Case | 2025 | 5 | -29.5 | 4
1 Reference Case | 2025 | 5 | -29.4 | 3
1 Reference Case | 2025 | 5 | -29.3 | 4
1 Reference Case | 2025 | 5 | -29.2 | 1
1 Reference Case | 2025 | 5 | -29.1 | 2
1 Reference Case | 2025 | 5 | -29 | 5
1 Reference Case | 2025 | 5 | -28.9 | 3
1 Reference Case | 2025 | 5 | -28.8 | 1
1 Reference Case | 2025 | 5 | -28.6 | 3
1 Reference Case | 2025 | 5 | -28.5 | 6
1 Reference Case | 2025 | 5 | -28.4 | 1
1 Reference Case | 2025 | 5 | -28.3 | 3
1 Reference Case | 2025 | 5 | -28.2 | 4
1 Reference Case | 2025 | 5 | -28.1 | 1
1 Reference Case | 2025 | 5 | -28 | 2
1 Reference Case | 2025 | 5 | -27.9 | 2
1 Reference Case | 2025 | 5 | -27.8 | 4
1 Reference Case | 2025 | 5 | -27.7 | 2
1 Reference Case | 2025 | 5 | -27.6 | 2
1 Reference Case | 2025 | 5 | -27.4 | 4
1 Reference Case | 2025 | 5 | -27.3 | 3
1 Reference Case | 2025 | 5 | -27.2 | 3
1 Reference Case | 2025 | 5 | -27.1 | 3
1 Reference Case | 2025 | 5 | -27 | 4
1 Reference Case | 2025 | 5 | -26.9 | 4
1 Reference Case | 2025 | 5 | -26.8 | 5
1 Reference Case | 2025 | 5 | -26.7 | 1
1 Reference Case | 2025 | 5 | -26.6 | 5
1 Reference Case | 2025 | 5 | -26.5 | 1
1 Reference Case | 2025 | 5 | -26.4 | 2
1 Reference Case | 2025 | 5 | -26.3 | 1
1 Reference Case | 2025 | 5 | -26.2 | 7
1 Reference Case | 2025 | 5 | -26.1 | 1
1 Reference Case | 2025 | 5 | -26 | 1
1 Reference Case | 2025 | 5 | -25.9 | 3
1 Reference Case | 2025 | 5 | -25.8 | 2
1 Reference Case | 2025 | 5 | -25.7 | 5
1 Reference Case | 2025 | 5 | -25.6 | 4
1 Reference Case | 2025 | 5 | -25.5 | 4
1 Reference Case | 2025 | 5 | -25.4 | 1
1 Reference Case | 2025 | 5 | -25.3 | 4
1 Reference Case | 2025 | 5 | -25.2 | 3
1 Reference Case | 2025 | 5 | -25.1 | 2
1 Reference Case | 2025 | 5 | -25 | 2
1 Reference Case | 2025 | 5 | -24.8 | 3
1 Reference Case | 2025 | 5 | -24.7 | 2
1 Reference Case | 2025 | 5 | -24.6 | 6
1 Reference Case | 2025 | 5 | -24.5 | 3
1 Reference Case | 2025 | 5 | -24.4 | 5
1 Reference Case | 2025 | 5 | -24.3 | 4
1 Reference Case | 2025 | 5 | -24.2 | 3
1 Reference Case | 2025 | 5 | -24.1 | 7
1 Reference Case | 2025 | 5 | -24 | 2
1 Reference Case | 2025 | 5 | -23.9 | 6
1 Reference Case | 2025 | 5 | -23.8 | 4
1 Reference Case | 2025 | 5 | -23.7 | 5
1 Reference Case | 2025 | 5 | -23.5 | 3
1 Reference Case | 2025 | 5 | -23.4 | 3
1 Reference Case | 2025 | 5 | -23.3 | 4
1 Reference Case | 2025 | 5 | -23.2 | 2
1 Reference Case | 2025 | 5 | -23.1 | 2
1 Reference Case | 2025 | 5 | -23 | 3
1 Reference Case | 2025 | 5 | -22.9 | 6
1 Reference Case | 2025 | 5 | -22.8 | 8
1 Reference Case | 2025 | 5 | -22.7 | 2
1 Reference Case | 2025 | 5 | -22.6 | 4
1 Reference Case | 2025 | 5 | -22.5 | 4
1 Reference Case | 2025 | 5 | -22.4 | 5
1 Reference Case | 2025 | 5 | -22.3 | 4
1 Reference Case | 2025 | 5 | -22.2 | 4
1 Reference Case | 2025 | 5 | -22.1 | 9
1 Reference Case | 2025 | 5 | -22 | 5
1 Reference Case | 2025 | 5 | -21.9 | 6
1 Reference Case | 2025 | 5 | -21.8 | 4
1 Reference Case | 2025 | 5 | -21.7 | 2
1 Reference Case | 2025 | 5 | -21.6 | 6
1 Reference Case | 2025 | 5 | -21.5 | 3
1 Reference Case | 2025 | 5 | -21.4 | 3
1 Reference Case | 2025 | 5 | -21.3 | 1
1 Reference Case | 2025 | 5 | -21.2 | 10
1 Reference Case | 2025 | 5 | -21.1 | 12
1 Reference Case | 2025 | 5 | -21 | 3
1 Reference Case | 2025 | 5 | -20.9 | 3
1 Reference Case | 2025 | 5 | -20.8 | 6
1 Reference Case | 2025 | 5 | -20.7 | 7
1 Reference Case | 2025 | 5 | -20.6 | 8
1 Reference Case | 2025 | 5 | -20.5 | 6
1 Reference Case | 2025 | 5 | -20.4 | 3
1 Reference Case | 2025 | 5 | -20.3 | 5
1 Reference Case | 2025 | 5 | -20.2 | 4
1 Reference Case | 2025 | 5 | -20.1 | 4
1 Reference Case | 2025 | 5 | -20 | 8
1 Reference Case | 2025 | 5 | -19.9 | 12
1 Reference Case | 2025 | 5 | -19.8 | 4
1 Reference Case | 2025 | 5 | -19.7 | 3
1 Reference Case | 2025 | 5 | -19.6 | 5
1 Reference Case | 2025 | 5 | -19.5 | 8
1 Reference Case | 2025 | 5 | -19.4 | 6
1 Reference Case | 2025 | 5 | -19.3 | 8
1 Reference Case | 2025 | 5 | -19.2 | 5
1 Reference Case | 2025 | 5 | -19.1 | 3
1 Reference Case | 2025 | 5 | -19 | 5
1 Reference Case | 2025 | 5 | -18.9 | 7
1 Reference Case | 2025 | 5 | -18.8 | 7
1 Reference Case | 2025 | 5 | -18.7 | 7
1 Reference Case | 2025 | 5 | -18.6 | 5
1 Reference Case | 2025 | 5 | -18.5 | 5
1 Reference Case | 2025 | 5 | -18.4 | 9
1 Reference Case | 2025 | 5 | -18.3 | 7
1 Reference Case | 2025 | 5 | -18.2 | 8
1 Reference Case | 2025 | 5 | -18.1 | 7
1 Reference Case | 2025 | 5 | -18 | 6
1 Reference Case | 2025 | 5 | -17.9 | 11
1 Reference Case | 2025 | 5 | -17.8 | 9
1 Reference Case | 2025 | 5 | -17.7 | 6
1 Reference Case | 2025 | 5 | -17.6 | 7
1 Reference Case | 2025 | 5 | -17.5 | 7
1 Reference Case | 2025 | 5 | -17.4 | 5
1 Reference Case | 2025 | 5 | -17.3 | 8
1 Reference Case | 2025 | 5 | -17.2 | 7
1 Reference Case | 2025 | 5 | -17.1 | 10
1 Reference Case | 2025 | 5 | -17 | 5
1 Reference Case | 2025 | 5 | -16.9 | 7
1 Reference Case | 2025 | 5 | -16.8 | 6
1 Reference Case | 2025 | 5 | -16.7 | 9
1 Reference Case | 2025 | 5 | -16.6 | 3
1 Reference Case | 2025 | 5 | -16.5 | 7
1 Reference Case | 2025 | 5 | -16.4 | 5
1 Reference Case | 2025 | 5 | -16.3 | 5
1 Reference Case | 2025 | 5 | -16.2 | 3
1 Reference Case | 2025 | 5 | -16.1 | 4
1 Reference Case | 2025 | 5 | -16 | 12
1 Reference Case | 2025 | 5 | -15.9 | 10
1 Reference Case | 2025 | 5 | -15.8 | 4
1 Reference Case | 2025 | 5 | -15.7 | 9
1 Reference Case | 2025 | 5 | -15.6 | 6
1 Reference Case | 2025 | 5 | -15.5 | 9
1 Reference Case | 2025 | 5 | -15.4 | 8
1 Reference Case | 2025 | 5 | -15.3 | 4
1 Reference Case | 2025 | 5 | -15.2 | 6
1 Reference Case | 2025 | 5 | -15.1 | 9
1 Reference Case | 2025 | 5 | -15 | 9
1 Reference Case | 2025 | 5 | -14.9 | 5
1 Reference Case | 2025 | 5 | -14.8 | 7
1 Reference Case | 2025 | 5 | -14.7 | 4
1 Reference Case | 2025 | 5 | -14.6 | 7
1 Reference Case | 2025 | 5 | -14.5 | 6
1 Reference Case | 2025 | 5 | -14.4 | 5
1 Reference Case | 2025 | 5 | -14.3 | 4
1 Reference Case | 2025 | 5 | -14.2 | 10
1 Reference Case | 2025 | 5 | -14.1 | 10
1 Reference Case | 2025 | 5 | -14 | 5
1 Reference Case | 2025 | 5 | -13.9 | 4
1 Reference Case | 2025 | 5 | -13.8 | 3
1 Reference Case | 2025 | 5 | -13.7 | 4
1 Reference Case | 2025 | 5 | -13.6 | 7
1 Reference Case | 2025 | 5 | -13.5 | 2
1 Reference Case | 2025 | 5 | -13.4 | 10
1 Reference Case | 2025 | 5 | -13.3 | 6
1 Reference Case | 2025 | 5 | -13.2 | 8
1 Reference Case | 2025 | 5 | -13.1 | 9
1 Reference Case | 2025 | 5 | -13 | 6
1 Reference Case | 2025 | 5 | -12.9 | 6
1 Reference Case | 2025 | 5 | -12.8 | 8
1 Reference Case | 2025 | 5 | -12.7 | 8
1 Reference Case | 2025 | 5 | -12.6 | 8
1 Reference Case | 2025 | 5 | -12.5 | 4
1 Reference Case | 2025 | 5 | -12.4 | 13
1 Reference Case | 2025 | 5 | -12.3 | 7
1 Reference Case | 2025 | 5 | -12.2 | 8
1 Reference Case | 2025 | 5 | -12.1 | 11
1 Reference Case | 2025 | 5 | -12 | 8
1 Reference Case | 2025 | 5 | -11.9 | 10
1 Reference Case | 2025 | 5 | -11.8 | 8
1 Reference Case | 2025 | 5 | -11.7 | 4
1 Reference Case | 2025 | 5 | -11.6 | 9
1 Reference Case | 2025 | 5 | -11.5 | 7
1 Reference Case | 2025 | 5 | -11.4 | 3
1 Reference Case | 2025 | 5 | -11.3 | 5
1 Reference Case | 2025 | 5 | -11.2 | 6
1 Reference Case | 2025 | 5 | -11.1 | 5
1 Reference Case | 2025 | 5 | -11 | 8
1 Reference Case | 2025 | 5 | -10.9 | 7
1 Reference Case | 2025 | 5 | -10.8 | 4
1 Reference Case | 2025 | 5 | -10.7 | 6
1 Reference Case | 2025 | 5 | -10.6 | 9
1 Reference Case | 2025 | 5 | -10.5 | 6
1 Reference Case | 2025 | 5 | -10.4 | 9
1 Reference Case | 2025 | 5 | -10.3 | 5
1 Reference Case | 2025 | 5 | -10.2 | 2
1 Reference Case | 2025 | 5 | -10.1 | 4
1 Reference Case | 2025 | 5 | -10 | 5
1 Reference Case | 2025 | 5 | -9.9 | 9
1 Reference Case | 2025 | 5 | -9.8 | 3
1 Reference Case | 2025 | 5 | -9.7 | 2
1 Reference Case | 2025 | 5 | -9.6 | 1
1 Reference Case | 2025 | 5 | -9.5 | 7
1 Reference Case | 2025 | 5 | -9.4 | 1
1 Reference Case | 2025 | 5 | -9.3 | 5
1 Reference Case | 2025 | 5 | -9.2 | 2
1 Reference Case | 2025 | 5 | -9.1 | 3
1 Reference Case | 2025 | 5 | -9 | 3
1 Reference Case | 2025 | 5 | -8.9 | 7
1 Reference Case | 2025 | 5 | -8.8 | 6
1 Reference Case | 2025 | 5 | -8.7 | 3
1 Reference Case | 2025 | 5 | -8.6 | 5
1 Reference Case | 2025 | 5 | -8.5 | 8
1 Reference Case | 2025 | 5 | -8.4 | 5
1 Reference Case | 2025 | 5 | -8.3 | 3
1 Reference Case | 2025 | 5 | -8.2 | 3
1 Reference Case | 2025 | 5 | -8.1 | 3
1 Reference Case | 2025 | 5 | -8 | 3
1 Reference Case | 2025 | 5 | -7.9 | 3
1 Reference Case | 2025 | 5 | -7.8 | 3
1 Reference Case | 2025 | 5 | -7.7 | 1
1 Reference Case | 2025 | 5 | -7.6 | 2
1 Reference Case | 2025 | 5 | -7.5 | 2
1 Reference Case | 2025 | 5 | -7.4 | 2
1 Reference Case | 2025 | 5 | -7.3 | 3
1 Reference Case | 2025 | 5 | -7.2 | 6
1 Reference Case | 2025 | 5 | -7.1 | 5
1 Reference Case | 2025 | 5 | -7 | 5
1 Reference Case | 2025 | 5 | -6.9 | 2
1 Reference Case | 2025 | 5 | -6.8 | 2
1 Reference Case | 2025 | 5 | -6.7 | 3
1 Reference Case | 2025 | 5 | -6.6 | 7
1 Reference Case | 2025 | 5 | -6.5 | 4
1 Reference Case | 2025 | 5 | -6.4 | 5
1 Reference Case | 2025 | 5 | -6.3 | 3
1 Reference Case | 2025 | 5 | -6.2 | 6
1 Reference Case | 2025 | 5 | -6.1 | 5
1 Reference Case | 2025 | 5 | -6 | 3
1 Reference Case | 2025 | 5 | -5.9 | 7
1 Reference Case | 2025 | 5 | -5.8 | 3
1 Reference Case | 2025 | 5 | -5.7 | 3
1 Reference Case | 2025 | 5 | -5.6 | 4
1 Reference Case | 2025 | 5 | -5.5 | 1
1 Reference Case | 2025 | 5 | -5.4 | 6
1 Reference Case | 2025 | 5 | -5.3 | 1
1 Reference Case | 2025 | 5 | -5.2 | 1
1 Reference Case | 2025 | 5 | -5.1 | 2
1 Reference Case | 2025 | 5 | -5 | 5
1 Reference Case | 2025 | 5 | -4.9 | 4
1 Reference Case | 2025 | 5 | -4.8 | 1
1 Reference Case | 2025 | 5 | -4.7 | 5
1 Reference Case | 2025 | 5 | -4.6 | 4
1 Reference Case | 2025 | 5 | -4.5 | 3
1 Reference Case | 2025 | 5 | -4.4 | 1
1 Reference Case | 2025 | 5 | -4.2 | 1
1 Reference Case | 2025 | 5 | -4.1 | 5
1 Reference Case | 2025 | 5 | -3.9 | 1
1 Reference Case | 2025 | 5 | -3.8 | 1
1 Reference Case | 2025 | 5 | -3.7 | 2
1 Reference Case | 2025 | 5 | -3.6 | 1
1 Reference Case | 2025 | 5 | -3.4 | 3
1 Reference Case | 2025 | 5 | -3.3 | 1
1 Reference Case | 2025 | 5 | -3.2 | 1
1 Reference Case | 2025 | 5 | -3 | 2
1 Reference Case | 2025 | 5 | -2.8 | 1
1 Reference Case | 2025 | 5 | -2.5 | 1
1 Reference Case | 2025 | 5 | -2.4 | 1
1 Reference Case | 2025 | 5 | -2.3 | 1
1 Reference Case | 2025 | 5 | -2.2 | 1
1 Reference Case | 2025 | 5 | -2.1 | 1
1 Reference Case | 2025 | 5 | -2 | 1
1 Reference Case | 2025 | 5 | -1.7 | 1
1 Reference Case | 2025 | 5 | -1.5 | 4
1 Reference Case | 2025 | 5 | -1.4 | 1
1 Reference Case | 2025 | 5 | -1.3 | 1
1 Reference Case | 2025 | 5 | -1.2 | 1
1 Reference Case | 2025 | 5 | -1 | 3
1 Reference Case | 2025 | 5 | -0.9 | 1
1 Reference Case | 2025 | 5 | -0.8 | 3
1 Reference Case | 2025 | 5 | -0.7 | 1
1 Reference Case | 2025 | 5 | -0.6 | 2
1 Reference Case | 2025 | 5 | -0.5 | 2
1 Reference Case | 2025 | 5 | 0 | 5
1 Reference Case | 2025 | 5 | 0.7 | 1
1 Reference Case | 2025 | 5 | 0.9 | 1
1 Reference Case | 2025 | 5 | 1.1 | 1
1 Reference Case | 2025 | 5 | 1.2 | 1
1 Reference Case | 2025 | 5 | 1.4 | 1
1 Reference Case | 2025 | 5 | 1.5 | 1
1 Reference Case | 2025 | 5 | 1.6 | 3
1 Reference Case | 2025 | 5 | 1.7 | 1
1 Reference Case | 2025 | 5 | 1.8 | 2
1 Reference Case | 2025 | 5 | 1.9 | 1
1 Reference Case | 2025 | 5 | 2.1 | 1
1 Reference Case | 2025 | 5 | 2.2 | 3
1 Reference Case | 2025 | 5 | 2.4 | 2
1 Reference Case | 2025 | 5 | 2.5 | 2
1 Reference Case | 2025 | 5 | 2.6 | 1
1 Reference Case | 2025 | 5 | 2.7 | 1
1 Reference Case | 2025 | 5 | 2.9 | 2
1 Reference Case | 2025 | 5 | 3 | 2
1 Reference Case | 2025 | 5 | 3.1 | 1
1 Reference Case | 2025 | 5 | 3.2 | 1
1 Reference Case | 2025 | 5 | 3.3 | 1
1 Reference Case | 2025 | 5 | 3.4 | 2
1 Reference Case | 2025 | 5 | 3.5 | 1
1 Reference Case | 2025 | 5 | 3.6 | 1
1 Reference Case | 2025 | 5 | 3.7 | 1
1 Reference Case | 2025 | 5 | 3.8 | 2
1 Reference Case | 2025 | 5 | 3.9 | 1
1 Reference Case | 2025 | 5 | 4 | 2
1 Reference Case | 2025 | 5 | 4.1 | 1
1 Reference Case | 2025 | 5 | 4.3 | 2
1 Reference Case | 2025 | 5 | 4.4 | 3
1 Reference Case | 2025 | 5 | 4.5 | 2
1 Reference Case | 2025 | 5 | 4.6 | 3
1 Reference Case | 2025 | 5 | 4.8 | 2
1 Reference Case | 2025 | 5 | 4.9 | 6
1 Reference Case | 2025 | 5 | 5 | 3
1 Reference Case | 2025 | 5 | 5.3 | 3
1 Reference Case | 2025 | 5 | 5.4 | 2
1 Reference Case | 2025 | 5 | 5.6 | 2
1 Reference Case | 2025 | 5 | 5.7 | 3
1 Reference Case | 2025 | 5 | 5.8 | 1
1 Reference Case | 2025 | 5 | 5.9 | 7
1 Reference Case | 2025 | 5 | 6 | 4
1 Reference Case | 2025 | 5 | 6.1 | 5
1 Reference Case | 2025 | 5 | 6.2 | 3
1 Reference Case | 2025 | 5 | 6.3 | 3
1 Reference Case | 2025 | 5 | 6.4 | 3
1 Reference Case | 2025 | 5 | 6.6 | 3
1 Reference Case | 2025 | 5 | 6.7 | 3
1 Reference Case | 2025 | 5 | 6.8 | 3
1 Reference Case | 2025 | 5 | 6.9 | 2
1 Reference Case | 2025 | 5 | 7 | 2
1 Reference Case | 2025 | 5 | 7.1 | 5
1 Reference Case | 2025 | 5 | 7.2 | 2
1 Reference Case | 2025 | 5 | 7.3 | 6
1 Reference Case | 2025 | 5 | 7.4 | 4
1 Reference Case | 2025 | 5 | 7.5 | 7
1 Reference Case | 2025 | 5 | 7.6 | 2
1 Reference Case | 2025 | 5 | 7.7 | 5
1 Reference Case | 2025 | 5 | 7.8 | 1
1 Reference Case | 2025 | 5 | 7.9 | 7
1 Reference Case | 2025 | 5 | 8 | 3
1 Reference Case | 2025 | 5 | 8.1 | 1
1 Reference Case | 2025 | 5 | 8.2 | 6
1 Reference Case | 2025 | 5 | 8.3 | 3
1 Reference Case | 2025 | 5 | 8.4 | 1
1 Reference Case | 2025 | 5 | 8.5 | 6
1 Reference Case | 2025 | 5 | 8.6 | 3
1 Reference Case | 2025 | 5 | 8.7 | 4
1 Reference Case | 2025 | 5 | 8.8 | 2
1 Reference Case | 2025 | 5 | 8.9 | 3
1 Reference Case | 2025 | 5 | 9 | 8
1 Reference Case | 2025 | 5 | 9.1 | 6
1 Reference Case | 2025 | 5 | 9.2 | 4
1 Reference Case | 2025 | 5 | 9.3 | 11
1 Reference Case | 2025 | 5 | 9.4 | 7
1 Reference Case | 2025 | 5 | 9.5 | 2
1 Reference Case | 2025 | 5 | 9.6 | 4
1 Reference Case | 2025 | 5 | 9.7 | 7
1 Reference Case | 2025 | 5 | 9.8 | 10
1 Reference Case | 2025 | 5 | 9.9 | 4
1 Reference Case | 2025 | 5 | 10 | 5
1 Reference Case | 2025 | 5 | 10.1 | 2
1 Reference Case | 2025 | 5 | 10.2 | 7
1 Reference Case | 2025 | 5 | 10.3 | 5
1 Reference Case | 2025 | 5 | 10.4 | 5
1 Reference Case | 2025 | 5 | 10.5 | 2
1 Reference Case | 2025 | 5 | 10.6 | 6
1 Reference Case | 2025 | 5 | 10.7 | 5
1 Reference Case | 2025 | 5 | 10.8 | 2
1 Reference Case | 2025 | 5 | 10.9 | 4
1 Reference Case | 2025 | 5 | 11 | 7
1 Reference Case | 2025 | 5 | 11.1 | 2
1 Reference Case | 2025 | 5 | 11.2 | 4
1 Reference Case | 2025 | 5 | 11.3 | 6
1 Reference Case | 2025 | 5 | 11.4 | 2
1 Reference Case | 2025 | 5 | 11.5 | 7
1 Reference Case | 2025 | 5 | 11.6 | 7
1 Reference Case | 2025 | 5 | 11.7 | 5
1 Reference Case | 2025 | 5 | 11.8 | 5
1 Reference Case | 2025 | 5 | 11.9 | 7
1 Reference Case | 2025 | 5 | 12 | 6
1 Reference Case | 2025 | 5 | 12.1 | 2
1 Reference Case | 2025 | 5 | 12.2 | 5
1 Reference Case | 2025 | 5 | 12.3 | 5
1 Reference Case | 2025 | 5 | 12.4 | 5
1 Reference Case | 2025 | 5 | 12.5 | 6
1 Reference Case | 2025 | 5 | 12.6 | 7
1 Reference Case | 2025 | 5 | 12.7 | 6
1 Reference Case | 2025 | 5 | 12.8 | 4
1 Reference Case | 2025 | 5 | 12.9 | 4
1 Reference Case | 2025 | 5 | 13 | 7
1 Reference Case | 2025 | 5 | 13.1 | 7
1 Reference Case | 2025 | 5 | 13.2 | 4
1 Reference Case | 2025 | 5 | 13.3 | 7
1 Reference Case | 2025 | 5 | 13.4 | 5
1 Reference Case | 2025 | 5 | 13.5 | 7
1 Reference Case | 2025 | 5 | 13.6 | 7
1 Reference Case | 2025 | 5 | 13.7 | 10
1 Reference Case | 2025 | 5 | 13.8 | 4
1 Reference Case | 2025 | 5 | 13.9 | 9
1 Reference Case | 2025 | 5 | 14 | 9
1 Reference Case | 2025 | 5 | 14.1 | 7
1 Reference Case | 2025 | 5 | 14.2 | 2
1 Reference Case | 2025 | 5 | 14.3 | 7
1 Reference Case | 2025 | 5 | 14.4 | 6
1 Reference Case | 2025 | 5 | 14.5 | 13
1 Reference Case | 2025 | 5 | 14.6 | 6
1 Reference Case | 2025 | 5 | 14.7 | 7
1 Reference Case | 2025 | 5 | 14.8 | 10
1 Reference Case | 2025 | 5 | 14.9 | 4
1 Reference Case | 2025 | 5 | 15 | 6
1 Reference Case | 2025 | 5 | 15.1 | 11
1 Reference Case | 2025 | 5 | 15.2 | 4
1 Reference Case | 2025 | 5 | 15.3 | 8
1 Reference Case | 2025 | 5 | 15.4 | 5
1 Reference Case | 2025 | 5 | 15.5 | 5
1 Reference Case | 2025 | 5 | 15.6 | 6
1 Reference Case | 2025 | 5 | 15.7 | 4
1 Reference Case | 2025 | 5 | 15.8 | 7
1 Reference Case | 2025 | 5 | 15.9 | 10
1 Reference Case | 2025 | 5 | 16 | 13
1 Reference Case | 2025 | 5 | 16.1 | 7
1 Reference Case | 2025 | 5 | 16.2 | 2
1 Reference Case | 2025 | 5 | 16.3 | 5
1 Reference Case | 2025 | 5 | 16.4 | 8
1 Reference Case | 2025 | 5 | 16.5 | 7
1 Reference Case | 2025 | 5 | 16.6 | 5
1 Reference Case | 2025 | 5 | 16.7 | 6
1 Reference Case | 2025 | 5 | 16.8 | 8
1 Reference Case | 2025 | 5 | 16.9 | 9
1 Reference Case | 2025 | 5 | 17 | 4
1 Reference Case | 2025 | 5 | 17.1 | 6
1 Reference Case | 2025 | 5 | 17.2 | 7
1 Reference Case | 2025 | 5 | 17.3 | 4
1 Reference Case | 2025 | 5 | 17.4 | 6
1 Reference Case | 2025 | 5 | 17.5 | 9
1 Reference Case | 2025 | 5 | 17.6 | 6
1 Reference Case | 2025 | 5 | 17.7 | 2
1 Reference Case | 2025 | 5 | 17.8 | 3
1 Reference Case | 2025 | 5 | 17.9 | 2
1 Reference Case | 2025 | 5 | 18 | 5
1 Reference Case | 2025 | 5 | 18.1 | 7
1 Reference Case | 2025 | 5 | 18.2 | 7
1 Reference Case | 2025 | 5 | 18.3 | 2
1 Reference Case | 2025 | 5 | 18.4 | 4
1 Reference Case | 2025 | 5 | 18.5 | 6
1 Reference Case | 2025 | 5 | 18.6 | 9
1 Reference Case | 2025 | 5 | 18.7 | 4
1 Reference Case | 2025 | 5 | 18.8 | 6
1 Reference Case | 2025 | 5 | 18.9 | 5
1 Reference Case | 2025 | 5 | 19 | 5
1 Reference Case | 2025 | 5 | 19.1 | 8
1 Reference Case | 2025 | 5 | 19.2 | 6
1 Reference Case | 2025 | 5 | 19.3 | 2
1 Reference Case | 2025 | 5 | 19.4 | 2
1 Reference Case | 2025 | 5 | 19.5 | 4
1 Reference Case | 2025 | 5 | 19.6 | 8
1 Reference Case | 2025 | 5 | 19.7 | 8
1 Reference Case | 2025 | 5 | 19.8 | 4
1 Reference Case | 2025 | 5 | 19.9 | 6
1 Reference Case | 2025 | 5 | 20 | 1
1 Reference Case | 2025 | 5 | 20.1 | 7
1 Reference Case | 2025 | 5 | 20.2 | 6
1 Reference Case | 2025 | 5 | 20.3 | 4
1 Reference Case | 2025 | 5 | 20.4 | 7
1 Reference Case | 2025 | 5 | 20.5 | 6
1 Reference Case | 2025 | 5 | 20.6 | 5
1 Reference Case | 2025 | 5 | 20.7 | 10
1 Reference Case | 2025 | 5 | 20.8 | 8
1 Reference Case | 2025 | 5 | 20.9 | 1
1 Reference Case | 2025 | 5 | 21 | 6
1 Reference Case | 2025 | 5 | 21.1 | 3
1 Reference Case | 2025 | 5 | 21.2 | 10
1 Reference Case | 2025 | 5 | 21.3 | 2
1 Reference Case | 2025 | 5 | 21.4 | 5
1 Reference Case | 2025 | 5 | 21.5 | 3
1 Reference Case | 2025 | 5 | 21.6 | 10
1 Reference Case | 2025 | 5 | 21.7 | 5
1 Reference Case | 2025 | 5 | 21.8 | 5
1 Reference Case | 2025 | 5 | 21.9 | 5
1 Reference Case | 2025 | 5 | 22 | 5
1 Reference Case | 2025 | 5 | 22.1 | 7
1 Reference Case | 2025 | 5 | 22.2 | 6
1 Reference Case | 2025 | 5 | 22.3 | 8
1 Reference Case | 2025 | 5 | 22.4 | 5
1 Reference Case | 2025 | 5 | 22.5 | 5
1 Reference Case | 2025 | 5 | 22.6 | 5
1 Reference Case | 2025 | 5 | 22.7 | 4
1 Reference Case | 2025 | 5 | 22.8 | 10
1 Reference Case | 2025 | 5 | 22.9 | 3
1 Reference Case | 2025 | 5 | 23 | 5
1 Reference Case | 2025 | 5 | 23.1 | 3
1 Reference Case | 2025 | 5 | 23.2 | 5
1 Reference Case | 2025 | 5 | 23.3 | 6
1 Reference Case | 2025 | 5 | 23.4 | 4
1 Reference Case | 2025 | 5 | 23.5 | 4
1 Reference Case | 2025 | 5 | 23.6 | 6
1 Reference Case | 2025 | 5 | 23.7 | 2
1 Reference Case | 2025 | 5 | 23.8 | 4
1 Reference Case | 2025 | 5 | 23.9 | 6
1 Reference Case | 2025 | 5 | 24 | 5
1 Reference Case | 2025 | 5 | 24.1 | 8
1 Reference Case | 2025 | 5 | 24.2 | 2
1 Reference Case | 2025 | 5 | 24.3 | 4
1 Reference Case | 2025 | 5 | 24.4 | 2
1 Reference Case | 2025 | 5 | 24.5 | 4
1 Reference Case | 2025 | 5 | 24.6 | 6
1 Reference Case | 2025 | 5 | 24.7 | 5
1 Reference Case | 2025 | 5 | 24.8 | 4
1 Reference Case | 2025 | 5 | 24.9 | 6
1 Reference Case | 2025 | 5 | 25 | 5
1 Reference Case | 2025 | 5 | 25.1 | 5
1 Reference Case | 2025 | 5 | 25.2 | 5
1 Reference Case | 2025 | 5 | 25.3 | 4
1 Reference Case | 2025 | 5 | 25.4 | 5
1 Reference Case | 2025 | 5 | 25.5 | 1
1 Reference Case | 2025 | 5 | 25.6 | 1
1 Reference Case | 2025 | 5 | 25.7 | 3
1 Reference Case | 2025 | 5 | 25.8 | 3
1 Reference Case | 2025 | 5 | 25.9 | 2
1 Reference Case | 2025 | 5 | 26 | 3
1 Reference Case | 2025 | 5 | 26.1 | 5
1 Reference Case | 2025 | 5 | 26.2 | 3
1 Reference Case | 2025 | 5 | 26.3 | 2
1 Reference Case | 2025 | 5 | 26.4 | 8
1 Reference Case | 2025 | 5 | 26.5 | 5
1 Reference Case | 2025 | 5 | 26.6 | 6
1 Reference Case | 2025 | 5 | 26.7 | 2
1 Reference Case | 2025 | 5 | 26.8 | 4
1 Reference Case | 2025 | 5 | 26.9 | 5
1 Reference Case | 2025 | 5 | 27 | 4
1 Reference Case | 2025 | 5 | 27.1 | 3
1 Reference Case | 2025 | 5 | 27.2 | 2
1 Reference Case | 2025 | 5 | 27.3 | 1
1 Reference Case | 2025 | 5 | 27.4 | 2
1 Reference Case | 2025 | 5 | 27.6 | 7
1 Reference Case | 2025 | 5 | 27.7 | 7
1 Reference Case | 2025 | 5 | 27.9 | 6
1 Reference Case | 2025 | 5 | 28 | 7
1 Reference Case | 2025 | 5 | 28.1 | 5
1 Reference Case | 2025 | 5 | 28.2 | 5
1 Reference Case | 2025 | 5 | 28.3 | 4
1 Reference Case | 2025 | 5 | 28.4 | 2
1 Reference Case | 2025 | 5 | 28.5 | 4
1 Reference Case | 2025 | 5 | 28.6 | 5
1 Reference Case | 2025 | 5 | 28.7 | 5
1 Reference Case | 2025 | 5 | 28.8 | 2
1 Reference Case | 2025 | 5 | 28.9 | 4
1 Reference Case | 2025 | 5 | 29 | 2
1 Reference Case | 2025 | 5 | 29.1 | 1
1 Reference Case | 2025 | 5 | 29.2 | 2
1 Reference Case | 2025 | 5 | 29.3 | 3
1 Reference Case | 2025 | 5 | 29.4 | 3
1 Reference Case | 2025 | 5 | 29.5 | 2
1 Reference Case | 2025 | 5 | 29.6 | 5
1 Reference Case | 2025 | 5 | 29.7 | 3
1 Reference Case | 2025 | 5 | 29.8 | 3
1 Reference Case | 2025 | 5 | 29.9 | 2
1 Reference Case | 2025 | 5 | 30 | 3
1 Reference Case | 2025 | 5 | 30.1 | 5
1 Reference Case | 2025 | 5 | 30.2 | 2
1 Reference Case | 2025 | 5 | 30.3 | 1
1 Reference Case | 2025 | 5 | 30.4 | 2
1 Reference Case | 2025 | 5 | 30.5 | 3
1 Reference Case | 2025 | 5 | 30.6 | 2
1 Reference Case | 2025 | 5 | 30.7 | 2
1 Reference Case | 2025 | 5 | 30.8 | 4
1 Reference Case | 2025 | 5 | 30.9 | 3
1 Reference Case | 2025 | 5 | 31 | 3
1 Reference Case | 2025 | 5 | 31.1 | 2
1 Reference Case | 2025 | 5 | 31.2 | 2
1 Reference Case | 2025 | 5 | 31.3 | 6
1 Reference Case | 2025 | 5 | 31.4 | 6
1 Reference Case | 2025 | 5 | 31.5 | 2
1 Reference Case | 2025 | 5 | 31.6 | 1
1 Reference Case | 2025 | 5 | 31.7 | 3
1 Reference Case | 2025 | 5 | 31.8 | 2
1 Reference Case | 2025 | 5 | 31.9 | 4
1 Reference Case | 2025 | 5 | 32 | 1
1 Reference Case | 2025 | 5 | 32.1 | 4
1 Reference Case | 2025 | 5 | 32.2 | 3
1 Reference Case | 2025 | 5 | 32.3 | 2
1 Reference Case | 2025 | 5 | 32.4 | 1
1 Reference Case | 2025 | 5 | 32.5 | 2
1 Reference Case | 2025 | 5 | 32.6 | 4
1 Reference Case | 2025 | 5 | 32.7 | 3
1 Reference Case | 2025 | 5 | 32.9 | 1
1 Reference Case | 2025 | 5 | 33 | 1
1 Reference Case | 2025 | 5 | 33.1 | 1
1 Reference Case | 2025 | 5 | 33.2 | 3
1 Reference Case | 2025 | 5 | 33.3 | 2
1 Reference Case | 2025 | 5 | 33.4 | 3
1 Reference Case | 2025 | 5 | 33.5 | 4
1 Reference Case | 2025 | 5 | 33.6 | 1
1 Reference Case | 2025 | 5 | 33.7 | 3
1 Reference Case | 2025 | 5 | 33.8 | 1
1 Reference Case | 2025 | 5 | 33.9 | 1
1 Reference Case | 2025 | 5 | 34 | 3
1 Reference Case | 2025 | 5 | 34.1 | 2
1 Reference Case | 2025 | 5 | 34.2 | 2
1 Reference Case | 2025 | 5 | 34.3 | 6
1 Reference Case | 2025 | 5 | 34.4 | 2
1 Reference Case | 2025 | 5 | 34.5 | 3
1 Reference Case | 2025 | 5 | 34.7 | 2
1 Reference Case | 2025 | 5 | 34.9 | 2
1 Reference Case | 2025 | 5 | 35 | 2
1 Reference Case | 2025 | 5 | 35.1 | 1
1 Reference Case | 2025 | 5 | 35.3 | 2
1 Reference Case | 2025 | 5 | 35.4 | 1
1 Reference Case | 2025 | 5 | 35.5 | 3
1 Reference Case | 2025 | 5 | 36 | 2
1 Reference Case | 2025 | 5 | 36.1 | 1
1 Reference Case | 2025 | 5 | 36.2 | 2
1 Reference Case | 2025 | 5 | 36.3 | 2
1 Reference Case | 2025 | 5 | 36.4 | 3
1 Reference Case | 2025 | 5 | 36.5 | 1
1 Reference Case | 2025 | 5 | 36.6 | 3
1 Reference Case | 2025 | 5 | 36.7 | 3
1 Reference Case | 2025 | 5 | 36.8 | 2
1 Reference Case | 2025 | 5 | 36.9 | 2
1 Reference Case | 2025 | 5 | 37 | 1
1 Reference Case | 2025 | 5 | 37.2 | 1
1 Reference Case | 2025 | 5 | 37.3 | 2
1 Reference Case | 2025 | 5 | 37.4 | 2
1 Reference Case | 2025 | 5 | 37.5 | 3
1 Reference Case | 2025 | 5 | 37.7 | 2
1 Reference Case | 2025 | 5 | 37.8 | 1
1 Reference Case | 2025 | 5 | 38 | 3
1 Reference Case | 2025 | 5 | 38.1 | 1
1 Reference Case | 2025 | 5 | 38.2 | 1
1 Reference Case | 2025 | 5 | 38.4 | 1
1 Reference Case | 2025 | 5 | 38.5 | 3
1 Reference Case | 2025 | 5 | 38.7 | 2
1 Reference Case | 2025 | 5 | 39 | 1
1 Reference Case | 2025 | 5 | 39.4 | 1
1 Reference Case | 2025 | 5 | 39.6 | 1
1 Reference Case | 2025 | 5 | 39.7 | 3
1 Reference Case | 2025 | 5 | 39.8 | 1
1 Reference Case | 2025 | 5 | 39.9 | 4
1 Reference Case | 2025 | 5 | 40 | 2
1 Reference Case | 2025 | 5 | 40.1 | 1
1 Reference Case | 2025 | 5 | 40.4 | 1
1 Reference Case | 2025 | 5 | 40.5 | 1
1 Reference Case | 2025 | 5 | 40.6 | 2
1 Reference Case | 2025 | 5 | 40.7 | 1
1 Reference Case | 2025 | 5 | 40.9 | 2
1 Reference Case | 2025 | 5 | 41.2 | 1
1 Reference Case | 2025 | 5 | 41.3 | 1
1 Reference Case | 2025 | 5 | 41.9 | 2
1 Reference Case | 2025 | 5 | 42.1 | 1
1 Reference Case | 2025 | 5 | 42.7 | 1
1 Reference Case | 2025 | 5 | 42.9 | 2
1 Reference Case | 2025 | 5 | 43 | 2
1 Reference Case | 2025 | 5 | 43.1 | 1
1 Reference Case | 2025 | 5 | 43.7 | 1
1 Reference Case | 2025 | 5 | 43.9 | 1
1 Reference Case | 2025 | 5 | 44.1 | 1
1 Reference Case | 2025 | 5 | 44.4 | 1
1 Reference Case | 2025 | 5 | 44.5 | 1
1 Reference Case | 2025 | 5 | 44.8 | 1
1 Reference Case | 2025 | 5 | 45 | 1
1 Reference Case | 2025 | 5 | 45.1 | 1
1 Reference Case | 2025 | 5 | 45.2 | 1
1 Reference Case | 2025 | 5 | 45.4 | 1
1 Reference Case | 2025 | 5 | 45.5 | 4
1 Reference Case | 2025 | 5 | 45.7 | 2
1 Reference Case | 2025 | 5 | 45.9 | 1
1 Reference Case | 2025 | 5 | 46.2 | 1
1 Reference Case | 2025 | 5 | 46.4 | 1
1 Reference Case | 2025 | 5 | 46.7 | 2
1 Reference Case | 2025 | 5 | 46.9 | 1
1 Reference Case | 2025 | 5 | 47 | 1
1 Reference Case | 2025 | 5 | 47.3 | 1
1 Reference Case | 2025 | 5 | 47.5 | 1
1 Reference Case | 2025 | 5 | 47.7 | 1
1 Reference Case | 2025 | 5 | 47.9 | 3
1 Reference Case | 2025 | 5 | 48.2 | 1
1 Reference Case | 2025 | 5 | 48.4 | 1
1 Reference Case | 2025 | 5 | 49.2 | 1
1 Reference Case | 2025 | 5 | 49.8 | 1
1 Reference Case | 2025 | 5 | 50 | 1
1 Reference Case | 2025 | 5 | 51.5 | 1
1 Reference Case | 2025 | 5 | 51.6 | 1
1 Reference Case | 2025 | 5 | 51.9 | 1
1 Reference Case | 2025 | 5 | 53.5 | 2
1 Reference Case | 2025 | 5 | 53.6 | 1
1 Reference Case | 2025 | 5 | 54.7 | 1
1 Reference Case | 2025 | 5 | 56.5 | 1
1 Reference Case | 2025 | 5 | 57 | 1
1 Reference Case | 2025 | 5 | 57.3 | 1
1 Reference Case | 2025 | 5 | 57.9 | 1
1 Reference Case | 2025 | 5 | 59.3 | 1
1 Reference Case | 2025 | 5 | 59.6 | 1
1 Reference Case | 2025 | 5 | 63.6 | 1
1 Reference Case | 2025 | 5 | 64.1 | 1
1 Reference Case | 2025 | 5 | 77.8 | 1
1 Reference Case | 2025 | 5 | 84.4 | 1
1 Reference Case | 2025 | 5 | 146.1 | 1
1 Reference Case | 2025 | 5 | 425.7 | 1
1 Reference Case | 2025 | 6 | -87.6 | 1
1 Reference Case | 2025 | 6 | -83.2 | 1
1 Reference Case | 2025 | 6 | -80.9 | 1
1 Reference Case | 2025 | 6 | -72.8 | 1
1 Reference Case | 2025 | 6 | -71 | 1
1 Reference Case | 2025 | 6 | -60.3 | 1
1 Reference Case | 2025 | 6 | -57.6 | 1
1 Reference Case | 2025 | 6 | -56.7 | 1
1 Reference Case | 2025 | 6 | -56.3 | 1
1 Reference Case | 2025 | 6 | -53.9 | 1
1 Reference Case | 2025 | 6 | -53 | 1
1 Reference Case | 2025 | 6 | -52.7 | 1
1 Reference Case | 2025 | 6 | -52.2 | 1
1 Reference Case | 2025 | 6 | -51.6 | 2
1 Reference Case | 2025 | 6 | -51.2 | 1
1 Reference Case | 2025 | 6 | -49.8 | 1
1 Reference Case | 2025 | 6 | -49.3 | 1
1 Reference Case | 2025 | 6 | -48.6 | 1
1 Reference Case | 2025 | 6 | -48.5 | 1
1 Reference Case | 2025 | 6 | -48.1 | 1
1 Reference Case | 2025 | 6 | -47.7 | 1
1 Reference Case | 2025 | 6 | -47.2 | 1
1 Reference Case | 2025 | 6 | -46.5 | 2
1 Reference Case | 2025 | 6 | -46.4 | 1
1 Reference Case | 2025 | 6 | -45.9 | 3
1 Reference Case | 2025 | 6 | -45.1 | 1
1 Reference Case | 2025 | 6 | -44.8 | 2
1 Reference Case | 2025 | 6 | -44.3 | 1
1 Reference Case | 2025 | 6 | -44.1 | 1
1 Reference Case | 2025 | 6 | -44 | 1
1 Reference Case | 2025 | 6 | -43.8 | 1
1 Reference Case | 2025 | 6 | -43.6 | 1
1 Reference Case | 2025 | 6 | -43.5 | 1
1 Reference Case | 2025 | 6 | -43.4 | 1
1 Reference Case | 2025 | 6 | -43.2 | 1
1 Reference Case | 2025 | 6 | -42.9 | 1
1 Reference Case | 2025 | 6 | -42.8 | 1
1 Reference Case | 2025 | 6 | -42.7 | 1
1 Reference Case | 2025 | 6 | -42.6 | 1
1 Reference Case | 2025 | 6 | -41.9 | 1
1 Reference Case | 2025 | 6 | -41.8 | 1
1 Reference Case | 2025 | 6 | -41.4 | 1
1 Reference Case | 2025 | 6 | -40.8 | 2
1 Reference Case | 2025 | 6 | -40.7 | 2
1 Reference Case | 2025 | 6 | -40.6 | 1
1 Reference Case | 2025 | 6 | -40.4 | 1
1 Reference Case | 2025 | 6 | -40.3 | 2
1 Reference Case | 2025 | 6 | -40.2 | 1
1 Reference Case | 2025 | 6 | -40 | 2
1 Reference Case | 2025 | 6 | -39.8 | 1
1 Reference Case | 2025 | 6 | -39.3 | 1
1 Reference Case | 2025 | 6 | -38.5 | 1
1 Reference Case | 2025 | 6 | -38.4 | 1
1 Reference Case | 2025 | 6 | -38.2 | 2
1 Reference Case | 2025 | 6 | -37.8 | 1
1 Reference Case | 2025 | 6 | -37.7 | 1
1 Reference Case | 2025 | 6 | -37 | 1
1 Reference Case | 2025 | 6 | -36.8 | 2
1 Reference Case | 2025 | 6 | -36.7 | 1
1 Reference Case | 2025 | 6 | -36.6 | 3
1 Reference Case | 2025 | 6 | -36.5 | 1
1 Reference Case | 2025 | 6 | -36.4 | 2
1 Reference Case | 2025 | 6 | -36.3 | 2
1 Reference Case | 2025 | 6 | -36.2 | 2
1 Reference Case | 2025 | 6 | -35.9 | 1
1 Reference Case | 2025 | 6 | -35.8 | 2
1 Reference Case | 2025 | 6 | -35.7 | 1
1 Reference Case | 2025 | 6 | -35.4 | 3
1 Reference Case | 2025 | 6 | -35.3 | 1
1 Reference Case | 2025 | 6 | -35.2 | 2
1 Reference Case | 2025 | 6 | -35 | 3
1 Reference Case | 2025 | 6 | -34.7 | 1
1 Reference Case | 2025 | 6 | -34.6 | 1
1 Reference Case | 2025 | 6 | -34.4 | 3
1 Reference Case | 2025 | 6 | -34.2 | 3
1 Reference Case | 2025 | 6 | -34.1 | 1
1 Reference Case | 2025 | 6 | -33.9 | 1
1 Reference Case | 2025 | 6 | -33.8 | 2
1 Reference Case | 2025 | 6 | -33.7 | 2
1 Reference Case | 2025 | 6 | -33.6 | 2
1 Reference Case | 2025 | 6 | -33.4 | 3
1 Reference Case | 2025 | 6 | -33.3 | 2
1 Reference Case | 2025 | 6 | -33.2 | 1
1 Reference Case | 2025 | 6 | -33.1 | 2
1 Reference Case | 2025 | 6 | -33 | 1
1 Reference Case | 2025 | 6 | -32.9 | 1
1 Reference Case | 2025 | 6 | -32.8 | 1
1 Reference Case | 2025 | 6 | -32.7 | 1
1 Reference Case | 2025 | 6 | -32.6 | 1
1 Reference Case | 2025 | 6 | -32.5 | 1
1 Reference Case | 2025 | 6 | -32.4 | 1
1 Reference Case | 2025 | 6 | -32.3 | 2
1 Reference Case | 2025 | 6 | -31.9 | 1
1 Reference Case | 2025 | 6 | -31.5 | 2
1 Reference Case | 2025 | 6 | -31.4 | 1
1 Reference Case | 2025 | 6 | -31.3 | 1
1 Reference Case | 2025 | 6 | -31.2 | 1
1 Reference Case | 2025 | 6 | -31.1 | 1
1 Reference Case | 2025 | 6 | -31 | 2
1 Reference Case | 2025 | 6 | -30.9 | 3
1 Reference Case | 2025 | 6 | -30.8 | 1
1 Reference Case | 2025 | 6 | -30.7 | 4
1 Reference Case | 2025 | 6 | -30.6 | 2
1 Reference Case | 2025 | 6 | -30.5 | 2
1 Reference Case | 2025 | 6 | -30.3 | 1
1 Reference Case | 2025 | 6 | -30.2 | 1
1 Reference Case | 2025 | 6 | -30.1 | 1
1 Reference Case | 2025 | 6 | -30 | 4
1 Reference Case | 2025 | 6 | -29.9 | 3
1 Reference Case | 2025 | 6 | -29.8 | 2
1 Reference Case | 2025 | 6 | -29.7 | 3
1 Reference Case | 2025 | 6 | -29.6 | 3
1 Reference Case | 2025 | 6 | -29.5 | 4
1 Reference Case | 2025 | 6 | -29.3 | 1
1 Reference Case | 2025 | 6 | -29.2 | 4
1 Reference Case | 2025 | 6 | -29.1 | 3
1 Reference Case | 2025 | 6 | -29 | 2
1 Reference Case | 2025 | 6 | -28.9 | 1
1 Reference Case | 2025 | 6 | -28.8 | 1
1 Reference Case | 2025 | 6 | -28.7 | 1
1 Reference Case | 2025 | 6 | -28.6 | 2
1 Reference Case | 2025 | 6 | -28.5 | 3
1 Reference Case | 2025 | 6 | -28.4 | 1
1 Reference Case | 2025 | 6 | -28.3 | 4
1 Reference Case | 2025 | 6 | -28.2 | 1
1 Reference Case | 2025 | 6 | -28.1 | 2
1 Reference Case | 2025 | 6 | -28 | 1
1 Reference Case | 2025 | 6 | -27.9 | 4
1 Reference Case | 2025 | 6 | -27.8 | 1
1 Reference Case | 2025 | 6 | -27.7 | 2
1 Reference Case | 2025 | 6 | -27.6 | 4
1 Reference Case | 2025 | 6 | -27.5 | 2
1 Reference Case | 2025 | 6 | -27.4 | 1
1 Reference Case | 2025 | 6 | -27.3 | 1
1 Reference Case | 2025 | 6 | -27.2 | 2
1 Reference Case | 2025 | 6 | -27.1 | 4
1 Reference Case | 2025 | 6 | -27 | 2
1 Reference Case | 2025 | 6 | -26.9 | 3
1 Reference Case | 2025 | 6 | -26.8 | 3
1 Reference Case | 2025 | 6 | -26.7 | 1
1 Reference Case | 2025 | 6 | -26.5 | 4
1 Reference Case | 2025 | 6 | -26.4 | 4
1 Reference Case | 2025 | 6 | -26.3 | 2
1 Reference Case | 2025 | 6 | -26.2 | 4
1 Reference Case | 2025 | 6 | -26.1 | 1
1 Reference Case | 2025 | 6 | -26 | 1
1 Reference Case | 2025 | 6 | -25.9 | 1
1 Reference Case | 2025 | 6 | -25.8 | 4
1 Reference Case | 2025 | 6 | -25.7 | 4
1 Reference Case | 2025 | 6 | -25.6 | 2
1 Reference Case | 2025 | 6 | -25.4 | 2
1 Reference Case | 2025 | 6 | -25.3 | 2
1 Reference Case | 2025 | 6 | -25.2 | 5
1 Reference Case | 2025 | 6 | -25.1 | 2
1 Reference Case | 2025 | 6 | -25 | 1
1 Reference Case | 2025 | 6 | -24.9 | 5
1 Reference Case | 2025 | 6 | -24.8 | 2
1 Reference Case | 2025 | 6 | -24.7 | 3
1 Reference Case | 2025 | 6 | -24.6 | 2
1 Reference Case | 2025 | 6 | -24.5 | 6
1 Reference Case | 2025 | 6 | -24.4 | 2
1 Reference Case | 2025 | 6 | -24.3 | 2
1 Reference Case | 2025 | 6 | -24.2 | 2
1 Reference Case | 2025 | 6 | -24 | 4
1 Reference Case | 2025 | 6 | -23.9 | 5
1 Reference Case | 2025 | 6 | -23.8 | 1
1 Reference Case | 2025 | 6 | -23.7 | 5
1 Reference Case | 2025 | 6 | -23.6 | 4
1 Reference Case | 2025 | 6 | -23.5 | 1
1 Reference Case | 2025 | 6 | -23.4 | 3
1 Reference Case | 2025 | 6 | -23.3 | 2
1 Reference Case | 2025 | 6 | -23.2 | 3
1 Reference Case | 2025 | 6 | -23.1 | 4
1 Reference Case | 2025 | 6 | -23 | 3
1 Reference Case | 2025 | 6 | -22.9 | 5
1 Reference Case | 2025 | 6 | -22.8 | 2
1 Reference Case | 2025 | 6 | -22.7 | 4
1 Reference Case | 2025 | 6 | -22.6 | 3
1 Reference Case | 2025 | 6 | -22.5 | 2
1 Reference Case | 2025 | 6 | -22.4 | 5
1 Reference Case | 2025 | 6 | -22.3 | 6
1 Reference Case | 2025 | 6 | -22.2 | 1
1 Reference Case | 2025 | 6 | -22.1 | 2
1 Reference Case | 2025 | 6 | -22 | 3
1 Reference Case | 2025 | 6 | -21.9 | 4
1 Reference Case | 2025 | 6 | -21.8 | 1
1 Reference Case | 2025 | 6 | -21.7 | 3
1 Reference Case | 2025 | 6 | -21.6 | 4
1 Reference Case | 2025 | 6 | -21.5 | 8
1 Reference Case | 2025 | 6 | -21.4 | 4
1 Reference Case | 2025 | 6 | -21.3 | 4
1 Reference Case | 2025 | 6 | -21.2 | 2
1 Reference Case | 2025 | 6 | -21.1 | 3
1 Reference Case | 2025 | 6 | -21 | 7
1 Reference Case | 2025 | 6 | -20.9 | 4
1 Reference Case | 2025 | 6 | -20.8 | 4
1 Reference Case | 2025 | 6 | -20.7 | 4
1 Reference Case | 2025 | 6 | -20.6 | 2
1 Reference Case | 2025 | 6 | -20.5 | 2
1 Reference Case | 2025 | 6 | -20.4 | 2
1 Reference Case | 2025 | 6 | -20.2 | 8
1 Reference Case | 2025 | 6 | -20.1 | 5
1 Reference Case | 2025 | 6 | -20 | 4
1 Reference Case | 2025 | 6 | -19.9 | 6
1 Reference Case | 2025 | 6 | -19.8 | 3
1 Reference Case | 2025 | 6 | -19.7 | 6
1 Reference Case | 2025 | 6 | -19.6 | 4
1 Reference Case | 2025 | 6 | -19.5 | 5
1 Reference Case | 2025 | 6 | -19.4 | 5
1 Reference Case | 2025 | 6 | -19.3 | 8
1 Reference Case | 2025 | 6 | -19.2 | 4
1 Reference Case | 2025 | 6 | -19.1 | 6
1 Reference Case | 2025 | 6 | -19 | 5
1 Reference Case | 2025 | 6 | -18.9 | 1
1 Reference Case | 2025 | 6 | -18.8 | 3
1 Reference Case | 2025 | 6 | -18.7 | 2
1 Reference Case | 2025 | 6 | -18.6 | 7
1 Reference Case | 2025 | 6 | -18.5 | 3
1 Reference Case | 2025 | 6 | -18.4 | 3
1 Reference Case | 2025 | 6 | -18.3 | 2
1 Reference Case | 2025 | 6 | -18.2 | 6
1 Reference Case | 2025 | 6 | -18.1 | 10
1 Reference Case | 2025 | 6 | -18 | 4
1 Reference Case | 2025 | 6 | -17.9 | 3
1 Reference Case | 2025 | 6 | -17.8 | 8
1 Reference Case | 2025 | 6 | -17.7 | 4
1 Reference Case | 2025 | 6 | -17.6 | 4
1 Reference Case | 2025 | 6 | -17.5 | 1
1 Reference Case | 2025 | 6 | -17.4 | 9
1 Reference Case | 2025 | 6 | -17.3 | 4
1 Reference Case | 2025 | 6 | -17.2 | 4
1 Reference Case | 2025 | 6 | -17.1 | 7
1 Reference Case | 2025 | 6 | -17 | 4
1 Reference Case | 2025 | 6 | -16.9 | 8
1 Reference Case | 2025 | 6 | -16.8 | 2
1 Reference Case | 2025 | 6 | -16.7 | 6
1 Reference Case | 2025 | 6 | -16.6 | 6
1 Reference Case | 2025 | 6 | -16.5 | 2
1 Reference Case | 2025 | 6 | -16.4 | 6
1 Reference Case | 2025 | 6 | -16.3 | 4
1 Reference Case | 2025 | 6 | -16.2 | 2
1 Reference Case | 2025 | 6 | -16.1 | 4
1 Reference Case | 2025 | 6 | -16 | 2
1 Reference Case | 2025 | 6 | -15.9 | 1
1 Reference Case | 2025 | 6 | -15.8 | 4
1 Reference Case | 2025 | 6 | -15.7 | 5
1 Reference Case | 2025 | 6 | -15.6 | 2
1 Reference Case | 2025 | 6 | -15.5 | 4
1 Reference Case | 2025 | 6 | -15.4 | 5
1 Reference Case | 2025 | 6 | -15.3 | 3
1 Reference Case | 2025 | 6 | -15.2 | 5
1 Reference Case | 2025 | 6 | -15.1 | 2
1 Reference Case | 2025 | 6 | -15 | 3
1 Reference Case | 2025 | 6 | -14.9 | 3
1 Reference Case | 2025 | 6 | -14.8 | 2
1 Reference Case | 2025 | 6 | -14.7 | 3
1 Reference Case | 2025 | 6 | -14.6 | 2
1 Reference Case | 2025 | 6 | -14.5 | 3
1 Reference Case | 2025 | 6 | -14.4 | 1
1 Reference Case | 2025 | 6 | -14.3 | 9
1 Reference Case | 2025 | 6 | -14.2 | 1
1 Reference Case | 2025 | 6 | -14.1 | 6
1 Reference Case | 2025 | 6 | -14 | 1
1 Reference Case | 2025 | 6 | -13.9 | 3
1 Reference Case | 2025 | 6 | -13.8 | 1
1 Reference Case | 2025 | 6 | -13.7 | 5
1 Reference Case | 2025 | 6 | -13.6 | 4
1 Reference Case | 2025 | 6 | -13.5 | 2
1 Reference Case | 2025 | 6 | -13.4 | 5
1 Reference Case | 2025 | 6 | -13.3 | 3
1 Reference Case | 2025 | 6 | -13.2 | 7
1 Reference Case | 2025 | 6 | -13.1 | 2
1 Reference Case | 2025 | 6 | -13 | 2
1 Reference Case | 2025 | 6 | -12.9 | 3
1 Reference Case | 2025 | 6 | -12.8 | 2
1 Reference Case | 2025 | 6 | -12.6 | 4
1 Reference Case | 2025 | 6 | -12.5 | 5
1 Reference Case | 2025 | 6 | -12.4 | 1
1 Reference Case | 2025 | 6 | -12.3 | 1
1 Reference Case | 2025 | 6 | -12.2 | 5
1 Reference Case | 2025 | 6 | -12.1 | 2
1 Reference Case | 2025 | 6 | -12 | 3
1 Reference Case | 2025 | 6 | -11.9 | 2
1 Reference Case | 2025 | 6 | -11.8 | 2
1 Reference Case | 2025 | 6 | -11.6 | 6
1 Reference Case | 2025 | 6 | -11.5 | 2
1 Reference Case | 2025 | 6 | -11.4 | 4
1 Reference Case | 2025 | 6 | -11.3 | 3
1 Reference Case | 2025 | 6 | -11.2 | 3
1 Reference Case | 2025 | 6 | -11.1 | 2
1 Reference Case | 2025 | 6 | -11 | 5
1 Reference Case | 2025 | 6 | -10.9 | 2
1 Reference Case | 2025 | 6 | -10.8 | 2
1 Reference Case | 2025 | 6 | -10.7 | 3
1 Reference Case | 2025 | 6 | -10.6 | 3
1 Reference Case | 2025 | 6 | -10.5 | 3
1 Reference Case | 2025 | 6 | -10.4 | 6
1 Reference Case | 2025 | 6 | -10.3 | 5
1 Reference Case | 2025 | 6 | -10.2 | 7
1 Reference Case | 2025 | 6 | -10.1 | 6
1 Reference Case | 2025 | 6 | -10 | 5
1 Reference Case | 2025 | 6 | -9.9 | 2
1 Reference Case | 2025 | 6 | -9.8 | 1
1 Reference Case | 2025 | 6 | -9.7 | 4
1 Reference Case | 2025 | 6 | -9.4 | 4
1 Reference Case | 2025 | 6 | -9.3 | 1
1 Reference Case | 2025 | 6 | -9.2 | 2
1 Reference Case | 2025 | 6 | -9.1 | 2
1 Reference Case | 2025 | 6 | -9 | 3
1 Reference Case | 2025 | 6 | -8.9 | 1
1 Reference Case | 2025 | 6 | -8.8 | 4
1 Reference Case | 2025 | 6 | -8.7 | 1
1 Reference Case | 2025 | 6 | -8.6 | 1
1 Reference Case | 2025 | 6 | -8.5 | 3
1 Reference Case | 2025 | 6 | -8.4 | 2
1 Reference Case | 2025 | 6 | -8.3 | 3
1 Reference Case | 2025 | 6 | -8.2 | 2
1 Reference Case | 2025 | 6 | -8.1 | 1
1 Reference Case | 2025 | 6 | -8 | 2
1 Reference Case | 2025 | 6 | -7.9 | 1
1 Reference Case | 2025 | 6 | -7.8 | 2
1 Reference Case | 2025 | 6 | -7.7 | 3
1 Reference Case | 2025 | 6 | -7.6 | 1
1 Reference Case | 2025 | 6 | -7.5 | 1
1 Reference Case | 2025 | 6 | -7.4 | 3
1 Reference Case | 2025 | 6 | -7.3 | 2
1 Reference Case | 2025 | 6 | -7.2 | 1
1 Reference Case | 2025 | 6 | -7.1 | 2
1 Reference Case | 2025 | 6 | -6.8 | 1
1 Reference Case | 2025 | 6 | -6.7 | 4
1 Reference Case | 2025 | 6 | -6.6 | 1
1 Reference Case | 2025 | 6 | -6.5 | 2
1 Reference Case | 2025 | 6 | -6.4 | 2
1 Reference Case | 2025 | 6 | -6.1 | 1
1 Reference Case | 2025 | 6 | -6 | 1
1 Reference Case | 2025 | 6 | -5.9 | 1
1 Reference Case | 2025 | 6 | -5.8 | 1
1 Reference Case | 2025 | 6 | -5.7 | 4
1 Reference Case | 2025 | 6 | -5.6 | 1
1 Reference Case | 2025 | 6 | -5.3 | 2
1 Reference Case | 2025 | 6 | -5.1 | 2
1 Reference Case | 2025 | 6 | -5 | 1
1 Reference Case | 2025 | 6 | -4.8 | 1
1 Reference Case | 2025 | 6 | -4.4 | 1
1 Reference Case | 2025 | 6 | -4.3 | 1
1 Reference Case | 2025 | 6 | -4.2 | 1
1 Reference Case | 2025 | 6 | -4 | 2
1 Reference Case | 2025 | 6 | -3.8 | 1
1 Reference Case | 2025 | 6 | -3.7 | 3
1 Reference Case | 2025 | 6 | -3.5 | 2
1 Reference Case | 2025 | 6 | -3.2 | 1
1 Reference Case | 2025 | 6 | -2.6 | 1
1 Reference Case | 2025 | 6 | -2.5 | 1
1 Reference Case | 2025 | 6 | -2.4 | 1
1 Reference Case | 2025 | 6 | -2.2 | 1
1 Reference Case | 2025 | 6 | -1.7 | 1
1 Reference Case | 2025 | 6 | -1.6 | 1
1 Reference Case | 2025 | 6 | -1.5 | 1
1 Reference Case | 2025 | 6 | -1.2 | 1
1 Reference Case | 2025 | 6 | -0.8 | 1
1 Reference Case | 2025 | 6 | -0.5 | 1
1 Reference Case | 2025 | 6 | 0.6 | 1
1 Reference Case | 2025 | 6 | 1.1 | 1
1 Reference Case | 2025 | 6 | 1.4 | 1
1 Reference Case | 2025 | 6 | 2.1 | 2
1 Reference Case | 2025 | 6 | 2.4 | 1
1 Reference Case | 2025 | 6 | 2.9 | 1
1 Reference Case | 2025 | 6 | 3.1 | 1
1 Reference Case | 2025 | 6 | 3.4 | 2
1 Reference Case | 2025 | 6 | 3.5 | 2
1 Reference Case | 2025 | 6 | 3.9 | 1
1 Reference Case | 2025 | 6 | 4.1 | 1
1 Reference Case | 2025 | 6 | 4.5 | 1
1 Reference Case | 2025 | 6 | 4.8 | 1
1 Reference Case | 2025 | 6 | 5.1 | 2
1 Reference Case | 2025 | 6 | 5.3 | 1
1 Reference Case | 2025 | 6 | 5.6 | 1
1 Reference Case | 2025 | 6 | 5.8 | 3
1 Reference Case | 2025 | 6 | 5.9 | 3
1 Reference Case | 2025 | 6 | 6.1 | 2
1 Reference Case | 2025 | 6 | 6.2 | 1
1 Reference Case | 2025 | 6 | 6.4 | 1
1 Reference Case | 2025 | 6 | 6.5 | 1
1 Reference Case | 2025 | 6 | 6.8 | 3
1 Reference Case | 2025 | 6 | 6.9 | 3
1 Reference Case | 2025 | 6 | 7.1 | 3
1 Reference Case | 2025 | 6 | 7.2 | 2
1 Reference Case | 2025 | 6 | 7.8 | 4
1 Reference Case | 2025 | 6 | 8 | 1
1 Reference Case | 2025 | 6 | 8.1 | 3
1 Reference Case | 2025 | 6 | 8.2 | 2
1 Reference Case | 2025 | 6 | 8.3 | 3
1 Reference Case | 2025 | 6 | 8.4 | 2
1 Reference Case | 2025 | 6 | 8.5 | 2
1 Reference Case | 2025 | 6 | 8.6 | 2
1 Reference Case | 2025 | 6 | 8.7 | 4
1 Reference Case | 2025 | 6 | 8.8 | 2
1 Reference Case | 2025 | 6 | 8.9 | 2
1 Reference Case | 2025 | 6 | 9 | 2
1 Reference Case | 2025 | 6 | 9.1 | 1
1 Reference Case | 2025 | 6 | 9.2 | 3
1 Reference Case | 2025 | 6 | 9.3 | 2
1 Reference Case | 2025 | 6 | 9.4 | 1
1 Reference Case | 2025 | 6 | 9.5 | 2
1 Reference Case | 2025 | 6 | 9.6 | 3
1 Reference Case | 2025 | 6 | 9.7 | 3
1 Reference Case | 2025 | 6 | 9.8 | 2
1 Reference Case | 2025 | 6 | 9.9 | 2
1 Reference Case | 2025 | 6 | 10 | 6
1 Reference Case | 2025 | 6 | 10.1 | 5
1 Reference Case | 2025 | 6 | 10.2 | 1
1 Reference Case | 2025 | 6 | 10.3 | 5
1 Reference Case | 2025 | 6 | 10.4 | 4
1 Reference Case | 2025 | 6 | 10.5 | 1
1 Reference Case | 2025 | 6 | 10.6 | 2
1 Reference Case | 2025 | 6 | 10.7 | 3
1 Reference Case | 2025 | 6 | 10.9 | 3
1 Reference Case | 2025 | 6 | 11 | 1
1 Reference Case | 2025 | 6 | 11.1 | 1
1 Reference Case | 2025 | 6 | 11.2 | 1
1 Reference Case | 2025 | 6 | 11.3 | 4
1 Reference Case | 2025 | 6 | 11.4 | 2
1 Reference Case | 2025 | 6 | 11.5 | 4
1 Reference Case | 2025 | 6 | 11.6 | 3
1 Reference Case | 2025 | 6 | 11.7 | 1
1 Reference Case | 2025 | 6 | 11.8 | 4
1 Reference Case | 2025 | 6 | 11.9 | 2
1 Reference Case | 2025 | 6 | 12 | 4
1 Reference Case | 2025 | 6 | 12.1 | 4
1 Reference Case | 2025 | 6 | 12.3 | 3
1 Reference Case | 2025 | 6 | 12.4 | 1
1 Reference Case | 2025 | 6 | 12.5 | 4
1 Reference Case | 2025 | 6 | 12.6 | 5
1 Reference Case | 2025 | 6 | 12.7 | 2
1 Reference Case | 2025 | 6 | 12.8 | 6
1 Reference Case | 2025 | 6 | 12.9 | 4
1 Reference Case | 2025 | 6 | 13 | 4
1 Reference Case | 2025 | 6 | 13.1 | 3
1 Reference Case | 2025 | 6 | 13.2 | 2
1 Reference Case | 2025 | 6 | 13.3 | 3
1 Reference Case | 2025 | 6 | 13.4 | 2
1 Reference Case | 2025 | 6 | 13.5 | 4
1 Reference Case | 2025 | 6 | 13.6 | 6
1 Reference Case | 2025 | 6 | 13.7 | 3
1 Reference Case | 2025 | 6 | 13.8 | 3
1 Reference Case | 2025 | 6 | 13.9 | 1
1 Reference Case | 2025 | 6 | 14 | 5
1 Reference Case | 2025 | 6 | 14.1 | 4
1 Reference Case | 2025 | 6 | 14.2 | 3
1 Reference Case | 2025 | 6 | 14.3 | 2
1 Reference Case | 2025 | 6 | 14.5 | 1
1 Reference Case | 2025 | 6 | 14.6 | 5
1 Reference Case | 2025 | 6 | 14.7 | 5
1 Reference Case | 2025 | 6 | 14.8 | 5
1 Reference Case | 2025 | 6 | 14.9 | 4
1 Reference Case | 2025 | 6 | 15 | 5
1 Reference Case | 2025 | 6 | 15.1 | 3
1 Reference Case | 2025 | 6 | 15.2 | 4
1 Reference Case | 2025 | 6 | 15.3 | 6
1 Reference Case | 2025 | 6 | 15.4 | 6
1 Reference Case | 2025 | 6 | 15.5 | 2
1 Reference Case | 2025 | 6 | 15.6 | 2
1 Reference Case | 2025 | 6 | 15.7 | 7
1 Reference Case | 2025 | 6 | 15.8 | 1
1 Reference Case | 2025 | 6 | 15.9 | 4
1 Reference Case | 2025 | 6 | 16 | 5
1 Reference Case | 2025 | 6 | 16.1 | 4
1 Reference Case | 2025 | 6 | 16.2 | 6
1 Reference Case | 2025 | 6 | 16.3 | 3
1 Reference Case | 2025 | 6 | 16.4 | 1
1 Reference Case | 2025 | 6 | 16.5 | 5
1 Reference Case | 2025 | 6 | 16.6 | 5
1 Reference Case | 2025 | 6 | 16.7 | 6
1 Reference Case | 2025 | 6 | 16.8 | 3
1 Reference Case | 2025 | 6 | 16.9 | 7
1 Reference Case | 2025 | 6 | 17 | 1
1 Reference Case | 2025 | 6 | 17.1 | 5
1 Reference Case | 2025 | 6 | 17.2 | 6
1 Reference Case | 2025 | 6 | 17.3 | 3
1 Reference Case | 2025 | 6 | 17.4 | 3
1 Reference Case | 2025 | 6 | 17.5 | 2
1 Reference Case | 2025 | 6 | 17.6 | 2
1 Reference Case | 2025 | 6 | 17.7 | 5
1 Reference Case | 2025 | 6 | 17.8 | 4
1 Reference Case | 2025 | 6 | 17.9 | 2
1 Reference Case | 2025 | 6 | 18 | 4
1 Reference Case | 2025 | 6 | 18.1 | 4
1 Reference Case | 2025 | 6 | 18.2 | 9
1 Reference Case | 2025 | 6 | 18.3 | 3
1 Reference Case | 2025 | 6 | 18.4 | 4
1 Reference Case | 2025 | 6 | 18.5 | 5
1 Reference Case | 2025 | 6 | 18.6 | 8
1 Reference Case | 2025 | 6 | 18.7 | 5
1 Reference Case | 2025 | 6 | 18.8 | 6
1 Reference Case | 2025 | 6 | 18.9 | 3
1 Reference Case | 2025 | 6 | 19 | 1
1 Reference Case | 2025 | 6 | 19.1 | 4
1 Reference Case | 2025 | 6 | 19.2 | 7
1 Reference Case | 2025 | 6 | 19.3 | 3
1 Reference Case | 2025 | 6 | 19.4 | 3
1 Reference Case | 2025 | 6 | 19.5 | 6
1 Reference Case | 2025 | 6 | 19.6 | 5
1 Reference Case | 2025 | 6 | 19.7 | 7
1 Reference Case | 2025 | 6 | 19.8 | 1
1 Reference Case | 2025 | 6 | 19.9 | 2
1 Reference Case | 2025 | 6 | 20 | 3
1 Reference Case | 2025 | 6 | 20.1 | 4
1 Reference Case | 2025 | 6 | 20.2 | 1
1 Reference Case | 2025 | 6 | 20.3 | 3
1 Reference Case | 2025 | 6 | 20.4 | 8
1 Reference Case | 2025 | 6 | 20.5 | 5
1 Reference Case | 2025 | 6 | 20.6 | 2
1 Reference Case | 2025 | 6 | 20.7 | 2
1 Reference Case | 2025 | 6 | 20.8 | 5
1 Reference Case | 2025 | 6 | 20.9 | 6
1 Reference Case | 2025 | 6 | 21 | 2
1 Reference Case | 2025 | 6 | 21.1 | 4
1 Reference Case | 2025 | 6 | 21.2 | 2
1 Reference Case | 2025 | 6 | 21.3 | 3
1 Reference Case | 2025 | 6 | 21.4 | 3
1 Reference Case | 2025 | 6 | 21.5 | 3
1 Reference Case | 2025 | 6 | 21.6 | 4
1 Reference Case | 2025 | 6 | 21.7 | 5
1 Reference Case | 2025 | 6 | 21.8 | 7
1 Reference Case | 2025 | 6 | 21.9 | 4
1 Reference Case | 2025 | 6 | 22 | 4
1 Reference Case | 2025 | 6 | 22.1 | 5
1 Reference Case | 2025 | 6 | 22.2 | 3
1 Reference Case | 2025 | 6 | 22.3 | 3
1 Reference Case | 2025 | 6 | 22.4 | 7
1 Reference Case | 2025 | 6 | 22.6 | 6
1 Reference Case | 2025 | 6 | 22.7 | 8
1 Reference Case | 2025 | 6 | 22.8 | 2
1 Reference Case | 2025 | 6 | 22.9 | 5
1 Reference Case | 2025 | 6 | 23 | 3
1 Reference Case | 2025 | 6 | 23.1 | 3
1 Reference Case | 2025 | 6 | 23.2 | 3
1 Reference Case | 2025 | 6 | 23.3 | 4
1 Reference Case | 2025 | 6 | 23.4 | 4
1 Reference Case | 2025 | 6 | 23.5 | 2
1 Reference Case | 2025 | 6 | 23.6 | 5
1 Reference Case | 2025 | 6 | 23.7 | 4
1 Reference Case | 2025 | 6 | 23.8 | 4
1 Reference Case | 2025 | 6 | 23.9 | 1
1 Reference Case | 2025 | 6 | 24 | 6
1 Reference Case | 2025 | 6 | 24.1 | 3
1 Reference Case | 2025 | 6 | 24.2 | 3
1 Reference Case | 2025 | 6 | 24.3 | 3
1 Reference Case | 2025 | 6 | 24.4 | 1
1 Reference Case | 2025 | 6 | 24.5 | 3
1 Reference Case | 2025 | 6 | 24.6 | 2
1 Reference Case | 2025 | 6 | 24.8 | 1
1 Reference Case | 2025 | 6 | 24.9 | 4
1 Reference Case | 2025 | 6 | 25 | 2
1 Reference Case | 2025 | 6 | 25.1 | 5
1 Reference Case | 2025 | 6 | 25.2 | 3
1 Reference Case | 2025 | 6 | 25.3 | 1
1 Reference Case | 2025 | 6 | 25.5 | 2
1 Reference Case | 2025 | 6 | 25.6 | 2
1 Reference Case | 2025 | 6 | 25.7 | 4
1 Reference Case | 2025 | 6 | 25.8 | 3
1 Reference Case | 2025 | 6 | 25.9 | 4
1 Reference Case | 2025 | 6 | 26 | 1
1 Reference Case | 2025 | 6 | 26.1 | 2
1 Reference Case | 2025 | 6 | 26.2 | 2
1 Reference Case | 2025 | 6 | 26.3 | 3
1 Reference Case | 2025 | 6 | 26.4 | 3
1 Reference Case | 2025 | 6 | 26.5 | 1
1 Reference Case | 2025 | 6 | 26.6 | 4
1 Reference Case | 2025 | 6 | 26.7 | 2
1 Reference Case | 2025 | 6 | 26.8 | 2
1 Reference Case | 2025 | 6 | 26.9 | 3
1 Reference Case | 2025 | 6 | 27 | 1
1 Reference Case | 2025 | 6 | 27.1 | 5
1 Reference Case | 2025 | 6 | 27.2 | 5
1 Reference Case | 2025 | 6 | 27.3 | 1
1 Reference Case | 2025 | 6 | 27.4 | 2
1 Reference Case | 2025 | 6 | 27.5 | 4
1 Reference Case | 2025 | 6 | 27.6 | 2
1 Reference Case | 2025 | 6 | 27.7 | 3
1 Reference Case | 2025 | 6 | 27.8 | 4
1 Reference Case | 2025 | 6 | 27.9 | 5
1 Reference Case | 2025 | 6 | 28 | 4
1 Reference Case | 2025 | 6 | 28.1 | 1
1 Reference Case | 2025 | 6 | 28.2 | 1
1 Reference Case | 2025 | 6 | 28.3 | 2
1 Reference Case | 2025 | 6 | 28.4 | 2
1 Reference Case | 2025 | 6 | 28.5 | 2
1 Reference Case | 2025 | 6 | 28.6 | 2
1 Reference Case | 2025 | 6 | 28.7 | 2
1 Reference Case | 2025 | 6 | 28.8 | 1
1 Reference Case | 2025 | 6 | 28.9 | 1
1 Reference Case | 2025 | 6 | 29 | 4
1 Reference Case | 2025 | 6 | 29.1 | 2
1 Reference Case | 2025 | 6 | 29.2 | 1
1 Reference Case | 2025 | 6 | 29.3 | 5
1 Reference Case | 2025 | 6 | 29.4 | 1
1 Reference Case | 2025 | 6 | 29.5 | 3
1 Reference Case | 2025 | 6 | 29.6 | 4
1 Reference Case | 2025 | 6 | 29.7 | 3
1 Reference Case | 2025 | 6 | 29.8 | 4
1 Reference Case | 2025 | 6 | 29.9 | 1
1 Reference Case | 2025 | 6 | 30 | 5
1 Reference Case | 2025 | 6 | 30.1 | 2
1 Reference Case | 2025 | 6 | 30.2 | 2
1 Reference Case | 2025 | 6 | 30.3 | 4
1 Reference Case | 2025 | 6 | 30.4 | 1
1 Reference Case | 2025 | 6 | 30.5 | 3
1 Reference Case | 2025 | 6 | 30.8 | 4
1 Reference Case | 2025 | 6 | 30.9 | 3
1 Reference Case | 2025 | 6 | 31 | 1
1 Reference Case | 2025 | 6 | 31.1 | 1
1 Reference Case | 2025 | 6 | 31.2 | 1
1 Reference Case | 2025 | 6 | 31.3 | 3
1 Reference Case | 2025 | 6 | 31.4 | 3
1 Reference Case | 2025 | 6 | 31.5 | 3
1 Reference Case | 2025 | 6 | 31.6 | 2
1 Reference Case | 2025 | 6 | 31.7 | 2
1 Reference Case | 2025 | 6 | 31.9 | 1
1 Reference Case | 2025 | 6 | 32 | 3
1 Reference Case | 2025 | 6 | 32.1 | 3
1 Reference Case | 2025 | 6 | 32.2 | 2
1 Reference Case | 2025 | 6 | 32.3 | 2
1 Reference Case | 2025 | 6 | 32.4 | 2
1 Reference Case | 2025 | 6 | 32.7 | 3
1 Reference Case | 2025 | 6 | 32.8 | 1
1 Reference Case | 2025 | 6 | 32.9 | 1
1 Reference Case | 2025 | 6 | 33.1 | 1
1 Reference Case | 2025 | 6 | 33.2 | 1
1 Reference Case | 2025 | 6 | 33.4 | 1
1 Reference Case | 2025 | 6 | 33.6 | 1
1 Reference Case | 2025 | 6 | 33.7 | 3
1 Reference Case | 2025 | 6 | 33.8 | 4
1 Reference Case | 2025 | 6 | 33.9 | 3
1 Reference Case | 2025 | 6 | 34 | 1
1 Reference Case | 2025 | 6 | 34.1 | 3
1 Reference Case | 2025 | 6 | 34.2 | 2
1 Reference Case | 2025 | 6 | 34.4 | 3
1 Reference Case | 2025 | 6 | 34.5 | 2
1 Reference Case | 2025 | 6 | 34.6 | 3
1 Reference Case | 2025 | 6 | 34.7 | 1
1 Reference Case | 2025 | 6 | 34.9 | 1
1 Reference Case | 2025 | 6 | 35 | 3
1 Reference Case | 2025 | 6 | 35.1 | 2
1 Reference Case | 2025 | 6 | 35.2 | 3
1 Reference Case | 2025 | 6 | 35.3 | 2
1 Reference Case | 2025 | 6 | 35.4 | 2
1 Reference Case | 2025 | 6 | 35.5 | 1
1 Reference Case | 2025 | 6 | 35.6 | 2
1 Reference Case | 2025 | 6 | 35.8 | 3
1 Reference Case | 2025 | 6 | 35.9 | 3
1 Reference Case | 2025 | 6 | 36.3 | 3
1 Reference Case | 2025 | 6 | 36.5 | 1
1 Reference Case | 2025 | 6 | 36.7 | 2
1 Reference Case | 2025 | 6 | 36.9 | 1
1 Reference Case | 2025 | 6 | 37.3 | 2
1 Reference Case | 2025 | 6 | 37.4 | 1
1 Reference Case | 2025 | 6 | 37.6 | 2
1 Reference Case | 2025 | 6 | 37.7 | 2
1 Reference Case | 2025 | 6 | 37.8 | 1
1 Reference Case | 2025 | 6 | 38 | 1
1 Reference Case | 2025 | 6 | 38.1 | 1
1 Reference Case | 2025 | 6 | 38.2 | 1
1 Reference Case | 2025 | 6 | 38.3 | 1
1 Reference Case | 2025 | 6 | 38.6 | 2
1 Reference Case | 2025 | 6 | 38.7 | 3
1 Reference Case | 2025 | 6 | 38.8 | 1
1 Reference Case | 2025 | 6 | 38.9 | 1
1 Reference Case | 2025 | 6 | 39 | 1
1 Reference Case | 2025 | 6 | 39.2 | 2
1 Reference Case | 2025 | 6 | 39.3 | 1
1 Reference Case | 2025 | 6 | 39.4 | 4
1 Reference Case | 2025 | 6 | 39.5 | 3
1 Reference Case | 2025 | 6 | 39.6 | 3
1 Reference Case | 2025 | 6 | 39.7 | 1
1 Reference Case | 2025 | 6 | 39.9 | 1
1 Reference Case | 2025 | 6 | 40.2 | 3
1 Reference Case | 2025 | 6 | 40.3 | 1
1 Reference Case | 2025 | 6 | 40.4 | 1
1 Reference Case | 2025 | 6 | 40.5 | 1
1 Reference Case | 2025 | 6 | 40.6 | 1
1 Reference Case | 2025 | 6 | 40.9 | 1
1 Reference Case | 2025 | 6 | 41 | 1
1 Reference Case | 2025 | 6 | 41.1 | 1
1 Reference Case | 2025 | 6 | 41.3 | 1
1 Reference Case | 2025 | 6 | 41.7 | 2
1 Reference Case | 2025 | 6 | 41.8 | 1
1 Reference Case | 2025 | 6 | 42.3 | 2
1 Reference Case | 2025 | 6 | 42.4 | 1
1 Reference Case | 2025 | 6 | 43.2 | 1
1 Reference Case | 2025 | 6 | 43.6 | 1
1 Reference Case | 2025 | 6 | 43.7 | 2
1 Reference Case | 2025 | 6 | 44.3 | 1
1 Reference Case | 2025 | 6 | 44.4 | 2
1 Reference Case | 2025 | 6 | 44.7 | 1
1 Reference Case | 2025 | 6 | 45.4 | 1
1 Reference Case | 2025 | 6 | 45.6 | 1
1 Reference Case | 2025 | 6 | 45.7 | 2
1 Reference Case | 2025 | 6 | 46.1 | 1
1 Reference Case | 2025 | 6 | 46.2 | 1
1 Reference Case | 2025 | 6 | 46.3 | 1
1 Reference Case | 2025 | 6 | 46.6 | 1
1 Reference Case | 2025 | 6 | 46.9 | 2
1 Reference Case | 2025 | 6 | 47.1 | 1
1 Reference Case | 2025 | 6 | 47.4 | 1
1 Reference Case | 2025 | 6 | 47.8 | 1
1 Reference Case | 2025 | 6 | 49.4 | 1
1 Reference Case | 2025 | 6 | 50 | 1
1 Reference Case | 2025 | 6 | 50.1 | 1
1 Reference Case | 2025 | 6 | 50.5 | 1
1 Reference Case | 2025 | 6 | 51.4 | 1
1 Reference Case | 2025 | 6 | 51.6 | 1
1 Reference Case | 2025 | 6 | 52.2 | 1
1 Reference Case | 2025 | 6 | 53.6 | 1
1 Reference Case | 2025 | 6 | 53.8 | 1
1 Reference Case | 2025 | 6 | 56.3 | 1
1 Reference Case | 2025 | 6 | 56.4 | 1
1 Reference Case | 2025 | 6 | 56.8 | 1
1 Reference Case | 2025 | 6 | 57.7 | 1
1 Reference Case | 2025 | 6 | 58.2 | 1
1 Reference Case | 2025 | 6 | 58.3 | 1
1 Reference Case | 2025 | 6 | 59.2 | 1
1 Reference Case | 2025 | 6 | 60.4 | 2
1 Reference Case | 2025 | 6 | 61.6 | 1
1 Reference Case | 2025 | 6 | 62.1 | 1
1 Reference Case | 2025 | 6 | 63.5 | 1
1 Reference Case | 2025 | 6 | 63.6 | 1
1 Reference Case | 2025 | 6 | 64.1 | 1
1 Reference Case | 2025 | 6 | 64.4 | 2
1 Reference Case | 2025 | 6 | 67.4 | 1
1 Reference Case | 2025 | 6 | 76.4 | 1
1 Reference Case | 2025 | 7 | -80.5 | 1
1 Reference Case | 2025 | 7 | -75.3 | 1
1 Reference Case | 2025 | 7 | -71.1 | 1
1 Reference Case | 2025 | 7 | -70.5 | 1
1 Reference Case | 2025 | 7 | -69.9 | 1
1 Reference Case | 2025 | 7 | -63.9 | 1
1 Reference Case | 2025 | 7 | -62.3 | 1
1 Reference Case | 2025 | 7 | -61.4 | 1
1 Reference Case | 2025 | 7 | -57.9 | 1
1 Reference Case | 2025 | 7 | -56.6 | 1
1 Reference Case | 2025 | 7 | -52.6 | 1
1 Reference Case | 2025 | 7 | -51.3 | 1
1 Reference Case | 2025 | 7 | -51.1 | 1
1 Reference Case | 2025 | 7 | -51 | 1
1 Reference Case | 2025 | 7 | -50.7 | 1
1 Reference Case | 2025 | 7 | -49.9 | 1
1 Reference Case | 2025 | 7 | -49.8 | 1
1 Reference Case | 2025 | 7 | -49.3 | 1
1 Reference Case | 2025 | 7 | -48.4 | 1
1 Reference Case | 2025 | 7 | -48.3 | 1
1 Reference Case | 2025 | 7 | -47.5 | 1
1 Reference Case | 2025 | 7 | -46.6 | 2
1 Reference Case | 2025 | 7 | -46.5 | 1
1 Reference Case | 2025 | 7 | -46.3 | 2
1 Reference Case | 2025 | 7 | -46.1 | 1
1 Reference Case | 2025 | 7 | -46 | 1
1 Reference Case | 2025 | 7 | -45.7 | 1
1 Reference Case | 2025 | 7 | -45.3 | 1
1 Reference Case | 2025 | 7 | -44.9 | 1
1 Reference Case | 2025 | 7 | -44.7 | 1
1 Reference Case | 2025 | 7 | -44.5 | 1
1 Reference Case | 2025 | 7 | -44.4 | 1
1 Reference Case | 2025 | 7 | -44.2 | 1
1 Reference Case | 2025 | 7 | -43.5 | 1
1 Reference Case | 2025 | 7 | -43.1 | 3
1 Reference Case | 2025 | 7 | -42.7 | 1
1 Reference Case | 2025 | 7 | -42 | 2
1 Reference Case | 2025 | 7 | -41.8 | 2
1 Reference Case | 2025 | 7 | -41.7 | 1
1 Reference Case | 2025 | 7 | -41 | 2
1 Reference Case | 2025 | 7 | -40.6 | 1
1 Reference Case | 2025 | 7 | -40.4 | 1
1 Reference Case | 2025 | 7 | -40.3 | 1
1 Reference Case | 2025 | 7 | -40.2 | 2
1 Reference Case | 2025 | 7 | -40.1 | 2
1 Reference Case | 2025 | 7 | -39.9 | 1
1 Reference Case | 2025 | 7 | -39.7 | 1
1 Reference Case | 2025 | 7 | -39.4 | 1
1 Reference Case | 2025 | 7 | -39 | 1
1 Reference Case | 2025 | 7 | -38.7 | 1
1 Reference Case | 2025 | 7 | -38.5 | 1
1 Reference Case | 2025 | 7 | -38.4 | 1
1 Reference Case | 2025 | 7 | -38.2 | 1
1 Reference Case | 2025 | 7 | -38 | 2
1 Reference Case | 2025 | 7 | -37.9 | 1
1 Reference Case | 2025 | 7 | -37.8 | 1
1 Reference Case | 2025 | 7 | -37.7 | 1
1 Reference Case | 2025 | 7 | -37.6 | 2
1 Reference Case | 2025 | 7 | -37.4 | 1
1 Reference Case | 2025 | 7 | -37.2 | 2
1 Reference Case | 2025 | 7 | -36.9 | 1
1 Reference Case | 2025 | 7 | -36.7 | 1
1 Reference Case | 2025 | 7 | -36.6 | 3
1 Reference Case | 2025 | 7 | -36.4 | 1
1 Reference Case | 2025 | 7 | -36.2 | 1
1 Reference Case | 2025 | 7 | -36.1 | 2
1 Reference Case | 2025 | 7 | -35.8 | 1
1 Reference Case | 2025 | 7 | -35.3 | 2
1 Reference Case | 2025 | 7 | -35 | 1
1 Reference Case | 2025 | 7 | -34.8 | 1
1 Reference Case | 2025 | 7 | -34.6 | 2
1 Reference Case | 2025 | 7 | -34.5 | 1
1 Reference Case | 2025 | 7 | -34.4 | 2
1 Reference Case | 2025 | 7 | -34 | 2
1 Reference Case | 2025 | 7 | -33.8 | 1
1 Reference Case | 2025 | 7 | -33.5 | 2
1 Reference Case | 2025 | 7 | -33.3 | 2
1 Reference Case | 2025 | 7 | -33.2 | 1
1 Reference Case | 2025 | 7 | -33 | 1
1 Reference Case | 2025 | 7 | -32.7 | 1
1 Reference Case | 2025 | 7 | -32.4 | 3
1 Reference Case | 2025 | 7 | -32.3 | 2
1 Reference Case | 2025 | 7 | -32.2 | 2
1 Reference Case | 2025 | 7 | -32 | 1
1 Reference Case | 2025 | 7 | -31.9 | 4
1 Reference Case | 2025 | 7 | -31.5 | 1
1 Reference Case | 2025 | 7 | -31.4 | 1
1 Reference Case | 2025 | 7 | -31.3 | 1
1 Reference Case | 2025 | 7 | -31.2 | 2
1 Reference Case | 2025 | 7 | -31.1 | 1
1 Reference Case | 2025 | 7 | -30.9 | 2
1 Reference Case | 2025 | 7 | -30.8 | 1
1 Reference Case | 2025 | 7 | -30.7 | 6
1 Reference Case | 2025 | 7 | -30.6 | 2
1 Reference Case | 2025 | 7 | -30.5 | 1
1 Reference Case | 2025 | 7 | -30.4 | 1
1 Reference Case | 2025 | 7 | -30.3 | 3
1 Reference Case | 2025 | 7 | -30.2 | 1
1 Reference Case | 2025 | 7 | -30 | 1
1 Reference Case | 2025 | 7 | -29.9 | 3
1 Reference Case | 2025 | 7 | -29.8 | 2
1 Reference Case | 2025 | 7 | -29.7 | 4
1 Reference Case | 2025 | 7 | -29.6 | 1
1 Reference Case | 2025 | 7 | -29.4 | 3
1 Reference Case | 2025 | 7 | -29.3 | 2
1 Reference Case | 2025 | 7 | -29.2 | 2
1 Reference Case | 2025 | 7 | -29 | 1
1 Reference Case | 2025 | 7 | -28.9 | 2
1 Reference Case | 2025 | 7 | -28.8 | 1
1 Reference Case | 2025 | 7 | -28.7 | 2
1 Reference Case | 2025 | 7 | -28.6 | 2
1 Reference Case | 2025 | 7 | -28.5 | 4
1 Reference Case | 2025 | 7 | -28.4 | 2
1 Reference Case | 2025 | 7 | -28.3 | 3
1 Reference Case | 2025 | 7 | -28.2 | 2
1 Reference Case | 2025 | 7 | -28.1 | 3
1 Reference Case | 2025 | 7 | -28 | 2
1 Reference Case | 2025 | 7 | -27.9 | 4
1 Reference Case | 2025 | 7 | -27.8 | 4
1 Reference Case | 2025 | 7 | -27.7 | 1
1 Reference Case | 2025 | 7 | -27.6 | 1
1 Reference Case | 2025 | 7 | -27.5 | 3
1 Reference Case | 2025 | 7 | -27.4 | 2
1 Reference Case | 2025 | 7 | -27.3 | 2
1 Reference Case | 2025 | 7 | -27.2 | 1
1 Reference Case | 2025 | 7 | -27.1 | 1
1 Reference Case | 2025 | 7 | -27 | 1
1 Reference Case | 2025 | 7 | -26.8 | 2
1 Reference Case | 2025 | 7 | -26.7 | 1
1 Reference Case | 2025 | 7 | -26.6 | 3
1 Reference Case | 2025 | 7 | -26.5 | 2
1 Reference Case | 2025 | 7 | -26.4 | 1
1 Reference Case | 2025 | 7 | -26.3 | 4
1 Reference Case | 2025 | 7 | -26.2 | 3
1 Reference Case | 2025 | 7 | -26.1 | 4
1 Reference Case | 2025 | 7 | -26 | 4
1 Reference Case | 2025 | 7 | -25.9 | 3
1 Reference Case | 2025 | 7 | -25.8 | 2
1 Reference Case | 2025 | 7 | -25.7 | 3
1 Reference Case | 2025 | 7 | -25.5 | 4
1 Reference Case | 2025 | 7 | -25.4 | 1
1 Reference Case | 2025 | 7 | -25.3 | 1
1 Reference Case | 2025 | 7 | -25.2 | 2
1 Reference Case | 2025 | 7 | -25.1 | 1
1 Reference Case | 2025 | 7 | -25 | 2
1 Reference Case | 2025 | 7 | -24.8 | 2
1 Reference Case | 2025 | 7 | -24.7 | 1
1 Reference Case | 2025 | 7 | -24.6 | 4
1 Reference Case | 2025 | 7 | -24.4 | 1
1 Reference Case | 2025 | 7 | -24.2 | 1
1 Reference Case | 2025 | 7 | -24.1 | 2
1 Reference Case | 2025 | 7 | -24 | 1
1 Reference Case | 2025 | 7 | -23.9 | 1
1 Reference Case | 2025 | 7 | -23.8 | 1
1 Reference Case | 2025 | 7 | -23.7 | 2
1 Reference Case | 2025 | 7 | -23.6 | 3
1 Reference Case | 2025 | 7 | -23.5 | 1
1 Reference Case | 2025 | 7 | -23.4 | 4
1 Reference Case | 2025 | 7 | -23.3 | 2
1 Reference Case | 2025 | 7 | -23 | 4
1 Reference Case | 2025 | 7 | -22.8 | 3
1 Reference Case | 2025 | 7 | -22.7 | 2
1 Reference Case | 2025 | 7 | -22.6 | 3
1 Reference Case | 2025 | 7 | -22.5 | 1
1 Reference Case | 2025 | 7 | -22.4 | 4
1 Reference Case | 2025 | 7 | -22.3 | 2
1 Reference Case | 2025 | 7 | -22.2 | 2
1 Reference Case | 2025 | 7 | -22.1 | 3
1 Reference Case | 2025 | 7 | -22 | 3
1 Reference Case | 2025 | 7 | -21.8 | 5
1 Reference Case | 2025 | 7 | -21.7 | 1
1 Reference Case | 2025 | 7 | -21.5 | 2
1 Reference Case | 2025 | 7 | -21.3 | 3
1 Reference Case | 2025 | 7 | -21.1 | 2
1 Reference Case | 2025 | 7 | -21 | 4
1 Reference Case | 2025 | 7 | -20.9 | 1
1 Reference Case | 2025 | 7 | -20.8 | 1
1 Reference Case | 2025 | 7 | -20.7 | 4
1 Reference Case | 2025 | 7 | -20.6 | 3
1 Reference Case | 2025 | 7 | -20.5 | 1
1 Reference Case | 2025 | 7 | -20.4 | 3
1 Reference Case | 2025 | 7 | -20.3 | 1
1 Reference Case | 2025 | 7 | -20.2 | 2
1 Reference Case | 2025 | 7 | -20.1 | 1
1 Reference Case | 2025 | 7 | -20 | 2
1 Reference Case | 2025 | 7 | -19.9 | 3
1 Reference Case | 2025 | 7 | -19.7 | 4
1 Reference Case | 2025 | 7 | -19.6 | 2
1 Reference Case | 2025 | 7 | -19.5 | 2
1 Reference Case | 2025 | 7 | -19.4 | 2
1 Reference Case | 2025 | 7 | -19.3 | 2
1 Reference Case | 2025 | 7 | -19.2 | 2
1 Reference Case | 2025 | 7 | -19.1 | 3
1 Reference Case | 2025 | 7 | -19 | 3
1 Reference Case | 2025 | 7 | -18.9 | 2
1 Reference Case | 2025 | 7 | -18.8 | 4
1 Reference Case | 2025 | 7 | -18.7 | 1
1 Reference Case | 2025 | 7 | -18.6 | 4
1 Reference Case | 2025 | 7 | -18.5 | 1
1 Reference Case | 2025 | 7 | -18.4 | 1
1 Reference Case | 2025 | 7 | -18.3 | 3
1 Reference Case | 2025 | 7 | -18.2 | 4
1 Reference Case | 2025 | 7 | -18 | 1
1 Reference Case | 2025 | 7 | -17.9 | 2
1 Reference Case | 2025 | 7 | -17.8 | 4
1 Reference Case | 2025 | 7 | -17.7 | 6
1 Reference Case | 2025 | 7 | -17.6 | 1
1 Reference Case | 2025 | 7 | -17.5 | 4
1 Reference Case | 2025 | 7 | -17.4 | 1
1 Reference Case | 2025 | 7 | -17.3 | 4
1 Reference Case | 2025 | 7 | -17.2 | 2
1 Reference Case | 2025 | 7 | -17 | 3
1 Reference Case | 2025 | 7 | -16.9 | 1
1 Reference Case | 2025 | 7 | -16.8 | 1
1 Reference Case | 2025 | 7 | -16.7 | 2
1 Reference Case | 2025 | 7 | -16.6 | 2
1 Reference Case | 2025 | 7 | -16.5 | 1
1 Reference Case | 2025 | 7 | -16.4 | 5
1 Reference Case | 2025 | 7 | -16.3 | 3
1 Reference Case | 2025 | 7 | -16.2 | 2
1 Reference Case | 2025 | 7 | -16.1 | 1
1 Reference Case | 2025 | 7 | -16 | 3
1 Reference Case | 2025 | 7 | -15.9 | 4
1 Reference Case | 2025 | 7 | -15.8 | 3
1 Reference Case | 2025 | 7 | -15.7 | 1
1 Reference Case | 2025 | 7 | -15.6 | 1
1 Reference Case | 2025 | 7 | -15.5 | 2
1 Reference Case | 2025 | 7 | -15.4 | 2
1 Reference Case | 2025 | 7 | -15.3 | 2
1 Reference Case | 2025 | 7 | -15.2 | 4
1 Reference Case | 2025 | 7 | -15.1 | 2
1 Reference Case | 2025 | 7 | -15 | 3
1 Reference Case | 2025 | 7 | -14.9 | 4
1 Reference Case | 2025 | 7 | -14.8 | 1
1 Reference Case | 2025 | 7 | -14.7 | 4
1 Reference Case | 2025 | 7 | -14.6 | 4
1 Reference Case | 2025 | 7 | -14.5 | 3
1 Reference Case | 2025 | 7 | -14.4 | 1
1 Reference Case | 2025 | 7 | -14.3 | 7
1 Reference Case | 2025 | 7 | -14.2 | 1
1 Reference Case | 2025 | 7 | -14.1 | 3
1 Reference Case | 2025 | 7 | -14 | 1
1 Reference Case | 2025 | 7 | -13.9 | 1
1 Reference Case | 2025 | 7 | -13.8 | 3
1 Reference Case | 2025 | 7 | -13.7 | 2
1 Reference Case | 2025 | 7 | -13.6 | 2
1 Reference Case | 2025 | 7 | -13.4 | 1
1 Reference Case | 2025 | 7 | -13.2 | 3
1 Reference Case | 2025 | 7 | -13.1 | 4
1 Reference Case | 2025 | 7 | -13 | 2
1 Reference Case | 2025 | 7 | -12.9 | 2
1 Reference Case | 2025 | 7 | -12.8 | 2
1 Reference Case | 2025 | 7 | -12.7 | 5
1 Reference Case | 2025 | 7 | -12.6 | 1
1 Reference Case | 2025 | 7 | -12.5 | 3
1 Reference Case | 2025 | 7 | -12.4 | 1
1 Reference Case | 2025 | 7 | -12.3 | 2
1 Reference Case | 2025 | 7 | -12.2 | 2
1 Reference Case | 2025 | 7 | -12.1 | 3
1 Reference Case | 2025 | 7 | -11.9 | 3
1 Reference Case | 2025 | 7 | -11.8 | 1
1 Reference Case | 2025 | 7 | -11.7 | 3
1 Reference Case | 2025 | 7 | -11.6 | 1
1 Reference Case | 2025 | 7 | -11.5 | 1
1 Reference Case | 2025 | 7 | -11.4 | 3
1 Reference Case | 2025 | 7 | -11.3 | 3
1 Reference Case | 2025 | 7 | -11.2 | 1
1 Reference Case | 2025 | 7 | -11.1 | 2
1 Reference Case | 2025 | 7 | -11 | 2
1 Reference Case | 2025 | 7 | -10.9 | 2
1 Reference Case | 2025 | 7 | -10.8 | 2
1 Reference Case | 2025 | 7 | -10.7 | 2
1 Reference Case | 2025 | 7 | -10.6 | 3
1 Reference Case | 2025 | 7 | -10.5 | 2
1 Reference Case | 2025 | 7 | -10.4 | 3
1 Reference Case | 2025 | 7 | -10.3 | 1
1 Reference Case | 2025 | 7 | -10.1 | 1
1 Reference Case | 2025 | 7 | -10 | 2
1 Reference Case | 2025 | 7 | -9.9 | 2
1 Reference Case | 2025 | 7 | -9.4 | 2
1 Reference Case | 2025 | 7 | -9.3 | 1
1 Reference Case | 2025 | 7 | -9.2 | 3
1 Reference Case | 2025 | 7 | -9.1 | 1
1 Reference Case | 2025 | 7 | -8.9 | 1
1 Reference Case | 2025 | 7 | -8.7 | 1
1 Reference Case | 2025 | 7 | -8.6 | 1
1 Reference Case | 2025 | 7 | -8.5 | 1
1 Reference Case | 2025 | 7 | -8.2 | 2
1 Reference Case | 2025 | 7 | -8.1 | 1
1 Reference Case | 2025 | 7 | -8 | 1
1 Reference Case | 2025 | 7 | -7.9 | 1
1 Reference Case | 2025 | 7 | -7.7 | 1
1 Reference Case | 2025 | 7 | -7.6 | 1
1 Reference Case | 2025 | 7 | -7.5 | 2
1 Reference Case | 2025 | 7 | -7.4 | 2
1 Reference Case | 2025 | 7 | -7.2 | 1
1 Reference Case | 2025 | 7 | -7.1 | 1
1 Reference Case | 2025 | 7 | -7 | 1
1 Reference Case | 2025 | 7 | -6.8 | 1
1 Reference Case | 2025 | 7 | -6.7 | 1
1 Reference Case | 2025 | 7 | -6.6 | 1
1 Reference Case | 2025 | 7 | -6.4 | 1
1 Reference Case | 2025 | 7 | -6.3 | 1
1 Reference Case | 2025 | 7 | -6.2 | 1
1 Reference Case | 2025 | 7 | -6.1 | 1
1 Reference Case | 2025 | 7 | -6 | 1
1 Reference Case | 2025 | 7 | -5.9 | 1
1 Reference Case | 2025 | 7 | -5.8 | 1
1 Reference Case | 2025 | 7 | -5.7 | 1
1 Reference Case | 2025 | 7 | -5.6 | 1
1 Reference Case | 2025 | 7 | -5.4 | 1
1 Reference Case | 2025 | 7 | -5.2 | 1
1 Reference Case | 2025 | 7 | -5 | 1
1 Reference Case | 2025 | 7 | -4.8 | 1
1 Reference Case | 2025 | 7 | -4.5 | 1
1 Reference Case | 2025 | 7 | -4.3 | 1
1 Reference Case | 2025 | 7 | -4.2 | 1
1 Reference Case | 2025 | 7 | -2.3 | 1
1 Reference Case | 2025 | 7 | -1.2 | 1
1 Reference Case | 2025 | 7 | 0 | 1
1 Reference Case | 2025 | 7 | 2.2 | 1
1 Reference Case | 2025 | 7 | 2.8 | 1
1 Reference Case | 2025 | 7 | 3.4 | 1
1 Reference Case | 2025 | 7 | 3.6 | 2
1 Reference Case | 2025 | 7 | 4 | 1
1 Reference Case | 2025 | 7 | 4.7 | 1
1 Reference Case | 2025 | 7 | 4.8 | 1
1 Reference Case | 2025 | 7 | 5.2 | 1
1 Reference Case | 2025 | 7 | 6.1 | 1
1 Reference Case | 2025 | 7 | 6.2 | 1
1 Reference Case | 2025 | 7 | 6.3 | 1
1 Reference Case | 2025 | 7 | 6.4 | 1
1 Reference Case | 2025 | 7 | 6.5 | 1
1 Reference Case | 2025 | 7 | 6.7 | 1
1 Reference Case | 2025 | 7 | 6.8 | 1
1 Reference Case | 2025 | 7 | 7 | 1
1 Reference Case | 2025 | 7 | 7.1 | 1
1 Reference Case | 2025 | 7 | 7.2 | 4
1 Reference Case | 2025 | 7 | 7.4 | 1
1 Reference Case | 2025 | 7 | 7.6 | 1
1 Reference Case | 2025 | 7 | 7.8 | 1
1 Reference Case | 2025 | 7 | 7.9 | 1
1 Reference Case | 2025 | 7 | 8 | 2
1 Reference Case | 2025 | 7 | 8.1 | 1
1 Reference Case | 2025 | 7 | 8.2 | 1
1 Reference Case | 2025 | 7 | 8.3 | 1
1 Reference Case | 2025 | 7 | 8.4 | 1
1 Reference Case | 2025 | 7 | 8.5 | 1
1 Reference Case | 2025 | 7 | 8.6 | 1
1 Reference Case | 2025 | 7 | 8.7 | 2
1 Reference Case | 2025 | 7 | 8.8 | 2
1 Reference Case | 2025 | 7 | 8.9 | 1
1 Reference Case | 2025 | 7 | 9 | 2
1 Reference Case | 2025 | 7 | 9.1 | 2
1 Reference Case | 2025 | 7 | 9.2 | 3
1 Reference Case | 2025 | 7 | 9.3 | 2
1 Reference Case | 2025 | 7 | 9.4 | 3
1 Reference Case | 2025 | 7 | 9.5 | 2
1 Reference Case | 2025 | 7 | 9.8 | 1
1 Reference Case | 2025 | 7 | 10.1 | 1
1 Reference Case | 2025 | 7 | 10.2 | 3
1 Reference Case | 2025 | 7 | 10.3 | 2
1 Reference Case | 2025 | 7 | 10.5 | 2
1 Reference Case | 2025 | 7 | 10.8 | 2
1 Reference Case | 2025 | 7 | 11.1 | 4
1 Reference Case | 2025 | 7 | 11.2 | 2
1 Reference Case | 2025 | 7 | 11.5 | 1
1 Reference Case | 2025 | 7 | 11.6 | 3
1 Reference Case | 2025 | 7 | 11.7 | 2
1 Reference Case | 2025 | 7 | 11.8 | 1
1 Reference Case | 2025 | 7 | 12 | 2
1 Reference Case | 2025 | 7 | 12.1 | 1
1 Reference Case | 2025 | 7 | 12.2 | 3
1 Reference Case | 2025 | 7 | 12.3 | 2
1 Reference Case | 2025 | 7 | 12.4 | 1
1 Reference Case | 2025 | 7 | 12.5 | 2
1 Reference Case | 2025 | 7 | 12.6 | 2
1 Reference Case | 2025 | 7 | 12.7 | 3
1 Reference Case | 2025 | 7 | 12.8 | 1
1 Reference Case | 2025 | 7 | 12.9 | 2
1 Reference Case | 2025 | 7 | 13 | 3
1 Reference Case | 2025 | 7 | 13.1 | 5
1 Reference Case | 2025 | 7 | 13.2 | 4
1 Reference Case | 2025 | 7 | 13.4 | 2
1 Reference Case | 2025 | 7 | 13.5 | 1
1 Reference Case | 2025 | 7 | 13.6 | 2
1 Reference Case | 2025 | 7 | 13.7 | 1
1 Reference Case | 2025 | 7 | 13.8 | 1
1 Reference Case | 2025 | 7 | 13.9 | 3
1 Reference Case | 2025 | 7 | 14 | 1
1 Reference Case | 2025 | 7 | 14.1 | 3
1 Reference Case | 2025 | 7 | 14.2 | 4
1 Reference Case | 2025 | 7 | 14.3 | 1
1 Reference Case | 2025 | 7 | 14.4 | 2
1 Reference Case | 2025 | 7 | 14.5 | 1
1 Reference Case | 2025 | 7 | 14.6 | 2
1 Reference Case | 2025 | 7 | 14.7 | 2
1 Reference Case | 2025 | 7 | 14.8 | 2
1 Reference Case | 2025 | 7 | 14.9 | 2
1 Reference Case | 2025 | 7 | 15 | 3
1 Reference Case | 2025 | 7 | 15.1 | 1
1 Reference Case | 2025 | 7 | 15.2 | 2
1 Reference Case | 2025 | 7 | 15.3 | 3
1 Reference Case | 2025 | 7 | 15.4 | 3
1 Reference Case | 2025 | 7 | 15.5 | 5
1 Reference Case | 2025 | 7 | 15.6 | 2
1 Reference Case | 2025 | 7 | 15.8 | 3
1 Reference Case | 2025 | 7 | 15.9 | 1
1 Reference Case | 2025 | 7 | 16 | 3
1 Reference Case | 2025 | 7 | 16.1 | 9
1 Reference Case | 2025 | 7 | 16.2 | 2
1 Reference Case | 2025 | 7 | 16.3 | 1
1 Reference Case | 2025 | 7 | 16.4 | 2
1 Reference Case | 2025 | 7 | 16.5 | 2
1 Reference Case | 2025 | 7 | 16.6 | 3
1 Reference Case | 2025 | 7 | 16.7 | 1
1 Reference Case | 2025 | 7 | 16.8 | 1
1 Reference Case | 2025 | 7 | 16.9 | 1
1 Reference Case | 2025 | 7 | 17.1 | 2
1 Reference Case | 2025 | 7 | 17.2 | 3
1 Reference Case | 2025 | 7 | 17.3 | 1
1 Reference Case | 2025 | 7 | 17.4 | 1
1 Reference Case | 2025 | 7 | 17.5 | 2
1 Reference Case | 2025 | 7 | 17.6 | 5
1 Reference Case | 2025 | 7 | 17.7 | 2
1 Reference Case | 2025 | 7 | 17.8 | 1
1 Reference Case | 2025 | 7 | 17.9 | 3
1 Reference Case | 2025 | 7 | 18 | 5
1 Reference Case | 2025 | 7 | 18.1 | 2
1 Reference Case | 2025 | 7 | 18.2 | 1
1 Reference Case | 2025 | 7 | 18.3 | 4
1 Reference Case | 2025 | 7 | 18.4 | 1
1 Reference Case | 2025 | 7 | 18.5 | 4
1 Reference Case | 2025 | 7 | 18.6 | 2
1 Reference Case | 2025 | 7 | 18.7 | 2
1 Reference Case | 2025 | 7 | 18.8 | 2
1 Reference Case | 2025 | 7 | 18.9 | 5
1 Reference Case | 2025 | 7 | 19 | 1
1 Reference Case | 2025 | 7 | 19.1 | 1
1 Reference Case | 2025 | 7 | 19.2 | 1
1 Reference Case | 2025 | 7 | 19.3 | 1
1 Reference Case | 2025 | 7 | 19.4 | 3
1 Reference Case | 2025 | 7 | 19.5 | 4
1 Reference Case | 2025 | 7 | 19.6 | 6
1 Reference Case | 2025 | 7 | 19.7 | 5
1 Reference Case | 2025 | 7 | 19.8 | 2
1 Reference Case | 2025 | 7 | 19.9 | 2
1 Reference Case | 2025 | 7 | 20 | 1
1 Reference Case | 2025 | 7 | 20.1 | 1
1 Reference Case | 2025 | 7 | 20.2 | 3
1 Reference Case | 2025 | 7 | 20.3 | 3
1 Reference Case | 2025 | 7 | 20.4 | 3
1 Reference Case | 2025 | 7 | 20.5 | 2
1 Reference Case | 2025 | 7 | 20.6 | 3
1 Reference Case | 2025 | 7 | 20.7 | 1
1 Reference Case | 2025 | 7 | 20.8 | 1
1 Reference Case | 2025 | 7 | 20.9 | 2
1 Reference Case | 2025 | 7 | 21 | 3
1 Reference Case | 2025 | 7 | 21.1 | 2
1 Reference Case | 2025 | 7 | 21.2 | 3
1 Reference Case | 2025 | 7 | 21.3 | 2
1 Reference Case | 2025 | 7 | 21.4 | 3
1 Reference Case | 2025 | 7 | 21.5 | 1
1 Reference Case | 2025 | 7 | 21.6 | 1
1 Reference Case | 2025 | 7 | 21.7 | 2
1 Reference Case | 2025 | 7 | 21.8 | 1
1 Reference Case | 2025 | 7 | 21.9 | 6
1 Reference Case | 2025 | 7 | 22 | 2
1 Reference Case | 2025 | 7 | 22.1 | 4
1 Reference Case | 2025 | 7 | 22.2 | 5
1 Reference Case | 2025 | 7 | 22.3 | 5
1 Reference Case | 2025 | 7 | 22.4 | 2
1 Reference Case | 2025 | 7 | 22.5 | 3
1 Reference Case | 2025 | 7 | 22.6 | 1
1 Reference Case | 2025 | 7 | 22.7 | 1
1 Reference Case | 2025 | 7 | 22.8 | 5
1 Reference Case | 2025 | 7 | 22.9 | 2
1 Reference Case | 2025 | 7 | 23 | 3
1 Reference Case | 2025 | 7 | 23.2 | 6
1 Reference Case | 2025 | 7 | 23.3 | 3
1 Reference Case | 2025 | 7 | 23.4 | 1
1 Reference Case | 2025 | 7 | 23.5 | 3
1 Reference Case | 2025 | 7 | 23.6 | 4
1 Reference Case | 2025 | 7 | 23.8 | 4
1 Reference Case | 2025 | 7 | 23.9 | 1
1 Reference Case | 2025 | 7 | 24 | 2
1 Reference Case | 2025 | 7 | 24.1 | 4
1 Reference Case | 2025 | 7 | 24.2 | 2
1 Reference Case | 2025 | 7 | 24.3 | 1
1 Reference Case | 2025 | 7 | 24.4 | 2
1 Reference Case | 2025 | 7 | 24.5 | 1
1 Reference Case | 2025 | 7 | 24.6 | 3
1 Reference Case | 2025 | 7 | 24.7 | 4
1 Reference Case | 2025 | 7 | 24.8 | 2
1 Reference Case | 2025 | 7 | 24.9 | 2
1 Reference Case | 2025 | 7 | 25 | 4
1 Reference Case | 2025 | 7 | 25.1 | 2
1 Reference Case | 2025 | 7 | 25.2 | 2
1 Reference Case | 2025 | 7 | 25.3 | 4
1 Reference Case | 2025 | 7 | 25.4 | 4
1 Reference Case | 2025 | 7 | 25.5 | 4
1 Reference Case | 2025 | 7 | 25.6 | 2
1 Reference Case | 2025 | 7 | 25.7 | 1
1 Reference Case | 2025 | 7 | 25.8 | 2
1 Reference Case | 2025 | 7 | 25.9 | 1
1 Reference Case | 2025 | 7 | 26 | 1
1 Reference Case | 2025 | 7 | 26.1 | 3
1 Reference Case | 2025 | 7 | 26.2 | 1
1 Reference Case | 2025 | 7 | 26.3 | 1
1 Reference Case | 2025 | 7 | 26.4 | 2
1 Reference Case | 2025 | 7 | 26.5 | 4
1 Reference Case | 2025 | 7 | 26.6 | 2
1 Reference Case | 2025 | 7 | 26.7 | 3
1 Reference Case | 2025 | 7 | 26.8 | 1
1 Reference Case | 2025 | 7 | 26.9 | 4
1 Reference Case | 2025 | 7 | 27 | 1
1 Reference Case | 2025 | 7 | 27.1 | 1
1 Reference Case | 2025 | 7 | 27.2 | 2
1 Reference Case | 2025 | 7 | 27.3 | 2
1 Reference Case | 2025 | 7 | 27.5 | 1
1 Reference Case | 2025 | 7 | 27.6 | 3
1 Reference Case | 2025 | 7 | 27.8 | 2
1 Reference Case | 2025 | 7 | 27.9 | 2
1 Reference Case | 2025 | 7 | 28.1 | 1
1 Reference Case | 2025 | 7 | 28.3 | 2
1 Reference Case | 2025 | 7 | 28.4 | 2
1 Reference Case | 2025 | 7 | 28.5 | 2
1 Reference Case | 2025 | 7 | 28.7 | 1
1 Reference Case | 2025 | 7 | 28.8 | 2
1 Reference Case | 2025 | 7 | 28.9 | 2
1 Reference Case | 2025 | 7 | 29 | 1
1 Reference Case | 2025 | 7 | 29.2 | 2
1 Reference Case | 2025 | 7 | 29.3 | 1
1 Reference Case | 2025 | 7 | 29.5 | 2
1 Reference Case | 2025 | 7 | 29.6 | 2
1 Reference Case | 2025 | 7 | 29.7 | 3
1 Reference Case | 2025 | 7 | 29.8 | 1
1 Reference Case | 2025 | 7 | 29.9 | 3
1 Reference Case | 2025 | 7 | 30 | 1
1 Reference Case | 2025 | 7 | 30.1 | 1
1 Reference Case | 2025 | 7 | 30.3 | 1
1 Reference Case | 2025 | 7 | 30.4 | 2
1 Reference Case | 2025 | 7 | 30.5 | 1
1 Reference Case | 2025 | 7 | 30.7 | 2
1 Reference Case | 2025 | 7 | 30.9 | 1
1 Reference Case | 2025 | 7 | 31 | 1
1 Reference Case | 2025 | 7 | 31.1 | 2
1 Reference Case | 2025 | 7 | 31.2 | 1
1 Reference Case | 2025 | 7 | 31.3 | 1
1 Reference Case | 2025 | 7 | 31.4 | 3
1 Reference Case | 2025 | 7 | 31.5 | 1
1 Reference Case | 2025 | 7 | 31.9 | 2
1 Reference Case | 2025 | 7 | 32 | 1
1 Reference Case | 2025 | 7 | 32.1 | 2
1 Reference Case | 2025 | 7 | 32.2 | 2
1 Reference Case | 2025 | 7 | 32.4 | 1
1 Reference Case | 2025 | 7 | 32.5 | 3
1 Reference Case | 2025 | 7 | 32.6 | 1
1 Reference Case | 2025 | 7 | 32.7 | 1
1 Reference Case | 2025 | 7 | 32.9 | 2
1 Reference Case | 2025 | 7 | 33.2 | 1
1 Reference Case | 2025 | 7 | 33.3 | 1
1 Reference Case | 2025 | 7 | 33.4 | 2
1 Reference Case | 2025 | 7 | 33.5 | 1
1 Reference Case | 2025 | 7 | 33.6 | 2
1 Reference Case | 2025 | 7 | 33.8 | 1
1 Reference Case | 2025 | 7 | 33.9 | 1
1 Reference Case | 2025 | 7 | 34 | 1
1 Reference Case | 2025 | 7 | 34.1 | 1
1 Reference Case | 2025 | 7 | 34.3 | 2
1 Reference Case | 2025 | 7 | 34.4 | 1
1 Reference Case | 2025 | 7 | 34.5 | 1
1 Reference Case | 2025 | 7 | 34.6 | 2
1 Reference Case | 2025 | 7 | 34.7 | 1
1 Reference Case | 2025 | 7 | 34.8 | 3
1 Reference Case | 2025 | 7 | 35 | 2
1 Reference Case | 2025 | 7 | 35.2 | 1
1 Reference Case | 2025 | 7 | 35.3 | 3
1 Reference Case | 2025 | 7 | 35.6 | 1
1 Reference Case | 2025 | 7 | 35.7 | 2
1 Reference Case | 2025 | 7 | 35.8 | 2
1 Reference Case | 2025 | 7 | 35.9 | 1
1 Reference Case | 2025 | 7 | 36.1 | 1
1 Reference Case | 2025 | 7 | 36.3 | 1
1 Reference Case | 2025 | 7 | 36.4 | 3
1 Reference Case | 2025 | 7 | 36.7 | 1
1 Reference Case | 2025 | 7 | 36.8 | 1
1 Reference Case | 2025 | 7 | 36.9 | 2
1 Reference Case | 2025 | 7 | 37.3 | 2
1 Reference Case | 2025 | 7 | 37.5 | 1
1 Reference Case | 2025 | 7 | 37.6 | 1
1 Reference Case | 2025 | 7 | 37.7 | 1
1 Reference Case | 2025 | 7 | 37.8 | 2
1 Reference Case | 2025 | 7 | 37.9 | 2
1 Reference Case | 2025 | 7 | 38.1 | 2
1 Reference Case | 2025 | 7 | 38.3 | 1
1 Reference Case | 2025 | 7 | 38.4 | 3
1 Reference Case | 2025 | 7 | 38.5 | 1
1 Reference Case | 2025 | 7 | 38.7 | 1
1 Reference Case | 2025 | 7 | 38.8 | 1
1 Reference Case | 2025 | 7 | 39.2 | 1
1 Reference Case | 2025 | 7 | 39.9 | 2
1 Reference Case | 2025 | 7 | 40 | 2
1 Reference Case | 2025 | 7 | 40.3 | 1
1 Reference Case | 2025 | 7 | 40.7 | 1
1 Reference Case | 2025 | 7 | 41 | 1
1 Reference Case | 2025 | 7 | 41.1 | 1
1 Reference Case | 2025 | 7 | 41.3 | 1
1 Reference Case | 2025 | 7 | 41.5 | 1
1 Reference Case | 2025 | 7 | 41.6 | 2
1 Reference Case | 2025 | 7 | 41.7 | 2
1 Reference Case | 2025 | 7 | 42 | 1
1 Reference Case | 2025 | 7 | 42.1 | 1
1 Reference Case | 2025 | 7 | 42.8 | 2
1 Reference Case | 2025 | 7 | 42.9 | 2
1 Reference Case | 2025 | 7 | 43.8 | 1
1 Reference Case | 2025 | 7 | 43.9 | 1
1 Reference Case | 2025 | 7 | 44 | 1
1 Reference Case | 2025 | 7 | 44.1 | 2
1 Reference Case | 2025 | 7 | 44.4 | 2
1 Reference Case | 2025 | 7 | 44.6 | 1
1 Reference Case | 2025 | 7 | 44.7 | 1
1 Reference Case | 2025 | 7 | 45 | 1
1 Reference Case | 2025 | 7 | 45.2 | 1
1 Reference Case | 2025 | 7 | 45.6 | 2
1 Reference Case | 2025 | 7 | 46 | 1
1 Reference Case | 2025 | 7 | 46.1 | 1
1 Reference Case | 2025 | 7 | 46.4 | 1
1 Reference Case | 2025 | 7 | 47 | 1
1 Reference Case | 2025 | 7 | 47.2 | 1
1 Reference Case | 2025 | 7 | 47.3 | 1
1 Reference Case | 2025 | 7 | 47.5 | 1
1 Reference Case | 2025 | 7 | 47.7 | 1
1 Reference Case | 2025 | 7 | 48 | 1
1 Reference Case | 2025 | 7 | 48.2 | 1
1 Reference Case | 2025 | 7 | 48.4 | 1
1 Reference Case | 2025 | 7 | 48.5 | 2
1 Reference Case | 2025 | 7 | 48.7 | 1
1 Reference Case | 2025 | 7 | 49 | 1
1 Reference Case | 2025 | 7 | 49.1 | 1
1 Reference Case | 2025 | 7 | 49.3 | 1
1 Reference Case | 2025 | 7 | 49.5 | 1
1 Reference Case | 2025 | 7 | 49.6 | 1
1 Reference Case | 2025 | 7 | 50 | 2
1 Reference Case | 2025 | 7 | 51.4 | 1
1 Reference Case | 2025 | 7 | 51.7 | 1
1 Reference Case | 2025 | 7 | 52.6 | 1
1 Reference Case | 2025 | 7 | 52.7 | 1
1 Reference Case | 2025 | 7 | 54.7 | 2
1 Reference Case | 2025 | 7 | 55.6 | 1
1 Reference Case | 2025 | 7 | 57.4 | 1
1 Reference Case | 2025 | 7 | 57.9 | 1
1 Reference Case | 2025 | 7 | 58.1 | 1
1 Reference Case | 2025 | 7 | 58.2 | 1
1 Reference Case | 2025 | 7 | 59.7 | 1
1 Reference Case | 2025 | 7 | 60.9 | 1
1 Reference Case | 2025 | 7 | 61.9 | 1
1 Reference Case | 2025 | 7 | 62 | 1
1 Reference Case | 2025 | 7 | 62.8 | 1
1 Reference Case | 2025 | 7 | 63.6 | 1
1 Reference Case | 2025 | 7 | 83.2 | 1
1 Reference Case | 2025 | 7 | 87.2 | 1
1 Reference Case | 2025 | 7 | 110.1 | 1
1 Reference Case | 2025 | 7 | 170.6 | 1
1 Reference Case | 2025 | 7 | 171.7 | 1
1 Reference Case | 2025 | 7 | 290.5 | 1
1 Reference Case | 2025 | 7 | 584.9 | 1
1 Reference Case | 2025 | 8 | -134.6 | 1
1 Reference Case | 2025 | 8 | -119.4 | 1
1 Reference Case | 2025 | 8 | -78.4 | 1
1 Reference Case | 2025 | 8 | -72 | 1
1 Reference Case | 2025 | 8 | -70.1 | 2
1 Reference Case | 2025 | 8 | -70 | 1
1 Reference Case | 2025 | 8 | -65.6 | 1
1 Reference Case | 2025 | 8 | -62.2 | 1
1 Reference Case | 2025 | 8 | -62 | 1
1 Reference Case | 2025 | 8 | -61.8 | 1
1 Reference Case | 2025 | 8 | -60.4 | 1
1 Reference Case | 2025 | 8 | -58.9 | 1
1 Reference Case | 2025 | 8 | -58.5 | 1
1 Reference Case | 2025 | 8 | -58 | 1
1 Reference Case | 2025 | 8 | -56.3 | 1
1 Reference Case | 2025 | 8 | -54.8 | 1
1 Reference Case | 2025 | 8 | -54.6 | 1
1 Reference Case | 2025 | 8 | -52.9 | 1
1 Reference Case | 2025 | 8 | -52.3 | 1
1 Reference Case | 2025 | 8 | -52.2 | 1
1 Reference Case | 2025 | 8 | -52.1 | 1
1 Reference Case | 2025 | 8 | -51.2 | 1
1 Reference Case | 2025 | 8 | -51.1 | 1
1 Reference Case | 2025 | 8 | -49.7 | 1
1 Reference Case | 2025 | 8 | -49.5 | 1
1 Reference Case | 2025 | 8 | -49 | 1
1 Reference Case | 2025 | 8 | -48.9 | 1
1 Reference Case | 2025 | 8 | -48.5 | 1
1 Reference Case | 2025 | 8 | -47.9 | 1
1 Reference Case | 2025 | 8 | -47.7 | 1
1 Reference Case | 2025 | 8 | -47 | 1
1 Reference Case | 2025 | 8 | -46.8 | 1
1 Reference Case | 2025 | 8 | -46.7 | 1
1 Reference Case | 2025 | 8 | -46.6 | 1
1 Reference Case | 2025 | 8 | -46.1 | 1
1 Reference Case | 2025 | 8 | -45.5 | 3
1 Reference Case | 2025 | 8 | -44.3 | 1
1 Reference Case | 2025 | 8 | -43.7 | 1
1 Reference Case | 2025 | 8 | -42.6 | 1
1 Reference Case | 2025 | 8 | -42.1 | 2
1 Reference Case | 2025 | 8 | -41.4 | 1
1 Reference Case | 2025 | 8 | -41.3 | 1
1 Reference Case | 2025 | 8 | -41 | 1
1 Reference Case | 2025 | 8 | -40.7 | 1
1 Reference Case | 2025 | 8 | -40.5 | 1
1 Reference Case | 2025 | 8 | -40.4 | 1
1 Reference Case | 2025 | 8 | -40.3 | 1
1 Reference Case | 2025 | 8 | -40 | 1
1 Reference Case | 2025 | 8 | -39.9 | 2
1 Reference Case | 2025 | 8 | -39.7 | 2
1 Reference Case | 2025 | 8 | -39.5 | 1
1 Reference Case | 2025 | 8 | -39.4 | 1
1 Reference Case | 2025 | 8 | -39.3 | 1
1 Reference Case | 2025 | 8 | -39.2 | 1
1 Reference Case | 2025 | 8 | -39.1 | 2
1 Reference Case | 2025 | 8 | -38.9 | 1
1 Reference Case | 2025 | 8 | -38.6 | 1
1 Reference Case | 2025 | 8 | -38.5 | 1
1 Reference Case | 2025 | 8 | -38.2 | 1
1 Reference Case | 2025 | 8 | -38 | 1
1 Reference Case | 2025 | 8 | -37.9 | 1
1 Reference Case | 2025 | 8 | -37.8 | 2
1 Reference Case | 2025 | 8 | -37.7 | 1
1 Reference Case | 2025 | 8 | -37.3 | 1
1 Reference Case | 2025 | 8 | -37.1 | 1
1 Reference Case | 2025 | 8 | -36.8 | 2
1 Reference Case | 2025 | 8 | -36.5 | 3
1 Reference Case | 2025 | 8 | -36.3 | 1
1 Reference Case | 2025 | 8 | -35.9 | 1
1 Reference Case | 2025 | 8 | -35.8 | 1
1 Reference Case | 2025 | 8 | -35.7 | 1
1 Reference Case | 2025 | 8 | -35.5 | 1
1 Reference Case | 2025 | 8 | -35.3 | 1
1 Reference Case | 2025 | 8 | -35.1 | 1
1 Reference Case | 2025 | 8 | -34.9 | 2
1 Reference Case | 2025 | 8 | -34.8 | 1
1 Reference Case | 2025 | 8 | -34.3 | 2
1 Reference Case | 2025 | 8 | -34.1 | 1
1 Reference Case | 2025 | 8 | -34 | 1
1 Reference Case | 2025 | 8 | -33.9 | 2
1 Reference Case | 2025 | 8 | -33.8 | 1
1 Reference Case | 2025 | 8 | -33.7 | 2
1 Reference Case | 2025 | 8 | -33.6 | 3
1 Reference Case | 2025 | 8 | -33.5 | 4
1 Reference Case | 2025 | 8 | -33.3 | 1
1 Reference Case | 2025 | 8 | -33.2 | 1
1 Reference Case | 2025 | 8 | -33 | 1
1 Reference Case | 2025 | 8 | -32.9 | 1
1 Reference Case | 2025 | 8 | -32.8 | 3
1 Reference Case | 2025 | 8 | -32.7 | 1
1 Reference Case | 2025 | 8 | -32.6 | 3
1 Reference Case | 2025 | 8 | -32.5 | 3
1 Reference Case | 2025 | 8 | -32.4 | 1
1 Reference Case | 2025 | 8 | -32.3 | 2
1 Reference Case | 2025 | 8 | -32.2 | 1
1 Reference Case | 2025 | 8 | -31.8 | 1
1 Reference Case | 2025 | 8 | -31.7 | 2
1 Reference Case | 2025 | 8 | -31.6 | 1
1 Reference Case | 2025 | 8 | -31.5 | 1
1 Reference Case | 2025 | 8 | -31.4 | 1
1 Reference Case | 2025 | 8 | -31.2 | 1
1 Reference Case | 2025 | 8 | -30.7 | 1
1 Reference Case | 2025 | 8 | -30.6 | 3
1 Reference Case | 2025 | 8 | -30.4 | 2
1 Reference Case | 2025 | 8 | -30.3 | 1
1 Reference Case | 2025 | 8 | -30.1 | 1
1 Reference Case | 2025 | 8 | -29.9 | 1
1 Reference Case | 2025 | 8 | -29.8 | 1
1 Reference Case | 2025 | 8 | -29.6 | 1
1 Reference Case | 2025 | 8 | -29.5 | 1
1 Reference Case | 2025 | 8 | -29.3 | 1
1 Reference Case | 2025 | 8 | -29.1 | 1
1 Reference Case | 2025 | 8 | -28.9 | 2
1 Reference Case | 2025 | 8 | -28.8 | 1
1 Reference Case | 2025 | 8 | -28.7 | 1
1 Reference Case | 2025 | 8 | -28.3 | 1
1 Reference Case | 2025 | 8 | -28.2 | 2
1 Reference Case | 2025 | 8 | -28.1 | 1
1 Reference Case | 2025 | 8 | -28 | 1
1 Reference Case | 2025 | 8 | -27.9 | 3
1 Reference Case | 2025 | 8 | -27.8 | 1
1 Reference Case | 2025 | 8 | -27.7 | 2
1 Reference Case | 2025 | 8 | -27.6 | 1
1 Reference Case | 2025 | 8 | -27.5 | 1
1 Reference Case | 2025 | 8 | -27.3 | 1
1 Reference Case | 2025 | 8 | -27.2 | 1
1 Reference Case | 2025 | 8 | -27.1 | 1
1 Reference Case | 2025 | 8 | -27 | 3
1 Reference Case | 2025 | 8 | -26.5 | 1
1 Reference Case | 2025 | 8 | -26.4 | 2
1 Reference Case | 2025 | 8 | -26.3 | 1
1 Reference Case | 2025 | 8 | -26.2 | 1
1 Reference Case | 2025 | 8 | -26.1 | 2
1 Reference Case | 2025 | 8 | -26 | 2
1 Reference Case | 2025 | 8 | -25.9 | 3
1 Reference Case | 2025 | 8 | -25.8 | 2
1 Reference Case | 2025 | 8 | -25.7 | 1
1 Reference Case | 2025 | 8 | -25.6 | 1
1 Reference Case | 2025 | 8 | -25.5 | 3
1 Reference Case | 2025 | 8 | -25.4 | 2
1 Reference Case | 2025 | 8 | -25.2 | 2
1 Reference Case | 2025 | 8 | -25.1 | 1
1 Reference Case | 2025 | 8 | -25 | 1
1 Reference Case | 2025 | 8 | -24.9 | 2
1 Reference Case | 2025 | 8 | -24.6 | 1
1 Reference Case | 2025 | 8 | -24.5 | 2
1 Reference Case | 2025 | 8 | -24.4 | 1
1 Reference Case | 2025 | 8 | -24.2 | 1
1 Reference Case | 2025 | 8 | -24.1 | 5
1 Reference Case | 2025 | 8 | -24 | 2
1 Reference Case | 2025 | 8 | -23.9 | 1
1 Reference Case | 2025 | 8 | -23.8 | 3
1 Reference Case | 2025 | 8 | -23.6 | 2
1 Reference Case | 2025 | 8 | -23.2 | 3
1 Reference Case | 2025 | 8 | -23.1 | 1
1 Reference Case | 2025 | 8 | -23 | 1
1 Reference Case | 2025 | 8 | -22.8 | 3
1 Reference Case | 2025 | 8 | -22.7 | 1
1 Reference Case | 2025 | 8 | -22.6 | 2
1 Reference Case | 2025 | 8 | -22.4 | 3
1 Reference Case | 2025 | 8 | -22.3 | 3
1 Reference Case | 2025 | 8 | -22.1 | 1
1 Reference Case | 2025 | 8 | -22 | 3
1 Reference Case | 2025 | 8 | -21.9 | 2
1 Reference Case | 2025 | 8 | -21.8 | 3
1 Reference Case | 2025 | 8 | -21.7 | 1
1 Reference Case | 2025 | 8 | -21.6 | 1
1 Reference Case | 2025 | 8 | -21.5 | 2
1 Reference Case | 2025 | 8 | -21.4 | 2
1 Reference Case | 2025 | 8 | -21.3 | 1
1 Reference Case | 2025 | 8 | -21.1 | 2
1 Reference Case | 2025 | 8 | -21 | 2
1 Reference Case | 2025 | 8 | -20.9 | 1
1 Reference Case | 2025 | 8 | -20.8 | 5
1 Reference Case | 2025 | 8 | -20.7 | 1
1 Reference Case | 2025 | 8 | -20.6 | 2
1 Reference Case | 2025 | 8 | -20.5 | 3
1 Reference Case | 2025 | 8 | -20.4 | 4
1 Reference Case | 2025 | 8 | -20.3 | 1
1 Reference Case | 2025 | 8 | -20.2 | 1
1 Reference Case | 2025 | 8 | -20.1 | 1
1 Reference Case | 2025 | 8 | -20 | 5
1 Reference Case | 2025 | 8 | -19.9 | 3
1 Reference Case | 2025 | 8 | -19.8 | 2
1 Reference Case | 2025 | 8 | -19.7 | 2
1 Reference Case | 2025 | 8 | -19.5 | 1
1 Reference Case | 2025 | 8 | -19.3 | 2
1 Reference Case | 2025 | 8 | -19.2 | 1
1 Reference Case | 2025 | 8 | -19.1 | 2
1 Reference Case | 2025 | 8 | -18.9 | 2
1 Reference Case | 2025 | 8 | -18.7 | 1
1 Reference Case | 2025 | 8 | -18.6 | 1
1 Reference Case | 2025 | 8 | -18.5 | 1
1 Reference Case | 2025 | 8 | -18.3 | 3
1 Reference Case | 2025 | 8 | -18.2 | 2
1 Reference Case | 2025 | 8 | -18.1 | 6
1 Reference Case | 2025 | 8 | -18 | 2
1 Reference Case | 2025 | 8 | -17.9 | 4
1 Reference Case | 2025 | 8 | -17.7 | 1
1 Reference Case | 2025 | 8 | -17.6 | 2
1 Reference Case | 2025 | 8 | -17.5 | 3
1 Reference Case | 2025 | 8 | -17.4 | 1
1 Reference Case | 2025 | 8 | -17.3 | 2
1 Reference Case | 2025 | 8 | -17.2 | 2
1 Reference Case | 2025 | 8 | -17.1 | 2
1 Reference Case | 2025 | 8 | -16.9 | 2
1 Reference Case | 2025 | 8 | -16.8 | 3
1 Reference Case | 2025 | 8 | -16.7 | 2
1 Reference Case | 2025 | 8 | -16.4 | 1
1 Reference Case | 2025 | 8 | -16.3 | 7
1 Reference Case | 2025 | 8 | -16.2 | 2
1 Reference Case | 2025 | 8 | -15.9 | 2
1 Reference Case | 2025 | 8 | -15.8 | 6
1 Reference Case | 2025 | 8 | -15.7 | 3
1 Reference Case | 2025 | 8 | -15.6 | 1
1 Reference Case | 2025 | 8 | -15.5 | 2
1 Reference Case | 2025 | 8 | -15.4 | 3
1 Reference Case | 2025 | 8 | -15.2 | 1
1 Reference Case | 2025 | 8 | -15.1 | 2
1 Reference Case | 2025 | 8 | -14.9 | 2
1 Reference Case | 2025 | 8 | -14.8 | 2
1 Reference Case | 2025 | 8 | -14.7 | 1
1 Reference Case | 2025 | 8 | -14.6 | 3
1 Reference Case | 2025 | 8 | -14.5 | 1
1 Reference Case | 2025 | 8 | -14.4 | 3
1 Reference Case | 2025 | 8 | -14.3 | 3
1 Reference Case | 2025 | 8 | -14.2 | 1
1 Reference Case | 2025 | 8 | -14 | 1
1 Reference Case | 2025 | 8 | -13.9 | 1
1 Reference Case | 2025 | 8 | -13.8 | 1
1 Reference Case | 2025 | 8 | -13.7 | 4
1 Reference Case | 2025 | 8 | -13.6 | 3
1 Reference Case | 2025 | 8 | -13.5 | 2
1 Reference Case | 2025 | 8 | -13.4 | 1
1 Reference Case | 2025 | 8 | -13.3 | 3
1 Reference Case | 2025 | 8 | -13.2 | 3
1 Reference Case | 2025 | 8 | -13.1 | 3
1 Reference Case | 2025 | 8 | -13 | 2
1 Reference Case | 2025 | 8 | -12.9 | 1
1 Reference Case | 2025 | 8 | -12.8 | 2
1 Reference Case | 2025 | 8 | -12.7 | 1
1 Reference Case | 2025 | 8 | -12.6 | 4
1 Reference Case | 2025 | 8 | -12.5 | 1
1 Reference Case | 2025 | 8 | -12.4 | 2
1 Reference Case | 2025 | 8 | -12.2 | 1
1 Reference Case | 2025 | 8 | -12.1 | 1
1 Reference Case | 2025 | 8 | -12 | 2
1 Reference Case | 2025 | 8 | -11.9 | 3
1 Reference Case | 2025 | 8 | -11.8 | 1
1 Reference Case | 2025 | 8 | -11.6 | 1
1 Reference Case | 2025 | 8 | -11.4 | 2
1 Reference Case | 2025 | 8 | -11.3 | 3
1 Reference Case | 2025 | 8 | -11.1 | 1
1 Reference Case | 2025 | 8 | -10.9 | 2
1 Reference Case | 2025 | 8 | -10.7 | 2
1 Reference Case | 2025 | 8 | -10.3 | 2
1 Reference Case | 2025 | 8 | -10.2 | 1
1 Reference Case | 2025 | 8 | -10.1 | 1
1 Reference Case | 2025 | 8 | -10 | 1
1 Reference Case | 2025 | 8 | -9.9 | 2
1 Reference Case | 2025 | 8 | -9.7 | 1
1 Reference Case | 2025 | 8 | -9.6 | 2
1 Reference Case | 2025 | 8 | -9.4 | 1
1 Reference Case | 2025 | 8 | -9.1 | 1
1 Reference Case | 2025 | 8 | -8.5 | 2
1 Reference Case | 2025 | 8 | -8.3 | 2
1 Reference Case | 2025 | 8 | -8 | 1
1 Reference Case | 2025 | 8 | -7.9 | 1
1 Reference Case | 2025 | 8 | -7.6 | 2
1 Reference Case | 2025 | 8 | -7.5 | 1
1 Reference Case | 2025 | 8 | -7.4 | 1
1 Reference Case | 2025 | 8 | -6.5 | 2
1 Reference Case | 2025 | 8 | -6.4 | 1
1 Reference Case | 2025 | 8 | -6.2 | 1
1 Reference Case | 2025 | 8 | -4.8 | 1
1 Reference Case | 2025 | 8 | -4 | 1
1 Reference Case | 2025 | 8 | -2.9 | 1
1 Reference Case | 2025 | 8 | -2.8 | 1
1 Reference Case | 2025 | 8 | -2 | 1
1 Reference Case | 2025 | 8 | 2.4 | 1
1 Reference Case | 2025 | 8 | 4.9 | 1
1 Reference Case | 2025 | 8 | 6.2 | 1
1 Reference Case | 2025 | 8 | 6.3 | 2
1 Reference Case | 2025 | 8 | 6.9 | 1
1 Reference Case | 2025 | 8 | 7 | 1
1 Reference Case | 2025 | 8 | 7.1 | 1
1 Reference Case | 2025 | 8 | 7.5 | 1
1 Reference Case | 2025 | 8 | 7.6 | 1
1 Reference Case | 2025 | 8 | 7.9 | 1
1 Reference Case | 2025 | 8 | 8.1 | 1
1 Reference Case | 2025 | 8 | 8.5 | 1
1 Reference Case | 2025 | 8 | 8.7 | 1
1 Reference Case | 2025 | 8 | 8.8 | 2
1 Reference Case | 2025 | 8 | 9.2 | 1
1 Reference Case | 2025 | 8 | 9.8 | 3
1 Reference Case | 2025 | 8 | 9.9 | 1
1 Reference Case | 2025 | 8 | 10 | 1
1 Reference Case | 2025 | 8 | 10.1 | 1
1 Reference Case | 2025 | 8 | 10.2 | 2
1 Reference Case | 2025 | 8 | 10.3 | 1
1 Reference Case | 2025 | 8 | 10.6 | 2
1 Reference Case | 2025 | 8 | 10.7 | 1
1 Reference Case | 2025 | 8 | 11.6 | 1
1 Reference Case | 2025 | 8 | 11.7 | 2
1 Reference Case | 2025 | 8 | 11.8 | 3
1 Reference Case | 2025 | 8 | 11.9 | 1
1 Reference Case | 2025 | 8 | 12 | 2
1 Reference Case | 2025 | 8 | 12.1 | 1
1 Reference Case | 2025 | 8 | 12.3 | 5
1 Reference Case | 2025 | 8 | 12.4 | 2
1 Reference Case | 2025 | 8 | 12.5 | 2
1 Reference Case | 2025 | 8 | 12.7 | 1
1 Reference Case | 2025 | 8 | 12.8 | 1
1 Reference Case | 2025 | 8 | 13.1 | 1
1 Reference Case | 2025 | 8 | 13.2 | 1
1 Reference Case | 2025 | 8 | 13.3 | 1
1 Reference Case | 2025 | 8 | 13.4 | 1
1 Reference Case | 2025 | 8 | 13.6 | 4
1 Reference Case | 2025 | 8 | 13.9 | 1
1 Reference Case | 2025 | 8 | 14 | 2
1 Reference Case | 2025 | 8 | 14.2 | 1
1 Reference Case | 2025 | 8 | 14.3 | 1
1 Reference Case | 2025 | 8 | 14.4 | 2
1 Reference Case | 2025 | 8 | 14.5 | 2
1 Reference Case | 2025 | 8 | 14.6 | 1
1 Reference Case | 2025 | 8 | 14.8 | 2
1 Reference Case | 2025 | 8 | 14.9 | 4
1 Reference Case | 2025 | 8 | 15 | 1
1 Reference Case | 2025 | 8 | 15.1 | 1
1 Reference Case | 2025 | 8 | 15.2 | 1
1 Reference Case | 2025 | 8 | 15.3 | 1
1 Reference Case | 2025 | 8 | 15.4 | 2
1 Reference Case | 2025 | 8 | 15.5 | 1
1 Reference Case | 2025 | 8 | 15.6 | 3
1 Reference Case | 2025 | 8 | 15.7 | 1
1 Reference Case | 2025 | 8 | 15.8 | 5
1 Reference Case | 2025 | 8 | 16 | 3
1 Reference Case | 2025 | 8 | 16.1 | 2
1 Reference Case | 2025 | 8 | 16.2 | 2
1 Reference Case | 2025 | 8 | 16.3 | 1
1 Reference Case | 2025 | 8 | 16.4 | 1
1 Reference Case | 2025 | 8 | 16.5 | 2
1 Reference Case | 2025 | 8 | 16.6 | 2
1 Reference Case | 2025 | 8 | 16.7 | 3
1 Reference Case | 2025 | 8 | 16.8 | 3
1 Reference Case | 2025 | 8 | 17 | 2
1 Reference Case | 2025 | 8 | 17.1 | 3
1 Reference Case | 2025 | 8 | 17.2 | 4
1 Reference Case | 2025 | 8 | 17.4 | 5
1 Reference Case | 2025 | 8 | 17.5 | 3
1 Reference Case | 2025 | 8 | 17.6 | 3
1 Reference Case | 2025 | 8 | 17.7 | 4
1 Reference Case | 2025 | 8 | 17.8 | 1
1 Reference Case | 2025 | 8 | 17.9 | 1
1 Reference Case | 2025 | 8 | 18 | 4
1 Reference Case | 2025 | 8 | 18.1 | 4
1 Reference Case | 2025 | 8 | 18.2 | 3
1 Reference Case | 2025 | 8 | 18.3 | 3
1 Reference Case | 2025 | 8 | 18.4 | 2
1 Reference Case | 2025 | 8 | 18.6 | 2
1 Reference Case | 2025 | 8 | 18.7 | 3
1 Reference Case | 2025 | 8 | 18.8 | 3
1 Reference Case | 2025 | 8 | 18.9 | 2
1 Reference Case | 2025 | 8 | 19 | 3
1 Reference Case | 2025 | 8 | 19.1 | 3
1 Reference Case | 2025 | 8 | 19.2 | 2
1 Reference Case | 2025 | 8 | 19.4 | 2
1 Reference Case | 2025 | 8 | 19.5 | 1
1 Reference Case | 2025 | 8 | 19.6 | 1
1 Reference Case | 2025 | 8 | 19.7 | 4
1 Reference Case | 2025 | 8 | 19.8 | 1
1 Reference Case | 2025 | 8 | 19.9 | 2
1 Reference Case | 2025 | 8 | 20 | 2
1 Reference Case | 2025 | 8 | 20.1 | 2
1 Reference Case | 2025 | 8 | 20.2 | 3
1 Reference Case | 2025 | 8 | 20.3 | 3
1 Reference Case | 2025 | 8 | 20.4 | 1
1 Reference Case | 2025 | 8 | 20.6 | 2
1 Reference Case | 2025 | 8 | 20.7 | 2
1 Reference Case | 2025 | 8 | 20.9 | 2
1 Reference Case | 2025 | 8 | 21 | 3
1 Reference Case | 2025 | 8 | 21.1 | 3
1 Reference Case | 2025 | 8 | 21.2 | 3
1 Reference Case | 2025 | 8 | 21.3 | 2
1 Reference Case | 2025 | 8 | 21.4 | 2
1 Reference Case | 2025 | 8 | 21.5 | 2
1 Reference Case | 2025 | 8 | 21.6 | 1
1 Reference Case | 2025 | 8 | 21.7 | 1
1 Reference Case | 2025 | 8 | 21.8 | 3
1 Reference Case | 2025 | 8 | 21.9 | 1
1 Reference Case | 2025 | 8 | 22.4 | 3
1 Reference Case | 2025 | 8 | 22.5 | 1
1 Reference Case | 2025 | 8 | 22.6 | 1
1 Reference Case | 2025 | 8 | 22.7 | 1
1 Reference Case | 2025 | 8 | 22.8 | 2
1 Reference Case | 2025 | 8 | 22.9 | 2
1 Reference Case | 2025 | 8 | 23.1 | 3
1 Reference Case | 2025 | 8 | 23.3 | 2
1 Reference Case | 2025 | 8 | 23.4 | 1
1 Reference Case | 2025 | 8 | 23.5 | 2
1 Reference Case | 2025 | 8 | 23.6 | 1
1 Reference Case | 2025 | 8 | 23.7 | 2
1 Reference Case | 2025 | 8 | 23.8 | 1
1 Reference Case | 2025 | 8 | 23.9 | 1
1 Reference Case | 2025 | 8 | 24 | 1
1 Reference Case | 2025 | 8 | 24.1 | 5
1 Reference Case | 2025 | 8 | 24.3 | 2
1 Reference Case | 2025 | 8 | 24.4 | 3
1 Reference Case | 2025 | 8 | 24.6 | 2
1 Reference Case | 2025 | 8 | 24.7 | 1
1 Reference Case | 2025 | 8 | 24.8 | 2
1 Reference Case | 2025 | 8 | 24.9 | 1
1 Reference Case | 2025 | 8 | 25 | 1
1 Reference Case | 2025 | 8 | 25.1 | 1
1 Reference Case | 2025 | 8 | 25.2 | 2
1 Reference Case | 2025 | 8 | 25.3 | 5
1 Reference Case | 2025 | 8 | 25.6 | 1
1 Reference Case | 2025 | 8 | 25.7 | 3
1 Reference Case | 2025 | 8 | 25.8 | 1
1 Reference Case | 2025 | 8 | 25.9 | 1
1 Reference Case | 2025 | 8 | 26 | 3
1 Reference Case | 2025 | 8 | 26.1 | 3
1 Reference Case | 2025 | 8 | 26.2 | 2
1 Reference Case | 2025 | 8 | 26.3 | 2
1 Reference Case | 2025 | 8 | 26.4 | 3
1 Reference Case | 2025 | 8 | 26.5 | 1
1 Reference Case | 2025 | 8 | 26.6 | 1
1 Reference Case | 2025 | 8 | 26.7 | 3
1 Reference Case | 2025 | 8 | 26.8 | 3
1 Reference Case | 2025 | 8 | 26.9 | 3
1 Reference Case | 2025 | 8 | 27 | 2
1 Reference Case | 2025 | 8 | 27.2 | 1
1 Reference Case | 2025 | 8 | 27.3 | 1
1 Reference Case | 2025 | 8 | 27.4 | 4
1 Reference Case | 2025 | 8 | 27.5 | 1
1 Reference Case | 2025 | 8 | 27.6 | 1
1 Reference Case | 2025 | 8 | 27.7 | 1
1 Reference Case | 2025 | 8 | 27.8 | 3
1 Reference Case | 2025 | 8 | 27.9 | 1
1 Reference Case | 2025 | 8 | 28.1 | 2
1 Reference Case | 2025 | 8 | 28.2 | 1
1 Reference Case | 2025 | 8 | 28.3 | 1
1 Reference Case | 2025 | 8 | 28.4 | 1
1 Reference Case | 2025 | 8 | 28.5 | 2
1 Reference Case | 2025 | 8 | 28.6 | 1
1 Reference Case | 2025 | 8 | 28.7 | 2
1 Reference Case | 2025 | 8 | 28.9 | 2
1 Reference Case | 2025 | 8 | 29 | 1
1 Reference Case | 2025 | 8 | 29.1 | 3
1 Reference Case | 2025 | 8 | 29.2 | 1
1 Reference Case | 2025 | 8 | 29.5 | 3
1 Reference Case | 2025 | 8 | 29.6 | 2
1 Reference Case | 2025 | 8 | 29.7 | 1
1 Reference Case | 2025 | 8 | 29.8 | 2
1 Reference Case | 2025 | 8 | 29.9 | 1
1 Reference Case | 2025 | 8 | 30.2 | 1
1 Reference Case | 2025 | 8 | 30.3 | 3
1 Reference Case | 2025 | 8 | 30.4 | 2
1 Reference Case | 2025 | 8 | 30.6 | 1
1 Reference Case | 2025 | 8 | 31 | 1
1 Reference Case | 2025 | 8 | 31.1 | 1
1 Reference Case | 2025 | 8 | 31.2 | 1
1 Reference Case | 2025 | 8 | 31.3 | 2
1 Reference Case | 2025 | 8 | 31.4 | 1
1 Reference Case | 2025 | 8 | 31.5 | 2
1 Reference Case | 2025 | 8 | 31.7 | 1
1 Reference Case | 2025 | 8 | 31.8 | 2
1 Reference Case | 2025 | 8 | 31.9 | 4
1 Reference Case | 2025 | 8 | 32.4 | 2
1 Reference Case | 2025 | 8 | 32.5 | 1
1 Reference Case | 2025 | 8 | 32.6 | 1
1 Reference Case | 2025 | 8 | 33 | 1
1 Reference Case | 2025 | 8 | 33.1 | 3
1 Reference Case | 2025 | 8 | 33.4 | 1
1 Reference Case | 2025 | 8 | 33.5 | 3
1 Reference Case | 2025 | 8 | 33.6 | 1
1 Reference Case | 2025 | 8 | 33.8 | 1
1 Reference Case | 2025 | 8 | 34.1 | 1
1 Reference Case | 2025 | 8 | 34.2 | 1
1 Reference Case | 2025 | 8 | 34.6 | 2
1 Reference Case | 2025 | 8 | 34.7 | 1
1 Reference Case | 2025 | 8 | 34.8 | 1
1 Reference Case | 2025 | 8 | 34.9 | 2
1 Reference Case | 2025 | 8 | 35.1 | 1
1 Reference Case | 2025 | 8 | 35.4 | 2
1 Reference Case | 2025 | 8 | 35.6 | 1
1 Reference Case | 2025 | 8 | 35.8 | 1
1 Reference Case | 2025 | 8 | 35.9 | 1
1 Reference Case | 2025 | 8 | 36.1 | 2
1 Reference Case | 2025 | 8 | 36.8 | 1
1 Reference Case | 2025 | 8 | 36.9 | 1
1 Reference Case | 2025 | 8 | 37.1 | 2
1 Reference Case | 2025 | 8 | 37.2 | 1
1 Reference Case | 2025 | 8 | 37.3 | 3
1 Reference Case | 2025 | 8 | 37.5 | 2
1 Reference Case | 2025 | 8 | 37.6 | 1
1 Reference Case | 2025 | 8 | 37.9 | 2
1 Reference Case | 2025 | 8 | 38 | 1
1 Reference Case | 2025 | 8 | 38.2 | 1
1 Reference Case | 2025 | 8 | 38.3 | 2
1 Reference Case | 2025 | 8 | 38.9 | 1
1 Reference Case | 2025 | 8 | 39.2 | 1
1 Reference Case | 2025 | 8 | 39.3 | 2
1 Reference Case | 2025 | 8 | 39.7 | 3
1 Reference Case | 2025 | 8 | 40.5 | 2
1 Reference Case | 2025 | 8 | 40.6 | 2
1 Reference Case | 2025 | 8 | 40.9 | 2
1 Reference Case | 2025 | 8 | 41 | 1
1 Reference Case | 2025 | 8 | 41.1 | 3
1 Reference Case | 2025 | 8 | 41.2 | 1
1 Reference Case | 2025 | 8 | 41.8 | 1
1 Reference Case | 2025 | 8 | 41.9 | 1
1 Reference Case | 2025 | 8 | 42.3 | 1
1 Reference Case | 2025 | 8 | 42.6 | 1
1 Reference Case | 2025 | 8 | 42.7 | 1
1 Reference Case | 2025 | 8 | 42.9 | 1
1 Reference Case | 2025 | 8 | 43 | 1
1 Reference Case | 2025 | 8 | 43.4 | 1
1 Reference Case | 2025 | 8 | 44 | 1
1 Reference Case | 2025 | 8 | 44.1 | 1
1 Reference Case | 2025 | 8 | 44.8 | 1
1 Reference Case | 2025 | 8 | 45 | 2
1 Reference Case | 2025 | 8 | 45.5 | 1
1 Reference Case | 2025 | 8 | 46 | 1
1 Reference Case | 2025 | 8 | 46.1 | 1
1 Reference Case | 2025 | 8 | 46.3 | 1
1 Reference Case | 2025 | 8 | 46.7 | 1
1 Reference Case | 2025 | 8 | 46.8 | 1
1 Reference Case | 2025 | 8 | 47.4 | 1
1 Reference Case | 2025 | 8 | 47.6 | 1
1 Reference Case | 2025 | 8 | 47.8 | 1
1 Reference Case | 2025 | 8 | 49.2 | 1
1 Reference Case | 2025 | 8 | 50.7 | 2
1 Reference Case | 2025 | 8 | 51 | 1
1 Reference Case | 2025 | 8 | 51.2 | 1
1 Reference Case | 2025 | 8 | 52.7 | 1
1 Reference Case | 2025 | 8 | 53 | 2
1 Reference Case | 2025 | 8 | 53.2 | 1
1 Reference Case | 2025 | 8 | 53.9 | 1
1 Reference Case | 2025 | 8 | 54.4 | 1
1 Reference Case | 2025 | 8 | 54.7 | 1
1 Reference Case | 2025 | 8 | 55 | 1
1 Reference Case | 2025 | 8 | 56.1 | 1
1 Reference Case | 2025 | 8 | 56.2 | 1
1 Reference Case | 2025 | 8 | 56.9 | 1
1 Reference Case | 2025 | 8 | 57.3 | 2
1 Reference Case | 2025 | 8 | 60.7 | 1
1 Reference Case | 2025 | 8 | 62.3 | 1
1 Reference Case | 2025 | 8 | 66.1 | 1
1 Reference Case | 2025 | 8 | 69.3 | 1
1 Reference Case | 2025 | 8 | 74.1 | 1
1 Reference Case | 2025 | 8 | 83.5 | 1
1 Reference Case | 2025 | 8 | 100.2 | 1
1 Reference Case | 2025 | 9 | -113.6 | 1
1 Reference Case | 2025 | 9 | -87.1 | 1
1 Reference Case | 2025 | 9 | -82.2 | 1
1 Reference Case | 2025 | 9 | -73.1 | 1
1 Reference Case | 2025 | 9 | -70.2 | 1
1 Reference Case | 2025 | 9 | -67.8 | 1
1 Reference Case | 2025 | 9 | -64.9 | 1
1 Reference Case | 2025 | 9 | -64.7 | 1
1 Reference Case | 2025 | 9 | -64.5 | 1
1 Reference Case | 2025 | 9 | -59.4 | 2
1 Reference Case | 2025 | 9 | -56.9 | 1
1 Reference Case | 2025 | 9 | -56.7 | 1
1 Reference Case | 2025 | 9 | -55.1 | 1
1 Reference Case | 2025 | 9 | -54.3 | 1
1 Reference Case | 2025 | 9 | -53.4 | 1
1 Reference Case | 2025 | 9 | -53.1 | 1
1 Reference Case | 2025 | 9 | -52.9 | 1
1 Reference Case | 2025 | 9 | -52.6 | 1
1 Reference Case | 2025 | 9 | -52.3 | 1
1 Reference Case | 2025 | 9 | -52.1 | 1
1 Reference Case | 2025 | 9 | -52 | 1
1 Reference Case | 2025 | 9 | -51.5 | 1
1 Reference Case | 2025 | 9 | -50.3 | 1
1 Reference Case | 2025 | 9 | -50.1 | 1
1 Reference Case | 2025 | 9 | -49.4 | 1
1 Reference Case | 2025 | 9 | -48.8 | 1
1 Reference Case | 2025 | 9 | -48.5 | 2
1 Reference Case | 2025 | 9 | -47.9 | 1
1 Reference Case | 2025 | 9 | -47.4 | 1
1 Reference Case | 2025 | 9 | -46.8 | 1
1 Reference Case | 2025 | 9 | -46.7 | 1
1 Reference Case | 2025 | 9 | -46.4 | 1
1 Reference Case | 2025 | 9 | -46.3 | 1
1 Reference Case | 2025 | 9 | -45.8 | 1
1 Reference Case | 2025 | 9 | -45.5 | 1
1 Reference Case | 2025 | 9 | -45.1 | 1
1 Reference Case | 2025 | 9 | -45 | 1
1 Reference Case | 2025 | 9 | -44.7 | 1
1 Reference Case | 2025 | 9 | -44.2 | 1
1 Reference Case | 2025 | 9 | -44.1 | 1
1 Reference Case | 2025 | 9 | -44 | 1
1 Reference Case | 2025 | 9 | -43.7 | 1
1 Reference Case | 2025 | 9 | -43.6 | 1
1 Reference Case | 2025 | 9 | -43.1 | 1
1 Reference Case | 2025 | 9 | -42.8 | 1
1 Reference Case | 2025 | 9 | -42.6 | 1
1 Reference Case | 2025 | 9 | -42.5 | 1
1 Reference Case | 2025 | 9 | -41.9 | 1
1 Reference Case | 2025 | 9 | -40.4 | 1
1 Reference Case | 2025 | 9 | -40.1 | 1
1 Reference Case | 2025 | 9 | -39.9 | 1
1 Reference Case | 2025 | 9 | -39.8 | 1
1 Reference Case | 2025 | 9 | -39.7 | 1
1 Reference Case | 2025 | 9 | -39.4 | 2
1 Reference Case | 2025 | 9 | -39.2 | 1
1 Reference Case | 2025 | 9 | -38.9 | 1
1 Reference Case | 2025 | 9 | -38.6 | 1
1 Reference Case | 2025 | 9 | -38.5 | 1
1 Reference Case | 2025 | 9 | -38.3 | 1
1 Reference Case | 2025 | 9 | -38 | 1
1 Reference Case | 2025 | 9 | -37.8 | 1
1 Reference Case | 2025 | 9 | -37.7 | 2
1 Reference Case | 2025 | 9 | -37.5 | 1
1 Reference Case | 2025 | 9 | -37.4 | 1
1 Reference Case | 2025 | 9 | -37.2 | 2
1 Reference Case | 2025 | 9 | -37 | 1
1 Reference Case | 2025 | 9 | -36.8 | 1
1 Reference Case | 2025 | 9 | -36.7 | 2
1 Reference Case | 2025 | 9 | -36.3 | 1
1 Reference Case | 2025 | 9 | -36.1 | 3
1 Reference Case | 2025 | 9 | -35.8 | 2
1 Reference Case | 2025 | 9 | -35.7 | 2
1 Reference Case | 2025 | 9 | -35.3 | 2
1 Reference Case | 2025 | 9 | -35.2 | 1
1 Reference Case | 2025 | 9 | -34.9 | 2
1 Reference Case | 2025 | 9 | -34.8 | 1
1 Reference Case | 2025 | 9 | -34.6 | 2
1 Reference Case | 2025 | 9 | -34.3 | 2
1 Reference Case | 2025 | 9 | -34.2 | 2
1 Reference Case | 2025 | 9 | -34.1 | 1
1 Reference Case | 2025 | 9 | -33.9 | 3
1 Reference Case | 2025 | 9 | -33.8 | 1
1 Reference Case | 2025 | 9 | -33.7 | 1
1 Reference Case | 2025 | 9 | -33.5 | 3
1 Reference Case | 2025 | 9 | -33.4 | 1
1 Reference Case | 2025 | 9 | -33.3 | 2
1 Reference Case | 2025 | 9 | -33.1 | 3
1 Reference Case | 2025 | 9 | -32.9 | 1
1 Reference Case | 2025 | 9 | -32.8 | 3
1 Reference Case | 2025 | 9 | -32.6 | 1
1 Reference Case | 2025 | 9 | -32.5 | 1
1 Reference Case | 2025 | 9 | -32.4 | 1
1 Reference Case | 2025 | 9 | -32.2 | 1
1 Reference Case | 2025 | 9 | -31.6 | 1
1 Reference Case | 2025 | 9 | -31.4 | 1
1 Reference Case | 2025 | 9 | -31.3 | 3
1 Reference Case | 2025 | 9 | -31.1 | 2
1 Reference Case | 2025 | 9 | -30.6 | 2
1 Reference Case | 2025 | 9 | -30.3 | 2
1 Reference Case | 2025 | 9 | -30.2 | 1
1 Reference Case | 2025 | 9 | -30.1 | 2
1 Reference Case | 2025 | 9 | -29.9 | 1
1 Reference Case | 2025 | 9 | -29.8 | 2
1 Reference Case | 2025 | 9 | -29.7 | 1
1 Reference Case | 2025 | 9 | -29.6 | 1
1 Reference Case | 2025 | 9 | -29.5 | 1
1 Reference Case | 2025 | 9 | -29.2 | 1
1 Reference Case | 2025 | 9 | -29.1 | 1
1 Reference Case | 2025 | 9 | -29 | 1
1 Reference Case | 2025 | 9 | -28.9 | 1
1 Reference Case | 2025 | 9 | -28.8 | 2
1 Reference Case | 2025 | 9 | -28.6 | 1
1 Reference Case | 2025 | 9 | -28.4 | 3
1 Reference Case | 2025 | 9 | -28.3 | 2
1 Reference Case | 2025 | 9 | -28.2 | 1
1 Reference Case | 2025 | 9 | -28.1 | 1
1 Reference Case | 2025 | 9 | -28 | 2
1 Reference Case | 2025 | 9 | -27.9 | 1
1 Reference Case | 2025 | 9 | -27.8 | 1
1 Reference Case | 2025 | 9 | -27.7 | 3
1 Reference Case | 2025 | 9 | -27.6 | 1
1 Reference Case | 2025 | 9 | -27.5 | 3
1 Reference Case | 2025 | 9 | -27.1 | 2
1 Reference Case | 2025 | 9 | -26.8 | 1
1 Reference Case | 2025 | 9 | -26.4 | 1
1 Reference Case | 2025 | 9 | -26.3 | 1
1 Reference Case | 2025 | 9 | -26.2 | 2
1 Reference Case | 2025 | 9 | -26 | 2
1 Reference Case | 2025 | 9 | -25.7 | 1
1 Reference Case | 2025 | 9 | -25.4 | 4
1 Reference Case | 2025 | 9 | -25.3 | 2
1 Reference Case | 2025 | 9 | -25.1 | 1
1 Reference Case | 2025 | 9 | -24.8 | 3
1 Reference Case | 2025 | 9 | -24.7 | 2
1 Reference Case | 2025 | 9 | -24.5 | 1
1 Reference Case | 2025 | 9 | -24.4 | 2
1 Reference Case | 2025 | 9 | -24.3 | 1
1 Reference Case | 2025 | 9 | -24.2 | 1
1 Reference Case | 2025 | 9 | -24.1 | 3
1 Reference Case | 2025 | 9 | -24 | 4
1 Reference Case | 2025 | 9 | -23.8 | 1
1 Reference Case | 2025 | 9 | -23.7 | 2
1 Reference Case | 2025 | 9 | -23.5 | 1
1 Reference Case | 2025 | 9 | -23.4 | 1
1 Reference Case | 2025 | 9 | -23.3 | 1
1 Reference Case | 2025 | 9 | -23.2 | 1
1 Reference Case | 2025 | 9 | -23.1 | 1
1 Reference Case | 2025 | 9 | -22.8 | 2
1 Reference Case | 2025 | 9 | -22.7 | 4
1 Reference Case | 2025 | 9 | -22.4 | 2
1 Reference Case | 2025 | 9 | -22.2 | 1
1 Reference Case | 2025 | 9 | -22.1 | 2
1 Reference Case | 2025 | 9 | -22 | 2
1 Reference Case | 2025 | 9 | -21.9 | 2
1 Reference Case | 2025 | 9 | -21.8 | 4
1 Reference Case | 2025 | 9 | -21.7 | 1
1 Reference Case | 2025 | 9 | -21.5 | 2
1 Reference Case | 2025 | 9 | -21.4 | 1
1 Reference Case | 2025 | 9 | -21.3 | 1
1 Reference Case | 2025 | 9 | -21.2 | 1
1 Reference Case | 2025 | 9 | -21 | 3
1 Reference Case | 2025 | 9 | -20.9 | 1
1 Reference Case | 2025 | 9 | -20.8 | 1
1 Reference Case | 2025 | 9 | -20.7 | 1
1 Reference Case | 2025 | 9 | -20.6 | 2
1 Reference Case | 2025 | 9 | -20.5 | 1
1 Reference Case | 2025 | 9 | -20.4 | 2
1 Reference Case | 2025 | 9 | -20.3 | 4
1 Reference Case | 2025 | 9 | -20.2 | 1
1 Reference Case | 2025 | 9 | -20.1 | 1
1 Reference Case | 2025 | 9 | -20 | 2
1 Reference Case | 2025 | 9 | -19.9 | 2
1 Reference Case | 2025 | 9 | -19.8 | 1
1 Reference Case | 2025 | 9 | -19.7 | 2
1 Reference Case | 2025 | 9 | -19.5 | 1
1 Reference Case | 2025 | 9 | -19.4 | 1
1 Reference Case | 2025 | 9 | -19.3 | 3
1 Reference Case | 2025 | 9 | -19.2 | 1
1 Reference Case | 2025 | 9 | -19.1 | 1
1 Reference Case | 2025 | 9 | -18.9 | 1
1 Reference Case | 2025 | 9 | -18.8 | 2
1 Reference Case | 2025 | 9 | -18.6 | 1
1 Reference Case | 2025 | 9 | -18.5 | 2
1 Reference Case | 2025 | 9 | -18.4 | 1
1 Reference Case | 2025 | 9 | -18.3 | 1
1 Reference Case | 2025 | 9 | -18.2 | 1
1 Reference Case | 2025 | 9 | -18.1 | 3
1 Reference Case | 2025 | 9 | -18 | 2
1 Reference Case | 2025 | 9 | -17.9 | 3
1 Reference Case | 2025 | 9 | -17.7 | 3
1 Reference Case | 2025 | 9 | -17.6 | 1
1 Reference Case | 2025 | 9 | -17.5 | 3
1 Reference Case | 2025 | 9 | -17.3 | 1
1 Reference Case | 2025 | 9 | -17 | 2
1 Reference Case | 2025 | 9 | -16.9 | 1
1 Reference Case | 2025 | 9 | -16.6 | 1
1 Reference Case | 2025 | 9 | -16.4 | 1
1 Reference Case | 2025 | 9 | -16.3 | 1
1 Reference Case | 2025 | 9 | -16.2 | 1
1 Reference Case | 2025 | 9 | -16 | 1
1 Reference Case | 2025 | 9 | -15.8 | 2
1 Reference Case | 2025 | 9 | -15.7 | 2
1 Reference Case | 2025 | 9 | -15.4 | 1
1 Reference Case | 2025 | 9 | -15.3 | 1
1 Reference Case | 2025 | 9 | -15.2 | 2
1 Reference Case | 2025 | 9 | -15.1 | 4
1 Reference Case | 2025 | 9 | -15 | 2
1 Reference Case | 2025 | 9 | -14.9 | 2
1 Reference Case | 2025 | 9 | -14.8 | 1
1 Reference Case | 2025 | 9 | -14.4 | 3
1 Reference Case | 2025 | 9 | -14.3 | 1
1 Reference Case | 2025 | 9 | -14 | 1
1 Reference Case | 2025 | 9 | -13.9 | 2
1 Reference Case | 2025 | 9 | -13.7 | 1
1 Reference Case | 2025 | 9 | -13.6 | 1
1 Reference Case | 2025 | 9 | -13.4 | 1
1 Reference Case | 2025 | 9 | -13.2 | 2
1 Reference Case | 2025 | 9 | -13 | 1
1 Reference Case | 2025 | 9 | -12.9 | 1
1 Reference Case | 2025 | 9 | -12.8 | 1
1 Reference Case | 2025 | 9 | -12.6 | 1
1 Reference Case | 2025 | 9 | -12.4 | 4
1 Reference Case | 2025 | 9 | -11.5 | 1
1 Reference Case | 2025 | 9 | -11.4 | 1
1 Reference Case | 2025 | 9 | -11.3 | 1
1 Reference Case | 2025 | 9 | -11.2 | 2
1 Reference Case | 2025 | 9 | -11.1 | 1
1 Reference Case | 2025 | 9 | -11 | 1
1 Reference Case | 2025 | 9 | -10.6 | 1
1 Reference Case | 2025 | 9 | -10.4 | 1
1 Reference Case | 2025 | 9 | -10.1 | 2
1 Reference Case | 2025 | 9 | -9.9 | 2
1 Reference Case | 2025 | 9 | -9.3 | 1
1 Reference Case | 2025 | 9 | -8.9 | 1
1 Reference Case | 2025 | 9 | -6.4 | 1
1 Reference Case | 2025 | 9 | -5.3 | 1
1 Reference Case | 2025 | 9 | -5.2 | 1
1 Reference Case | 2025 | 9 | 5.2 | 1
1 Reference Case | 2025 | 9 | 6 | 1
1 Reference Case | 2025 | 9 | 7.6 | 1
1 Reference Case | 2025 | 9 | 9 | 1
1 Reference Case | 2025 | 9 | 9.6 | 1
1 Reference Case | 2025 | 9 | 9.8 | 1
1 Reference Case | 2025 | 9 | 10 | 2
1 Reference Case | 2025 | 9 | 10.1 | 1
1 Reference Case | 2025 | 9 | 10.2 | 1
1 Reference Case | 2025 | 9 | 10.5 | 1
1 Reference Case | 2025 | 9 | 10.6 | 1
1 Reference Case | 2025 | 9 | 10.7 | 1
1 Reference Case | 2025 | 9 | 10.8 | 1
1 Reference Case | 2025 | 9 | 10.9 | 3
1 Reference Case | 2025 | 9 | 11 | 2
1 Reference Case | 2025 | 9 | 11.1 | 1
1 Reference Case | 2025 | 9 | 11.2 | 1
1 Reference Case | 2025 | 9 | 11.3 | 1
1 Reference Case | 2025 | 9 | 11.4 | 1
1 Reference Case | 2025 | 9 | 11.5 | 1
1 Reference Case | 2025 | 9 | 11.6 | 2
1 Reference Case | 2025 | 9 | 11.7 | 2
1 Reference Case | 2025 | 9 | 12.1 | 1
1 Reference Case | 2025 | 9 | 12.4 | 3
1 Reference Case | 2025 | 9 | 12.7 | 1
1 Reference Case | 2025 | 9 | 12.9 | 1
1 Reference Case | 2025 | 9 | 13.1 | 1
1 Reference Case | 2025 | 9 | 13.3 | 1
1 Reference Case | 2025 | 9 | 13.5 | 2
1 Reference Case | 2025 | 9 | 13.7 | 2
1 Reference Case | 2025 | 9 | 13.9 | 1
1 Reference Case | 2025 | 9 | 14.1 | 1
1 Reference Case | 2025 | 9 | 14.2 | 1
1 Reference Case | 2025 | 9 | 14.3 | 1
1 Reference Case | 2025 | 9 | 14.4 | 2
1 Reference Case | 2025 | 9 | 14.6 | 2
1 Reference Case | 2025 | 9 | 14.7 | 1
1 Reference Case | 2025 | 9 | 14.8 | 1
1 Reference Case | 2025 | 9 | 15.1 | 2
1 Reference Case | 2025 | 9 | 15.2 | 2
1 Reference Case | 2025 | 9 | 15.3 | 3
1 Reference Case | 2025 | 9 | 15.5 | 2
1 Reference Case | 2025 | 9 | 15.7 | 3
1 Reference Case | 2025 | 9 | 15.8 | 2
1 Reference Case | 2025 | 9 | 15.9 | 2
1 Reference Case | 2025 | 9 | 16 | 1
1 Reference Case | 2025 | 9 | 16.3 | 1
1 Reference Case | 2025 | 9 | 16.4 | 1
1 Reference Case | 2025 | 9 | 16.5 | 1
1 Reference Case | 2025 | 9 | 16.6 | 3
1 Reference Case | 2025 | 9 | 16.8 | 1
1 Reference Case | 2025 | 9 | 16.9 | 1
1 Reference Case | 2025 | 9 | 17 | 3
1 Reference Case | 2025 | 9 | 17.1 | 2
1 Reference Case | 2025 | 9 | 17.3 | 3
1 Reference Case | 2025 | 9 | 17.4 | 2
1 Reference Case | 2025 | 9 | 17.5 | 4
1 Reference Case | 2025 | 9 | 17.6 | 2
1 Reference Case | 2025 | 9 | 17.8 | 1
1 Reference Case | 2025 | 9 | 17.9 | 1
1 Reference Case | 2025 | 9 | 18 | 1
1 Reference Case | 2025 | 9 | 18.1 | 3
1 Reference Case | 2025 | 9 | 18.3 | 2
1 Reference Case | 2025 | 9 | 18.5 | 3
1 Reference Case | 2025 | 9 | 18.7 | 2
1 Reference Case | 2025 | 9 | 18.8 | 1
1 Reference Case | 2025 | 9 | 18.9 | 1
1 Reference Case | 2025 | 9 | 19 | 2
1 Reference Case | 2025 | 9 | 19.2 | 1
1 Reference Case | 2025 | 9 | 19.4 | 2
1 Reference Case | 2025 | 9 | 19.5 | 2
1 Reference Case | 2025 | 9 | 19.6 | 1
1 Reference Case | 2025 | 9 | 19.7 | 1
1 Reference Case | 2025 | 9 | 19.9 | 1
1 Reference Case | 2025 | 9 | 20 | 2
1 Reference Case | 2025 | 9 | 20.1 | 1
1 Reference Case | 2025 | 9 | 20.2 | 2
1 Reference Case | 2025 | 9 | 20.3 | 1
1 Reference Case | 2025 | 9 | 20.4 | 2
1 Reference Case | 2025 | 9 | 20.5 | 2
1 Reference Case | 2025 | 9 | 20.6 | 1
1 Reference Case | 2025 | 9 | 20.7 | 1
1 Reference Case | 2025 | 9 | 20.8 | 1
1 Reference Case | 2025 | 9 | 21.1 | 1
1 Reference Case | 2025 | 9 | 21.2 | 3
1 Reference Case | 2025 | 9 | 21.4 | 1
1 Reference Case | 2025 | 9 | 21.5 | 2
1 Reference Case | 2025 | 9 | 21.6 | 2
1 Reference Case | 2025 | 9 | 21.7 | 1
1 Reference Case | 2025 | 9 | 21.8 | 1
1 Reference Case | 2025 | 9 | 21.9 | 1
1 Reference Case | 2025 | 9 | 22 | 2
1 Reference Case | 2025 | 9 | 22.1 | 2
1 Reference Case | 2025 | 9 | 22.2 | 1
1 Reference Case | 2025 | 9 | 22.5 | 1
1 Reference Case | 2025 | 9 | 22.6 | 1
1 Reference Case | 2025 | 9 | 22.7 | 1
1 Reference Case | 2025 | 9 | 22.8 | 2
1 Reference Case | 2025 | 9 | 22.9 | 2
1 Reference Case | 2025 | 9 | 23 | 2
1 Reference Case | 2025 | 9 | 23.2 | 2
1 Reference Case | 2025 | 9 | 23.3 | 2
1 Reference Case | 2025 | 9 | 23.5 | 3
1 Reference Case | 2025 | 9 | 23.6 | 2
1 Reference Case | 2025 | 9 | 23.9 | 1
1 Reference Case | 2025 | 9 | 24.1 | 1
1 Reference Case | 2025 | 9 | 24.2 | 3
1 Reference Case | 2025 | 9 | 24.3 | 1
1 Reference Case | 2025 | 9 | 24.4 | 1
1 Reference Case | 2025 | 9 | 24.5 | 1
1 Reference Case | 2025 | 9 | 24.8 | 1
1 Reference Case | 2025 | 9 | 25 | 1
1 Reference Case | 2025 | 9 | 25.1 | 2
1 Reference Case | 2025 | 9 | 25.2 | 2
1 Reference Case | 2025 | 9 | 25.3 | 2
1 Reference Case | 2025 | 9 | 25.4 | 3
1 Reference Case | 2025 | 9 | 25.5 | 1
1 Reference Case | 2025 | 9 | 25.6 | 1
1 Reference Case | 2025 | 9 | 25.7 | 1
1 Reference Case | 2025 | 9 | 25.8 | 1
1 Reference Case | 2025 | 9 | 26 | 4
1 Reference Case | 2025 | 9 | 26.2 | 2
1 Reference Case | 2025 | 9 | 26.3 | 2
1 Reference Case | 2025 | 9 | 26.4 | 1
1 Reference Case | 2025 | 9 | 26.5 | 2
1 Reference Case | 2025 | 9 | 26.6 | 2
1 Reference Case | 2025 | 9 | 26.7 | 2
1 Reference Case | 2025 | 9 | 26.8 | 2
1 Reference Case | 2025 | 9 | 26.9 | 3
1 Reference Case | 2025 | 9 | 27 | 2
1 Reference Case | 2025 | 9 | 27.1 | 1
1 Reference Case | 2025 | 9 | 27.2 | 2
1 Reference Case | 2025 | 9 | 27.4 | 1
1 Reference Case | 2025 | 9 | 27.7 | 2
1 Reference Case | 2025 | 9 | 27.8 | 4
1 Reference Case | 2025 | 9 | 27.9 | 4
1 Reference Case | 2025 | 9 | 28.1 | 1
1 Reference Case | 2025 | 9 | 28.2 | 2
1 Reference Case | 2025 | 9 | 28.3 | 1
1 Reference Case | 2025 | 9 | 28.4 | 3
1 Reference Case | 2025 | 9 | 28.5 | 1
1 Reference Case | 2025 | 9 | 28.6 | 3
1 Reference Case | 2025 | 9 | 28.7 | 1
1 Reference Case | 2025 | 9 | 28.8 | 3
1 Reference Case | 2025 | 9 | 28.9 | 1
1 Reference Case | 2025 | 9 | 29 | 3
1 Reference Case | 2025 | 9 | 29.1 | 1
1 Reference Case | 2025 | 9 | 29.2 | 1
1 Reference Case | 2025 | 9 | 29.3 | 2
1 Reference Case | 2025 | 9 | 29.5 | 1
1 Reference Case | 2025 | 9 | 29.6 | 3
1 Reference Case | 2025 | 9 | 29.7 | 2
1 Reference Case | 2025 | 9 | 30.1 | 1
1 Reference Case | 2025 | 9 | 30.4 | 1
1 Reference Case | 2025 | 9 | 30.5 | 2
1 Reference Case | 2025 | 9 | 30.6 | 1
1 Reference Case | 2025 | 9 | 30.7 | 3
1 Reference Case | 2025 | 9 | 30.9 | 3
1 Reference Case | 2025 | 9 | 31.1 | 3
1 Reference Case | 2025 | 9 | 31.2 | 1
1 Reference Case | 2025 | 9 | 31.3 | 2
1 Reference Case | 2025 | 9 | 31.4 | 2
1 Reference Case | 2025 | 9 | 31.5 | 1
1 Reference Case | 2025 | 9 | 31.6 | 1
1 Reference Case | 2025 | 9 | 31.7 | 1
1 Reference Case | 2025 | 9 | 32.1 | 1
1 Reference Case | 2025 | 9 | 32.2 | 2
1 Reference Case | 2025 | 9 | 32.3 | 1
1 Reference Case | 2025 | 9 | 32.4 | 2
1 Reference Case | 2025 | 9 | 32.5 | 1
1 Reference Case | 2025 | 9 | 32.6 | 1
1 Reference Case | 2025 | 9 | 32.7 | 2
1 Reference Case | 2025 | 9 | 32.8 | 2
1 Reference Case | 2025 | 9 | 32.9 | 1
1 Reference Case | 2025 | 9 | 33 | 1
1 Reference Case | 2025 | 9 | 33.2 | 2
1 Reference Case | 2025 | 9 | 33.4 | 1
1 Reference Case | 2025 | 9 | 33.6 | 1
1 Reference Case | 2025 | 9 | 33.7 | 2
1 Reference Case | 2025 | 9 | 33.9 | 1
1 Reference Case | 2025 | 9 | 34.2 | 1
1 Reference Case | 2025 | 9 | 34.3 | 1
1 Reference Case | 2025 | 9 | 34.7 | 1
1 Reference Case | 2025 | 9 | 34.9 | 1
1 Reference Case | 2025 | 9 | 35.3 | 1
1 Reference Case | 2025 | 9 | 35.4 | 1
1 Reference Case | 2025 | 9 | 35.5 | 1
1 Reference Case | 2025 | 9 | 35.6 | 1
1 Reference Case | 2025 | 9 | 35.7 | 2
1 Reference Case | 2025 | 9 | 35.8 | 1
1 Reference Case | 2025 | 9 | 36 | 1
1 Reference Case | 2025 | 9 | 36.1 | 2
1 Reference Case | 2025 | 9 | 36.2 | 2
1 Reference Case | 2025 | 9 | 36.4 | 1
1 Reference Case | 2025 | 9 | 36.5 | 2
1 Reference Case | 2025 | 9 | 36.6 | 1
1 Reference Case | 2025 | 9 | 36.9 | 1
1 Reference Case | 2025 | 9 | 37.3 | 1
1 Reference Case | 2025 | 9 | 37.6 | 2
1 Reference Case | 2025 | 9 | 38.1 | 1
1 Reference Case | 2025 | 9 | 38.2 | 1
1 Reference Case | 2025 | 9 | 38.3 | 1
1 Reference Case | 2025 | 9 | 38.7 | 1
1 Reference Case | 2025 | 9 | 39.1 | 1
1 Reference Case | 2025 | 9 | 39.3 | 1
1 Reference Case | 2025 | 9 | 39.6 | 1
1 Reference Case | 2025 | 9 | 40.2 | 1
1 Reference Case | 2025 | 9 | 40.3 | 1
1 Reference Case | 2025 | 9 | 40.6 | 1
1 Reference Case | 2025 | 9 | 40.8 | 1
1 Reference Case | 2025 | 9 | 41 | 1
1 Reference Case | 2025 | 9 | 41.1 | 1
1 Reference Case | 2025 | 9 | 41.4 | 1
1 Reference Case | 2025 | 9 | 41.9 | 1
1 Reference Case | 2025 | 9 | 42.1 | 1
1 Reference Case | 2025 | 9 | 42.5 | 1
1 Reference Case | 2025 | 9 | 42.6 | 1
1 Reference Case | 2025 | 9 | 42.8 | 2
1 Reference Case | 2025 | 9 | 42.9 | 2
1 Reference Case | 2025 | 9 | 43.4 | 1
1 Reference Case | 2025 | 9 | 43.5 | 1
1 Reference Case | 2025 | 9 | 43.7 | 1
1 Reference Case | 2025 | 9 | 43.9 | 1
1 Reference Case | 2025 | 9 | 44.4 | 2
1 Reference Case | 2025 | 9 | 44.5 | 1
1 Reference Case | 2025 | 9 | 45.5 | 1
1 Reference Case | 2025 | 9 | 45.9 | 1
1 Reference Case | 2025 | 9 | 46.1 | 1
1 Reference Case | 2025 | 9 | 46.4 | 1
1 Reference Case | 2025 | 9 | 47.2 | 1
1 Reference Case | 2025 | 9 | 47.3 | 1
1 Reference Case | 2025 | 9 | 47.7 | 1
1 Reference Case | 2025 | 9 | 48 | 1
1 Reference Case | 2025 | 9 | 48.7 | 2
1 Reference Case | 2025 | 9 | 49.6 | 1
1 Reference Case | 2025 | 9 | 49.7 | 1
1 Reference Case | 2025 | 9 | 50.3 | 1
1 Reference Case | 2025 | 9 | 50.6 | 1
1 Reference Case | 2025 | 9 | 50.7 | 1
1 Reference Case | 2025 | 9 | 51 | 1
1 Reference Case | 2025 | 9 | 51.1 | 1
1 Reference Case | 2025 | 9 | 52.8 | 2
1 Reference Case | 2025 | 9 | 53.6 | 1
1 Reference Case | 2025 | 9 | 54 | 1
1 Reference Case | 2025 | 9 | 56.3 | 1
1 Reference Case | 2025 | 9 | 59.7 | 1
1 Reference Case | 2025 | 9 | 60.1 | 1
1 Reference Case | 2025 | 9 | 60.2 | 1
1 Reference Case | 2025 | 9 | 69 | 1
1 Reference Case | 2025 | 9 | 74 | 1
1 Reference Case | 2025 | 9 | 75 | 1
1 Reference Case | 2025 | 9 | 75.5 | 1
1 Reference Case | 2025 | 9 | 106.2 | 1
1 Reference Case | 2025 | 10 | -98.5 | 1
1 Reference Case | 2025 | 10 | -88.7 | 1
1 Reference Case | 2025 | 10 | -68.8 | 1
1 Reference Case | 2025 | 10 | -68.6 | 1
1 Reference Case | 2025 | 10 | -68.5 | 1
1 Reference Case | 2025 | 10 | -68.3 | 1
1 Reference Case | 2025 | 10 | -64.4 | 1
1 Reference Case | 2025 | 10 | -62.2 | 1
1 Reference Case | 2025 | 10 | -61.9 | 1
1 Reference Case | 2025 | 10 | -61.6 | 1
1 Reference Case | 2025 | 10 | -60.6 | 1
1 Reference Case | 2025 | 10 | -57.4 | 1
1 Reference Case | 2025 | 10 | -56.2 | 1
1 Reference Case | 2025 | 10 | -54.2 | 1
1 Reference Case | 2025 | 10 | -54.1 | 1
1 Reference Case | 2025 | 10 | -53.7 | 1
1 Reference Case | 2025 | 10 | -53.6 | 2
1 Reference Case | 2025 | 10 | -52.9 | 1
1 Reference Case | 2025 | 10 | -51.9 | 1
1 Reference Case | 2025 | 10 | -51.3 | 1
1 Reference Case | 2025 | 10 | -51.1 | 1
1 Reference Case | 2025 | 10 | -50 | 1
1 Reference Case | 2025 | 10 | -49.8 | 1
1 Reference Case | 2025 | 10 | -49.3 | 1
1 Reference Case | 2025 | 10 | -49.2 | 1
1 Reference Case | 2025 | 10 | -49.1 | 1
1 Reference Case | 2025 | 10 | -48.8 | 1
1 Reference Case | 2025 | 10 | -48.5 | 1
1 Reference Case | 2025 | 10 | -48.4 | 1
1 Reference Case | 2025 | 10 | -48.3 | 2
1 Reference Case | 2025 | 10 | -48 | 1
1 Reference Case | 2025 | 10 | -47.9 | 1
1 Reference Case | 2025 | 10 | -46.7 | 1
1 Reference Case | 2025 | 10 | -46.1 | 1
1 Reference Case | 2025 | 10 | -46 | 1
1 Reference Case | 2025 | 10 | -45.8 | 2
1 Reference Case | 2025 | 10 | -45.2 | 2
1 Reference Case | 2025 | 10 | -44.8 | 1
1 Reference Case | 2025 | 10 | -44.6 | 2
1 Reference Case | 2025 | 10 | -44 | 1
1 Reference Case | 2025 | 10 | -43.7 | 1
1 Reference Case | 2025 | 10 | -43.4 | 1
1 Reference Case | 2025 | 10 | -42.5 | 1
1 Reference Case | 2025 | 10 | -42.1 | 2
1 Reference Case | 2025 | 10 | -41.9 | 1
1 Reference Case | 2025 | 10 | -41.8 | 1
1 Reference Case | 2025 | 10 | -41.6 | 2
1 Reference Case | 2025 | 10 | -40.9 | 1
1 Reference Case | 2025 | 10 | -40.7 | 1
1 Reference Case | 2025 | 10 | -40.6 | 1
1 Reference Case | 2025 | 10 | -40.1 | 1
1 Reference Case | 2025 | 10 | -40 | 2
1 Reference Case | 2025 | 10 | -39.9 | 1
1 Reference Case | 2025 | 10 | -39.8 | 1
1 Reference Case | 2025 | 10 | -39.1 | 1
1 Reference Case | 2025 | 10 | -38.9 | 1
1 Reference Case | 2025 | 10 | -38.8 | 1
1 Reference Case | 2025 | 10 | -38.3 | 1
1 Reference Case | 2025 | 10 | -37.9 | 1
1 Reference Case | 2025 | 10 | -37.6 | 1
1 Reference Case | 2025 | 10 | -37.5 | 1
1 Reference Case | 2025 | 10 | -37.3 | 1
1 Reference Case | 2025 | 10 | -37 | 1
1 Reference Case | 2025 | 10 | -36.8 | 1
1 Reference Case | 2025 | 10 | -36.5 | 1
1 Reference Case | 2025 | 10 | -36.3 | 2
1 Reference Case | 2025 | 10 | -36.1 | 1
1 Reference Case | 2025 | 10 | -36 | 1
1 Reference Case | 2025 | 10 | -35.3 | 1
1 Reference Case | 2025 | 10 | -35 | 1
1 Reference Case | 2025 | 10 | -34.8 | 1
1 Reference Case | 2025 | 10 | -34.4 | 1
1 Reference Case | 2025 | 10 | -34 | 1
1 Reference Case | 2025 | 10 | -33.7 | 2
1 Reference Case | 2025 | 10 | -33.6 | 1
1 Reference Case | 2025 | 10 | -33.5 | 1
1 Reference Case | 2025 | 10 | -33.4 | 1
1 Reference Case | 2025 | 10 | -32.8 | 2
1 Reference Case | 2025 | 10 | -32.7 | 1
1 Reference Case | 2025 | 10 | -32.6 | 1
1 Reference Case | 2025 | 10 | -32.3 | 2
1 Reference Case | 2025 | 10 | -31.5 | 1
1 Reference Case | 2025 | 10 | -31.2 | 1
1 Reference Case | 2025 | 10 | -31.1 | 1
1 Reference Case | 2025 | 10 | -31 | 3
1 Reference Case | 2025 | 10 | -30.7 | 1
1 Reference Case | 2025 | 10 | -30.6 | 1
1 Reference Case | 2025 | 10 | -30.4 | 4
1 Reference Case | 2025 | 10 | -30.2 | 2
1 Reference Case | 2025 | 10 | -29.9 | 1
1 Reference Case | 2025 | 10 | -29.8 | 5
1 Reference Case | 2025 | 10 | -29.6 | 1
1 Reference Case | 2025 | 10 | -29.5 | 2
1 Reference Case | 2025 | 10 | -29.4 | 1
1 Reference Case | 2025 | 10 | -29.2 | 1
1 Reference Case | 2025 | 10 | -29 | 2
1 Reference Case | 2025 | 10 | -28.9 | 2
1 Reference Case | 2025 | 10 | -28.8 | 1
1 Reference Case | 2025 | 10 | -28.5 | 1
1 Reference Case | 2025 | 10 | -28.4 | 2
1 Reference Case | 2025 | 10 | -28.3 | 1
1 Reference Case | 2025 | 10 | -28.2 | 1
1 Reference Case | 2025 | 10 | -28 | 1
1 Reference Case | 2025 | 10 | -27.9 | 3
1 Reference Case | 2025 | 10 | -27.7 | 1
1 Reference Case | 2025 | 10 | -27.6 | 1
1 Reference Case | 2025 | 10 | -27.5 | 2
1 Reference Case | 2025 | 10 | -27.4 | 2
1 Reference Case | 2025 | 10 | -27.2 | 1
1 Reference Case | 2025 | 10 | -27 | 2
1 Reference Case | 2025 | 10 | -26.9 | 1
1 Reference Case | 2025 | 10 | -26.8 | 2
1 Reference Case | 2025 | 10 | -26.6 | 1
1 Reference Case | 2025 | 10 | -26.5 | 1
1 Reference Case | 2025 | 10 | -26.4 | 1
1 Reference Case | 2025 | 10 | -26.2 | 2
1 Reference Case | 2025 | 10 | -26.1 | 4
1 Reference Case | 2025 | 10 | -26 | 2
1 Reference Case | 2025 | 10 | -25.9 | 1
1 Reference Case | 2025 | 10 | -25.6 | 1
1 Reference Case | 2025 | 10 | -25.4 | 1
1 Reference Case | 2025 | 10 | -25.2 | 1
1 Reference Case | 2025 | 10 | -25.1 | 2
1 Reference Case | 2025 | 10 | -25 | 1
1 Reference Case | 2025 | 10 | -24.9 | 1
1 Reference Case | 2025 | 10 | -24.7 | 1
1 Reference Case | 2025 | 10 | -24.6 | 5
1 Reference Case | 2025 | 10 | -24.4 | 1
1 Reference Case | 2025 | 10 | -24.2 | 2
1 Reference Case | 2025 | 10 | -24.1 | 1
1 Reference Case | 2025 | 10 | -24 | 2
1 Reference Case | 2025 | 10 | -23.9 | 2
1 Reference Case | 2025 | 10 | -23.7 | 2
1 Reference Case | 2025 | 10 | -23.4 | 1
1 Reference Case | 2025 | 10 | -23.3 | 1
1 Reference Case | 2025 | 10 | -23.2 | 1
1 Reference Case | 2025 | 10 | -23 | 3
1 Reference Case | 2025 | 10 | -22.8 | 1
1 Reference Case | 2025 | 10 | -22.7 | 1
1 Reference Case | 2025 | 10 | -22.6 | 1
1 Reference Case | 2025 | 10 | -22.3 | 2
1 Reference Case | 2025 | 10 | -22.2 | 2
1 Reference Case | 2025 | 10 | -22.1 | 1
1 Reference Case | 2025 | 10 | -21.9 | 2
1 Reference Case | 2025 | 10 | -21.8 | 1
1 Reference Case | 2025 | 10 | -21.7 | 1
1 Reference Case | 2025 | 10 | -21.6 | 1
1 Reference Case | 2025 | 10 | -21.5 | 1
1 Reference Case | 2025 | 10 | -21.1 | 1
1 Reference Case | 2025 | 10 | -21 | 2
1 Reference Case | 2025 | 10 | -20.9 | 1
1 Reference Case | 2025 | 10 | -20.7 | 2
1 Reference Case | 2025 | 10 | -20.6 | 1
1 Reference Case | 2025 | 10 | -20.3 | 1
1 Reference Case | 2025 | 10 | -20.1 | 1
1 Reference Case | 2025 | 10 | -20 | 2
1 Reference Case | 2025 | 10 | -19.6 | 1
1 Reference Case | 2025 | 10 | -19.1 | 1
1 Reference Case | 2025 | 10 | -19 | 1
1 Reference Case | 2025 | 10 | -18.9 | 1
1 Reference Case | 2025 | 10 | -18.8 | 1
1 Reference Case | 2025 | 10 | -18.7 | 1
1 Reference Case | 2025 | 10 | -18.6 | 1
1 Reference Case | 2025 | 10 | -18.5 | 1
1 Reference Case | 2025 | 10 | -18.4 | 3
1 Reference Case | 2025 | 10 | -18.3 | 1
1 Reference Case | 2025 | 10 | -18.2 | 2
1 Reference Case | 2025 | 10 | -18 | 1
1 Reference Case | 2025 | 10 | -17.9 | 1
1 Reference Case | 2025 | 10 | -17.8 | 1
1 Reference Case | 2025 | 10 | -17.6 | 2
1 Reference Case | 2025 | 10 | -17.4 | 1
1 Reference Case | 2025 | 10 | -17.2 | 1
1 Reference Case | 2025 | 10 | -17 | 2
1 Reference Case | 2025 | 10 | -16.9 | 1
1 Reference Case | 2025 | 10 | -16.3 | 2
1 Reference Case | 2025 | 10 | -16.2 | 1
1 Reference Case | 2025 | 10 | -16.1 | 1
1 Reference Case | 2025 | 10 | -16 | 1
1 Reference Case | 2025 | 10 | -15.7 | 2
1 Reference Case | 2025 | 10 | -15.5 | 1
1 Reference Case | 2025 | 10 | -15.4 | 1
1 Reference Case | 2025 | 10 | -15.2 | 1
1 Reference Case | 2025 | 10 | -15.1 | 1
1 Reference Case | 2025 | 10 | -14.8 | 1
1 Reference Case | 2025 | 10 | -14.6 | 2
1 Reference Case | 2025 | 10 | -14.5 | 1
1 Reference Case | 2025 | 10 | -14.3 | 1
1 Reference Case | 2025 | 10 | -14.2 | 1
1 Reference Case | 2025 | 10 | -14 | 1
1 Reference Case | 2025 | 10 | -13.8 | 1
1 Reference Case | 2025 | 10 | -13.6 | 1
1 Reference Case | 2025 | 10 | -13.5 | 1
1 Reference Case | 2025 | 10 | -13 | 1
1 Reference Case | 2025 | 10 | -12.8 | 1
1 Reference Case | 2025 | 10 | -12.7 | 1
1 Reference Case | 2025 | 10 | -12.6 | 2
1 Reference Case | 2025 | 10 | -12.2 | 1
1 Reference Case | 2025 | 10 | -12 | 1
1 Reference Case | 2025 | 10 | -11.7 | 2
1 Reference Case | 2025 | 10 | -11.6 | 1
1 Reference Case | 2025 | 10 | -11.5 | 1
1 Reference Case | 2025 | 10 | -10.8 | 1
1 Reference Case | 2025 | 10 | -10.7 | 1
1 Reference Case | 2025 | 10 | -10.6 | 1
1 Reference Case | 2025 | 10 | -10.4 | 1
1 Reference Case | 2025 | 10 | -10.1 | 1
1 Reference Case | 2025 | 10 | -9.9 | 1
1 Reference Case | 2025 | 10 | -9.8 | 1
1 Reference Case | 2025 | 10 | -9.7 | 1
1 Reference Case | 2025 | 10 | -9.6 | 1
1 Reference Case | 2025 | 10 | -9.5 | 1
1 Reference Case | 2025 | 10 | -9 | 1
1 Reference Case | 2025 | 10 | -8.7 | 1
1 Reference Case | 2025 | 10 | -7.6 | 1
1 Reference Case | 2025 | 10 | -6 | 1
1 Reference Case | 2025 | 10 | -5.2 | 1
1 Reference Case | 2025 | 10 | -5.1 | 1
1 Reference Case | 2025 | 10 | -4.8 | 1
1 Reference Case | 2025 | 10 | 6.4 | 1
1 Reference Case | 2025 | 10 | 6.9 | 1
1 Reference Case | 2025 | 10 | 8.8 | 1
1 Reference Case | 2025 | 10 | 8.9 | 1
1 Reference Case | 2025 | 10 | 9.1 | 1
1 Reference Case | 2025 | 10 | 9.8 | 1
1 Reference Case | 2025 | 10 | 9.9 | 2
1 Reference Case | 2025 | 10 | 10.3 | 1
1 Reference Case | 2025 | 10 | 10.5 | 2
1 Reference Case | 2025 | 10 | 11.2 | 1
1 Reference Case | 2025 | 10 | 11.4 | 1
1 Reference Case | 2025 | 10 | 11.6 | 1
1 Reference Case | 2025 | 10 | 11.8 | 1
1 Reference Case | 2025 | 10 | 11.9 | 1
1 Reference Case | 2025 | 10 | 12.3 | 1
1 Reference Case | 2025 | 10 | 12.6 | 1
1 Reference Case | 2025 | 10 | 12.9 | 1
1 Reference Case | 2025 | 10 | 13.2 | 1
1 Reference Case | 2025 | 10 | 13.3 | 2
1 Reference Case | 2025 | 10 | 13.6 | 1
1 Reference Case | 2025 | 10 | 13.7 | 1
1 Reference Case | 2025 | 10 | 13.8 | 2
1 Reference Case | 2025 | 10 | 14 | 1
1 Reference Case | 2025 | 10 | 14.2 | 1
1 Reference Case | 2025 | 10 | 14.3 | 1
1 Reference Case | 2025 | 10 | 14.5 | 2
1 Reference Case | 2025 | 10 | 14.6 | 1
1 Reference Case | 2025 | 10 | 14.7 | 1
1 Reference Case | 2025 | 10 | 14.8 | 2
1 Reference Case | 2025 | 10 | 15 | 1
1 Reference Case | 2025 | 10 | 15.4 | 2
1 Reference Case | 2025 | 10 | 15.5 | 1
1 Reference Case | 2025 | 10 | 15.6 | 1
1 Reference Case | 2025 | 10 | 15.7 | 1
1 Reference Case | 2025 | 10 | 15.8 | 1
1 Reference Case | 2025 | 10 | 15.9 | 2
1 Reference Case | 2025 | 10 | 16.2 | 1
1 Reference Case | 2025 | 10 | 16.3 | 2
1 Reference Case | 2025 | 10 | 16.4 | 4
1 Reference Case | 2025 | 10 | 16.6 | 1
1 Reference Case | 2025 | 10 | 16.7 | 1
1 Reference Case | 2025 | 10 | 16.9 | 1
1 Reference Case | 2025 | 10 | 17 | 3
1 Reference Case | 2025 | 10 | 17.1 | 1
1 Reference Case | 2025 | 10 | 17.4 | 1
1 Reference Case | 2025 | 10 | 17.5 | 3
1 Reference Case | 2025 | 10 | 17.6 | 3
1 Reference Case | 2025 | 10 | 17.7 | 1
1 Reference Case | 2025 | 10 | 17.8 | 1
1 Reference Case | 2025 | 10 | 17.9 | 1
1 Reference Case | 2025 | 10 | 18.1 | 1
1 Reference Case | 2025 | 10 | 18.2 | 1
1 Reference Case | 2025 | 10 | 18.3 | 2
1 Reference Case | 2025 | 10 | 18.5 | 1
1 Reference Case | 2025 | 10 | 18.6 | 1
1 Reference Case | 2025 | 10 | 18.7 | 3
1 Reference Case | 2025 | 10 | 19.3 | 1
1 Reference Case | 2025 | 10 | 19.4 | 1
1 Reference Case | 2025 | 10 | 19.5 | 1
1 Reference Case | 2025 | 10 | 19.6 | 2
1 Reference Case | 2025 | 10 | 20.4 | 1
1 Reference Case | 2025 | 10 | 20.5 | 3
1 Reference Case | 2025 | 10 | 20.6 | 1
1 Reference Case | 2025 | 10 | 20.8 | 1
1 Reference Case | 2025 | 10 | 20.9 | 1
1 Reference Case | 2025 | 10 | 21 | 2
1 Reference Case | 2025 | 10 | 21.1 | 3
1 Reference Case | 2025 | 10 | 21.2 | 1
1 Reference Case | 2025 | 10 | 21.3 | 3
1 Reference Case | 2025 | 10 | 21.4 | 2
1 Reference Case | 2025 | 10 | 21.5 | 2
1 Reference Case | 2025 | 10 | 21.6 | 1
1 Reference Case | 2025 | 10 | 21.7 | 3
1 Reference Case | 2025 | 10 | 21.8 | 1
1 Reference Case | 2025 | 10 | 21.9 | 3
1 Reference Case | 2025 | 10 | 22 | 1
1 Reference Case | 2025 | 10 | 22.1 | 1
1 Reference Case | 2025 | 10 | 22.3 | 1
1 Reference Case | 2025 | 10 | 22.4 | 1
1 Reference Case | 2025 | 10 | 22.6 | 2
1 Reference Case | 2025 | 10 | 22.7 | 2
1 Reference Case | 2025 | 10 | 22.8 | 3
1 Reference Case | 2025 | 10 | 22.9 | 1
1 Reference Case | 2025 | 10 | 23.1 | 2
1 Reference Case | 2025 | 10 | 23.2 | 1
1 Reference Case | 2025 | 10 | 23.3 | 1
1 Reference Case | 2025 | 10 | 23.4 | 1
1 Reference Case | 2025 | 10 | 23.6 | 1
1 Reference Case | 2025 | 10 | 23.7 | 2
1 Reference Case | 2025 | 10 | 23.9 | 2
1 Reference Case | 2025 | 10 | 24 | 1
1 Reference Case | 2025 | 10 | 24.4 | 1
1 Reference Case | 2025 | 10 | 24.5 | 3
1 Reference Case | 2025 | 10 | 24.6 | 1
1 Reference Case | 2025 | 10 | 24.7 | 1
1 Reference Case | 2025 | 10 | 25 | 1
1 Reference Case | 2025 | 10 | 25.1 | 1
1 Reference Case | 2025 | 10 | 25.2 | 1
1 Reference Case | 2025 | 10 | 25.4 | 2
1 Reference Case | 2025 | 10 | 25.5 | 2
1 Reference Case | 2025 | 10 | 25.6 | 3
1 Reference Case | 2025 | 10 | 25.7 | 1
1 Reference Case | 2025 | 10 | 25.8 | 1
1 Reference Case | 2025 | 10 | 26.2 | 1
1 Reference Case | 2025 | 10 | 26.4 | 1
1 Reference Case | 2025 | 10 | 26.5 | 1
1 Reference Case | 2025 | 10 | 26.6 | 3
1 Reference Case | 2025 | 10 | 26.7 | 3
1 Reference Case | 2025 | 10 | 26.8 | 1
1 Reference Case | 2025 | 10 | 26.9 | 3
1 Reference Case | 2025 | 10 | 27 | 2
1 Reference Case | 2025 | 10 | 27.1 | 2
1 Reference Case | 2025 | 10 | 27.2 | 2
1 Reference Case | 2025 | 10 | 27.4 | 1
1 Reference Case | 2025 | 10 | 27.5 | 2
1 Reference Case | 2025 | 10 | 27.6 | 1
1 Reference Case | 2025 | 10 | 27.7 | 1
1 Reference Case | 2025 | 10 | 27.8 | 1
1 Reference Case | 2025 | 10 | 27.9 | 1
1 Reference Case | 2025 | 10 | 28 | 1
1 Reference Case | 2025 | 10 | 28.1 | 1
1 Reference Case | 2025 | 10 | 28.4 | 1
1 Reference Case | 2025 | 10 | 28.5 | 1
1 Reference Case | 2025 | 10 | 28.6 | 2
1 Reference Case | 2025 | 10 | 28.7 | 1
1 Reference Case | 2025 | 10 | 28.8 | 2
1 Reference Case | 2025 | 10 | 29 | 2
1 Reference Case | 2025 | 10 | 29.4 | 2
1 Reference Case | 2025 | 10 | 29.8 | 1
1 Reference Case | 2025 | 10 | 29.9 | 1
1 Reference Case | 2025 | 10 | 30 | 1
1 Reference Case | 2025 | 10 | 30.1 | 1
1 Reference Case | 2025 | 10 | 30.2 | 1
1 Reference Case | 2025 | 10 | 30.5 | 2
1 Reference Case | 2025 | 10 | 30.9 | 3
1 Reference Case | 2025 | 10 | 31.1 | 2
1 Reference Case | 2025 | 10 | 31.2 | 2
1 Reference Case | 2025 | 10 | 31.3 | 2
1 Reference Case | 2025 | 10 | 31.5 | 1
1 Reference Case | 2025 | 10 | 31.7 | 1
1 Reference Case | 2025 | 10 | 33.1 | 1
1 Reference Case | 2025 | 10 | 33.3 | 1
1 Reference Case | 2025 | 10 | 33.4 | 1
1 Reference Case | 2025 | 10 | 33.7 | 1
1 Reference Case | 2025 | 10 | 33.8 | 1
1 Reference Case | 2025 | 10 | 33.9 | 2
1 Reference Case | 2025 | 10 | 34.2 | 1
1 Reference Case | 2025 | 10 | 34.3 | 1
1 Reference Case | 2025 | 10 | 34.5 | 1
1 Reference Case | 2025 | 10 | 34.8 | 2
1 Reference Case | 2025 | 10 | 35.2 | 2
1 Reference Case | 2025 | 10 | 35.6 | 1
1 Reference Case | 2025 | 10 | 35.8 | 1
1 Reference Case | 2025 | 10 | 36.1 | 1
1 Reference Case | 2025 | 10 | 36.2 | 1
1 Reference Case | 2025 | 10 | 36.6 | 1
1 Reference Case | 2025 | 10 | 36.7 | 1
1 Reference Case | 2025 | 10 | 36.8 | 1
1 Reference Case | 2025 | 10 | 36.9 | 1
1 Reference Case | 2025 | 10 | 37.1 | 1
1 Reference Case | 2025 | 10 | 37.4 | 1
1 Reference Case | 2025 | 10 | 37.8 | 1
1 Reference Case | 2025 | 10 | 38 | 1
1 Reference Case | 2025 | 10 | 38.1 | 1
1 Reference Case | 2025 | 10 | 38.2 | 1
1 Reference Case | 2025 | 10 | 38.3 | 1
1 Reference Case | 2025 | 10 | 38.4 | 3
1 Reference Case | 2025 | 10 | 38.6 | 2
1 Reference Case | 2025 | 10 | 38.9 | 1
1 Reference Case | 2025 | 10 | 39 | 1
1 Reference Case | 2025 | 10 | 39.4 | 2
1 Reference Case | 2025 | 10 | 39.5 | 2
1 Reference Case | 2025 | 10 | 39.7 | 1
1 Reference Case | 2025 | 10 | 39.8 | 1
1 Reference Case | 2025 | 10 | 40.2 | 1
1 Reference Case | 2025 | 10 | 40.4 | 1
1 Reference Case | 2025 | 10 | 41.1 | 1
1 Reference Case | 2025 | 10 | 41.4 | 2
1 Reference Case | 2025 | 10 | 41.6 | 1
1 Reference Case | 2025 | 10 | 41.7 | 1
1 Reference Case | 2025 | 10 | 41.8 | 1
1 Reference Case | 2025 | 10 | 42.3 | 1
1 Reference Case | 2025 | 10 | 42.5 | 1
1 Reference Case | 2025 | 10 | 42.7 | 1
1 Reference Case | 2025 | 10 | 43.9 | 1
1 Reference Case | 2025 | 10 | 45.4 | 2
1 Reference Case | 2025 | 10 | 46.3 | 1
1 Reference Case | 2025 | 10 | 46.4 | 2
1 Reference Case | 2025 | 10 | 48.2 | 1
1 Reference Case | 2025 | 10 | 48.3 | 1
1 Reference Case | 2025 | 10 | 48.5 | 1
1 Reference Case | 2025 | 10 | 48.6 | 1
1 Reference Case | 2025 | 10 | 49 | 1
1 Reference Case | 2025 | 10 | 50.2 | 2
1 Reference Case | 2025 | 10 | 50.6 | 1
1 Reference Case | 2025 | 10 | 51 | 1
1 Reference Case | 2025 | 10 | 51.3 | 1
1 Reference Case | 2025 | 10 | 51.7 | 1
1 Reference Case | 2025 | 10 | 52.1 | 1
1 Reference Case | 2025 | 10 | 52.6 | 1
1 Reference Case | 2025 | 10 | 52.9 | 1
1 Reference Case | 2025 | 10 | 53 | 1
1 Reference Case | 2025 | 10 | 53.1 | 1
1 Reference Case | 2025 | 10 | 54.2 | 1
1 Reference Case | 2025 | 10 | 54.3 | 1
1 Reference Case | 2025 | 10 | 54.5 | 1
1 Reference Case | 2025 | 10 | 56.9 | 1
1 Reference Case | 2025 | 10 | 57 | 1
1 Reference Case | 2025 | 10 | 58 | 1
1 Reference Case | 2025 | 10 | 58.4 | 1
1 Reference Case | 2025 | 10 | 59 | 1
1 Reference Case | 2025 | 10 | 59.7 | 1
1 Reference Case | 2025 | 10 | 63.1 | 1
1 Reference Case | 2025 | 10 | 63.2 | 1
1 Reference Case | 2025 | 10 | 67.7 | 1
1 Reference Case | 2025 | 10 | 72.4 | 1
1 Reference Case | 2025 | 10 | 74.8 | 1
1 Reference Case | 2025 | 10 | 75.5 | 1
1 Reference Case | 2025 | 10 | 79.8 | 1
1 Reference Case | 2025 | 10 | 103 | 1
1 Reference Case | 2025 | 10 | 129.1 | 1
1 Reference Case | 2025 | 10 | 420.7 | 1
1 Reference Case | 2025 | 11 | -96.4 | 1
1 Reference Case | 2025 | 11 | -67.5 | 1
1 Reference Case | 2025 | 11 | -67.3 | 1
1 Reference Case | 2025 | 11 | -66.9 | 1
1 Reference Case | 2025 | 11 | -64.2 | 1
1 Reference Case | 2025 | 11 | -62.2 | 1
1 Reference Case | 2025 | 11 | -56.8 | 1
1 Reference Case | 2025 | 11 | -56.7 | 1
1 Reference Case | 2025 | 11 | -56.2 | 1
1 Reference Case | 2025 | 11 | -55.9 | 1
1 Reference Case | 2025 | 11 | -55.1 | 1
1 Reference Case | 2025 | 11 | -54.4 | 1
1 Reference Case | 2025 | 11 | -54.3 | 1
1 Reference Case | 2025 | 11 | -53.6 | 1
1 Reference Case | 2025 | 11 | -53 | 1
1 Reference Case | 2025 | 11 | -52.4 | 1
1 Reference Case | 2025 | 11 | -51.5 | 1
1 Reference Case | 2025 | 11 | -50.7 | 1
1 Reference Case | 2025 | 11 | -49.6 | 1
1 Reference Case | 2025 | 11 | -49.3 | 1
1 Reference Case | 2025 | 11 | -48.7 | 1
1 Reference Case | 2025 | 11 | -48.6 | 1
1 Reference Case | 2025 | 11 | -47.1 | 1
1 Reference Case | 2025 | 11 | -46.4 | 1
1 Reference Case | 2025 | 11 | -46.3 | 1
1 Reference Case | 2025 | 11 | -46.1 | 1
1 Reference Case | 2025 | 11 | -44.5 | 1
1 Reference Case | 2025 | 11 | -44.3 | 1
1 Reference Case | 2025 | 11 | -42.8 | 1
1 Reference Case | 2025 | 11 | -42.4 | 1
1 Reference Case | 2025 | 11 | -42.3 | 1
1 Reference Case | 2025 | 11 | -42.1 | 1
1 Reference Case | 2025 | 11 | -41.4 | 1
1 Reference Case | 2025 | 11 | -40.7 | 1
1 Reference Case | 2025 | 11 | -39.2 | 1
1 Reference Case | 2025 | 11 | -39.1 | 1
1 Reference Case | 2025 | 11 | -38.9 | 1
1 Reference Case | 2025 | 11 | -38.3 | 1
1 Reference Case | 2025 | 11 | -37.8 | 2
1 Reference Case | 2025 | 11 | -37.7 | 1
1 Reference Case | 2025 | 11 | -37.6 | 3
1 Reference Case | 2025 | 11 | -37.3 | 1
1 Reference Case | 2025 | 11 | -36.9 | 1
1 Reference Case | 2025 | 11 | -36.8 | 1
1 Reference Case | 2025 | 11 | -36.7 | 1
1 Reference Case | 2025 | 11 | -36.6 | 1
1 Reference Case | 2025 | 11 | -36.3 | 1
1 Reference Case | 2025 | 11 | -36.1 | 1
1 Reference Case | 2025 | 11 | -35.9 | 3
1 Reference Case | 2025 | 11 | -35.8 | 1
1 Reference Case | 2025 | 11 | -35.3 | 1
1 Reference Case | 2025 | 11 | -35 | 1
1 Reference Case | 2025 | 11 | -34.9 | 3
1 Reference Case | 2025 | 11 | -34.8 | 1
1 Reference Case | 2025 | 11 | -34.7 | 1
1 Reference Case | 2025 | 11 | -34.4 | 1
1 Reference Case | 2025 | 11 | -34 | 1
1 Reference Case | 2025 | 11 | -33.9 | 1
1 Reference Case | 2025 | 11 | -33.8 | 1
1 Reference Case | 2025 | 11 | -33.6 | 1
1 Reference Case | 2025 | 11 | -33.4 | 1
1 Reference Case | 2025 | 11 | -33.3 | 1
1 Reference Case | 2025 | 11 | -33.2 | 1
1 Reference Case | 2025 | 11 | -33.1 | 1
1 Reference Case | 2025 | 11 | -32.7 | 1
1 Reference Case | 2025 | 11 | -32.6 | 1
1 Reference Case | 2025 | 11 | -32.3 | 2
1 Reference Case | 2025 | 11 | -32 | 1
1 Reference Case | 2025 | 11 | -31.8 | 1
1 Reference Case | 2025 | 11 | -31.7 | 1
1 Reference Case | 2025 | 11 | -31.6 | 1
1 Reference Case | 2025 | 11 | -31.5 | 1
1 Reference Case | 2025 | 11 | -31 | 1
1 Reference Case | 2025 | 11 | -30.8 | 1
1 Reference Case | 2025 | 11 | -30.7 | 1
1 Reference Case | 2025 | 11 | -30.4 | 1
1 Reference Case | 2025 | 11 | -30.2 | 1
1 Reference Case | 2025 | 11 | -29.9 | 2
1 Reference Case | 2025 | 11 | -29.6 | 2
1 Reference Case | 2025 | 11 | -29.3 | 1
1 Reference Case | 2025 | 11 | -29.2 | 1
1 Reference Case | 2025 | 11 | -29 | 1
1 Reference Case | 2025 | 11 | -28.9 | 2
1 Reference Case | 2025 | 11 | -28.7 | 2
1 Reference Case | 2025 | 11 | -28.5 | 1
1 Reference Case | 2025 | 11 | -28.4 | 3
1 Reference Case | 2025 | 11 | -28.3 | 1
1 Reference Case | 2025 | 11 | -27.8 | 2
1 Reference Case | 2025 | 11 | -27.7 | 1
1 Reference Case | 2025 | 11 | -27.6 | 2
1 Reference Case | 2025 | 11 | -27.3 | 1
1 Reference Case | 2025 | 11 | -27.2 | 1
1 Reference Case | 2025 | 11 | -27.1 | 1
1 Reference Case | 2025 | 11 | -27 | 1
1 Reference Case | 2025 | 11 | -26.9 | 1
1 Reference Case | 2025 | 11 | -26.8 | 1
1 Reference Case | 2025 | 11 | -26.7 | 1
1 Reference Case | 2025 | 11 | -26.4 | 2
1 Reference Case | 2025 | 11 | -26.3 | 1
1 Reference Case | 2025 | 11 | -26 | 2
1 Reference Case | 2025 | 11 | -25.9 | 2
1 Reference Case | 2025 | 11 | -25.8 | 1
1 Reference Case | 2025 | 11 | -25.5 | 1
1 Reference Case | 2025 | 11 | -25.4 | 2
1 Reference Case | 2025 | 11 | -25 | 1
1 Reference Case | 2025 | 11 | -24.9 | 4
1 Reference Case | 2025 | 11 | -24.6 | 1
1 Reference Case | 2025 | 11 | -24.3 | 3
1 Reference Case | 2025 | 11 | -24.2 | 1
1 Reference Case | 2025 | 11 | -23.4 | 2
1 Reference Case | 2025 | 11 | -23.2 | 1
1 Reference Case | 2025 | 11 | -23.1 | 2
1 Reference Case | 2025 | 11 | -23 | 2
1 Reference Case | 2025 | 11 | -22.7 | 2
1 Reference Case | 2025 | 11 | -22.5 | 1
1 Reference Case | 2025 | 11 | -22.3 | 3
1 Reference Case | 2025 | 11 | -22 | 1
1 Reference Case | 2025 | 11 | -21.8 | 1
1 Reference Case | 2025 | 11 | -21.6 | 1
1 Reference Case | 2025 | 11 | -21.3 | 1
1 Reference Case | 2025 | 11 | -21.2 | 1
1 Reference Case | 2025 | 11 | -21.1 | 1
1 Reference Case | 2025 | 11 | -20.8 | 2
1 Reference Case | 2025 | 11 | -20.6 | 1
1 Reference Case | 2025 | 11 | -20.5 | 1
1 Reference Case | 2025 | 11 | -20.4 | 1
1 Reference Case | 2025 | 11 | -20.3 | 2
1 Reference Case | 2025 | 11 | -20.2 | 1
1 Reference Case | 2025 | 11 | -19.8 | 1
1 Reference Case | 2025 | 11 | -19.7 | 1
1 Reference Case | 2025 | 11 | -19.5 | 1
1 Reference Case | 2025 | 11 | -19.4 | 1
1 Reference Case | 2025 | 11 | -19.3 | 1
1 Reference Case | 2025 | 11 | -19.2 | 2
1 Reference Case | 2025 | 11 | -19 | 1
1 Reference Case | 2025 | 11 | -18.8 | 1
1 Reference Case | 2025 | 11 | -18.7 | 1
1 Reference Case | 2025 | 11 | -18.6 | 2
1 Reference Case | 2025 | 11 | -18.3 | 1
1 Reference Case | 2025 | 11 | -17.9 | 1
1 Reference Case | 2025 | 11 | -17.6 | 4
1 Reference Case | 2025 | 11 | -17.3 | 1
1 Reference Case | 2025 | 11 | -17 | 2
1 Reference Case | 2025 | 11 | -16.8 | 1
1 Reference Case | 2025 | 11 | -16.6 | 1
1 Reference Case | 2025 | 11 | -16.5 | 1
1 Reference Case | 2025 | 11 | -16.4 | 2
1 Reference Case | 2025 | 11 | -16.1 | 1
1 Reference Case | 2025 | 11 | -15.5 | 1
1 Reference Case | 2025 | 11 | -14.7 | 2
1 Reference Case | 2025 | 11 | -13.9 | 1
1 Reference Case | 2025 | 11 | -13.4 | 1
1 Reference Case | 2025 | 11 | -12.9 | 1
1 Reference Case | 2025 | 11 | -12 | 1
1 Reference Case | 2025 | 11 | -11.5 | 1
1 Reference Case | 2025 | 11 | -10.4 | 1
1 Reference Case | 2025 | 11 | 6.7 | 1
1 Reference Case | 2025 | 11 | 10.4 | 1
1 Reference Case | 2025 | 11 | 10.5 | 1
1 Reference Case | 2025 | 11 | 10.9 | 1
1 Reference Case | 2025 | 11 | 11 | 2
1 Reference Case | 2025 | 11 | 11.4 | 1
1 Reference Case | 2025 | 11 | 11.5 | 1
1 Reference Case | 2025 | 11 | 12.1 | 1
1 Reference Case | 2025 | 11 | 12.2 | 1
1 Reference Case | 2025 | 11 | 12.3 | 1
1 Reference Case | 2025 | 11 | 12.4 | 1
1 Reference Case | 2025 | 11 | 12.5 | 1
1 Reference Case | 2025 | 11 | 12.7 | 1
1 Reference Case | 2025 | 11 | 13.8 | 3
1 Reference Case | 2025 | 11 | 14.6 | 1
1 Reference Case | 2025 | 11 | 15.1 | 2
1 Reference Case | 2025 | 11 | 15.3 | 1
1 Reference Case | 2025 | 11 | 15.5 | 1
1 Reference Case | 2025 | 11 | 15.7 | 1
1 Reference Case | 2025 | 11 | 16.1 | 1
1 Reference Case | 2025 | 11 | 16.2 | 1
1 Reference Case | 2025 | 11 | 16.6 | 1
1 Reference Case | 2025 | 11 | 16.9 | 1
1 Reference Case | 2025 | 11 | 17.2 | 1
1 Reference Case | 2025 | 11 | 17.4 | 1
1 Reference Case | 2025 | 11 | 17.6 | 1
1 Reference Case | 2025 | 11 | 17.8 | 2
1 Reference Case | 2025 | 11 | 18.2 | 1
1 Reference Case | 2025 | 11 | 18.3 | 1
1 Reference Case | 2025 | 11 | 18.5 | 1
1 Reference Case | 2025 | 11 | 18.6 | 1
1 Reference Case | 2025 | 11 | 18.7 | 1
1 Reference Case | 2025 | 11 | 18.8 | 2
1 Reference Case | 2025 | 11 | 19.2 | 2
1 Reference Case | 2025 | 11 | 19.3 | 1
1 Reference Case | 2025 | 11 | 19.5 | 1
1 Reference Case | 2025 | 11 | 19.6 | 1
1 Reference Case | 2025 | 11 | 20.3 | 1
1 Reference Case | 2025 | 11 | 20.5 | 1
1 Reference Case | 2025 | 11 | 20.6 | 2
1 Reference Case | 2025 | 11 | 20.8 | 2
1 Reference Case | 2025 | 11 | 20.9 | 1
1 Reference Case | 2025 | 11 | 21.3 | 3
1 Reference Case | 2025 | 11 | 21.4 | 1
1 Reference Case | 2025 | 11 | 21.9 | 2
1 Reference Case | 2025 | 11 | 22 | 1
1 Reference Case | 2025 | 11 | 22.1 | 2
1 Reference Case | 2025 | 11 | 22.2 | 2
1 Reference Case | 2025 | 11 | 22.3 | 1
1 Reference Case | 2025 | 11 | 22.4 | 1
1 Reference Case | 2025 | 11 | 22.7 | 2
1 Reference Case | 2025 | 11 | 22.8 | 1
1 Reference Case | 2025 | 11 | 22.9 | 1
1 Reference Case | 2025 | 11 | 23 | 1
1 Reference Case | 2025 | 11 | 23.1 | 4
1 Reference Case | 2025 | 11 | 23.3 | 1
1 Reference Case | 2025 | 11 | 23.4 | 1
1 Reference Case | 2025 | 11 | 23.6 | 1
1 Reference Case | 2025 | 11 | 23.7 | 1
1 Reference Case | 2025 | 11 | 23.8 | 1
1 Reference Case | 2025 | 11 | 24 | 1
1 Reference Case | 2025 | 11 | 24.2 | 1
1 Reference Case | 2025 | 11 | 24.3 | 1
1 Reference Case | 2025 | 11 | 24.4 | 1
1 Reference Case | 2025 | 11 | 24.5 | 1
1 Reference Case | 2025 | 11 | 24.6 | 2
1 Reference Case | 2025 | 11 | 24.7 | 3
1 Reference Case | 2025 | 11 | 24.8 | 1
1 Reference Case | 2025 | 11 | 24.9 | 1
1 Reference Case | 2025 | 11 | 25 | 1
1 Reference Case | 2025 | 11 | 25.2 | 1
1 Reference Case | 2025 | 11 | 25.3 | 1
1 Reference Case | 2025 | 11 | 25.4 | 1
1 Reference Case | 2025 | 11 | 25.6 | 1
1 Reference Case | 2025 | 11 | 25.8 | 1
1 Reference Case | 2025 | 11 | 26 | 2
1 Reference Case | 2025 | 11 | 26.1 | 1
1 Reference Case | 2025 | 11 | 26.2 | 2
1 Reference Case | 2025 | 11 | 26.8 | 2
1 Reference Case | 2025 | 11 | 26.9 | 1
1 Reference Case | 2025 | 11 | 27.2 | 1
1 Reference Case | 2025 | 11 | 27.7 | 3
1 Reference Case | 2025 | 11 | 27.8 | 1
1 Reference Case | 2025 | 11 | 27.9 | 1
1 Reference Case | 2025 | 11 | 28 | 3
1 Reference Case | 2025 | 11 | 28.3 | 1
1 Reference Case | 2025 | 11 | 28.5 | 1
1 Reference Case | 2025 | 11 | 28.6 | 3
1 Reference Case | 2025 | 11 | 29.1 | 2
1 Reference Case | 2025 | 11 | 29.2 | 1
1 Reference Case | 2025 | 11 | 29.3 | 2
1 Reference Case | 2025 | 11 | 29.6 | 2
1 Reference Case | 2025 | 11 | 29.7 | 1
1 Reference Case | 2025 | 11 | 29.8 | 1
1 Reference Case | 2025 | 11 | 29.9 | 1
1 Reference Case | 2025 | 11 | 30 | 1
1 Reference Case | 2025 | 11 | 30.1 | 1
1 Reference Case | 2025 | 11 | 30.7 | 2
1 Reference Case | 2025 | 11 | 30.8 | 1
1 Reference Case | 2025 | 11 | 31.1 | 1
1 Reference Case | 2025 | 11 | 31.2 | 2
1 Reference Case | 2025 | 11 | 31.3 | 2
1 Reference Case | 2025 | 11 | 31.6 | 1
1 Reference Case | 2025 | 11 | 31.8 | 3
1 Reference Case | 2025 | 11 | 31.9 | 2
1 Reference Case | 2025 | 11 | 32.1 | 2
1 Reference Case | 2025 | 11 | 32.2 | 2
1 Reference Case | 2025 | 11 | 32.3 | 1
1 Reference Case | 2025 | 11 | 32.6 | 1
1 Reference Case | 2025 | 11 | 32.8 | 1
1 Reference Case | 2025 | 11 | 32.9 | 1
1 Reference Case | 2025 | 11 | 33.1 | 1
1 Reference Case | 2025 | 11 | 33.2 | 2
1 Reference Case | 2025 | 11 | 33.5 | 1
1 Reference Case | 2025 | 11 | 34.1 | 1
1 Reference Case | 2025 | 11 | 34.4 | 2
1 Reference Case | 2025 | 11 | 34.5 | 1
1 Reference Case | 2025 | 11 | 34.8 | 1
1 Reference Case | 2025 | 11 | 35.1 | 1
1 Reference Case | 2025 | 11 | 35.3 | 1
1 Reference Case | 2025 | 11 | 36.2 | 2
1 Reference Case | 2025 | 11 | 36.6 | 1
1 Reference Case | 2025 | 11 | 36.8 | 1
1 Reference Case | 2025 | 11 | 37.1 | 1
1 Reference Case | 2025 | 11 | 37.4 | 1
1 Reference Case | 2025 | 11 | 37.5 | 1
1 Reference Case | 2025 | 11 | 38 | 1
1 Reference Case | 2025 | 11 | 38.2 | 1
1 Reference Case | 2025 | 11 | 38.6 | 1
1 Reference Case | 2025 | 11 | 39.8 | 1
1 Reference Case | 2025 | 11 | 40 | 1
1 Reference Case | 2025 | 11 | 40.3 | 1
1 Reference Case | 2025 | 11 | 40.7 | 2
1 Reference Case | 2025 | 11 | 40.8 | 1
1 Reference Case | 2025 | 11 | 41 | 1
1 Reference Case | 2025 | 11 | 41.1 | 1
1 Reference Case | 2025 | 11 | 41.2 | 1
1 Reference Case | 2025 | 11 | 41.3 | 1
1 Reference Case | 2025 | 11 | 41.4 | 1
1 Reference Case | 2025 | 11 | 42.3 | 1
1 Reference Case | 2025 | 11 | 42.7 | 1
1 Reference Case | 2025 | 11 | 42.8 | 1
1 Reference Case | 2025 | 11 | 43 | 2
1 Reference Case | 2025 | 11 | 43.5 | 1
1 Reference Case | 2025 | 11 | 43.8 | 1
1 Reference Case | 2025 | 11 | 44.8 | 1
1 Reference Case | 2025 | 11 | 45 | 1
1 Reference Case | 2025 | 11 | 46.4 | 1
1 Reference Case | 2025 | 11 | 46.7 | 1
1 Reference Case | 2025 | 11 | 46.8 | 1
1 Reference Case | 2025 | 11 | 47 | 1
1 Reference Case | 2025 | 11 | 47.5 | 1
1 Reference Case | 2025 | 11 | 48.2 | 1
1 Reference Case | 2025 | 11 | 48.4 | 1
1 Reference Case | 2025 | 11 | 48.6 | 1
1 Reference Case | 2025 | 11 | 49 | 2
1 Reference Case | 2025 | 11 | 49.2 | 1
1 Reference Case | 2025 | 11 | 49.6 | 1
1 Reference Case | 2025 | 11 | 50.1 | 1
1 Reference Case | 2025 | 11 | 50.3 | 1
1 Reference Case | 2025 | 11 | 50.6 | 1
1 Reference Case | 2025 | 11 | 50.9 | 1
1 Reference Case | 2025 | 11 | 51 | 1
1 Reference Case | 2025 | 11 | 51.1 | 2
1 Reference Case | 2025 | 11 | 53.8 | 1
1 Reference Case | 2025 | 11 | 53.9 | 1
1 Reference Case | 2025 | 11 | 54 | 2
1 Reference Case | 2025 | 11 | 55.9 | 1
1 Reference Case | 2025 | 11 | 56.9 | 1
1 Reference Case | 2025 | 11 | 58.8 | 1
1 Reference Case | 2025 | 11 | 63.5 | 1
1 Reference Case | 2025 | 11 | 63.8 | 1
1 Reference Case | 2025 | 11 | 72.6 | 1
1 Reference Case | 2025 | 11 | 79.8 | 1
1 Reference Case | 2025 | 11 | 84.9 | 1
1 Reference Case | 2025 | 11 | 86.8 | 1
1 Reference Case | 2025 | 11 | 142.1 | 1
1 Reference Case | 2025 | 12 | -126.2 | 1
1 Reference Case | 2025 | 12 | -104.1 | 1
1 Reference Case | 2025 | 12 | -90.2 | 1
1 Reference Case | 2025 | 12 | -87.8 | 1
1 Reference Case | 2025 | 12 | -83.8 | 1
1 Reference Case | 2025 | 12 | -74.2 | 1
1 Reference Case | 2025 | 12 | -67.2 | 1
1 Reference Case | 2025 | 12 | -62.2 | 1
1 Reference Case | 2025 | 12 | -60.5 | 1
1 Reference Case | 2025 | 12 | -58.9 | 1
1 Reference Case | 2025 | 12 | -58.6 | 1
1 Reference Case | 2025 | 12 | -58.1 | 1
1 Reference Case | 2025 | 12 | -54 | 1
1 Reference Case | 2025 | 12 | -53.9 | 1
1 Reference Case | 2025 | 12 | -52.9 | 1
1 Reference Case | 2025 | 12 | -52.7 | 1
1 Reference Case | 2025 | 12 | -52.6 | 1
1 Reference Case | 2025 | 12 | -50.7 | 1
1 Reference Case | 2025 | 12 | -50.5 | 1
1 Reference Case | 2025 | 12 | -50.4 | 1
1 Reference Case | 2025 | 12 | -50 | 1
1 Reference Case | 2025 | 12 | -49.7 | 1
1 Reference Case | 2025 | 12 | -49.1 | 1
1 Reference Case | 2025 | 12 | -48.7 | 1
1 Reference Case | 2025 | 12 | -48.6 | 1
1 Reference Case | 2025 | 12 | -48.5 | 1
1 Reference Case | 2025 | 12 | -48 | 1
1 Reference Case | 2025 | 12 | -47.5 | 1
1 Reference Case | 2025 | 12 | -46.4 | 2
1 Reference Case | 2025 | 12 | -45.7 | 2
1 Reference Case | 2025 | 12 | -44.7 | 1
1 Reference Case | 2025 | 12 | -44.3 | 1
1 Reference Case | 2025 | 12 | -44.1 | 1
1 Reference Case | 2025 | 12 | -43.9 | 1
1 Reference Case | 2025 | 12 | -43.8 | 1
1 Reference Case | 2025 | 12 | -43.3 | 3
1 Reference Case | 2025 | 12 | -42.6 | 1
1 Reference Case | 2025 | 12 | -42.4 | 1
1 Reference Case | 2025 | 12 | -40.5 | 2
1 Reference Case | 2025 | 12 | -40.3 | 4
1 Reference Case | 2025 | 12 | -39.6 | 1
1 Reference Case | 2025 | 12 | -38.8 | 1
1 Reference Case | 2025 | 12 | -38.4 | 2
1 Reference Case | 2025 | 12 | -38.2 | 2
1 Reference Case | 2025 | 12 | -37.8 | 1
1 Reference Case | 2025 | 12 | -37.1 | 1
1 Reference Case | 2025 | 12 | -37 | 1
1 Reference Case | 2025 | 12 | -36.6 | 1
1 Reference Case | 2025 | 12 | -36.4 | 2
1 Reference Case | 2025 | 12 | -36 | 1
1 Reference Case | 2025 | 12 | -35.2 | 1
1 Reference Case | 2025 | 12 | -34.7 | 1
1 Reference Case | 2025 | 12 | -34.5 | 1
1 Reference Case | 2025 | 12 | -34.4 | 1
1 Reference Case | 2025 | 12 | -34.2 | 1
1 Reference Case | 2025 | 12 | -33.9 | 1
1 Reference Case | 2025 | 12 | -33.6 | 1
1 Reference Case | 2025 | 12 | -33.3 | 1
1 Reference Case | 2025 | 12 | -32.6 | 2
1 Reference Case | 2025 | 12 | -32.3 | 1
1 Reference Case | 2025 | 12 | -32.1 | 4
1 Reference Case | 2025 | 12 | -32 | 1
1 Reference Case | 2025 | 12 | -31.6 | 2
1 Reference Case | 2025 | 12 | -30.9 | 3
1 Reference Case | 2025 | 12 | -30.6 | 1
1 Reference Case | 2025 | 12 | -30.5 | 1
1 Reference Case | 2025 | 12 | -30.3 | 1
1 Reference Case | 2025 | 12 | -29.8 | 1
1 Reference Case | 2025 | 12 | -29.7 | 1
1 Reference Case | 2025 | 12 | -29.1 | 1
1 Reference Case | 2025 | 12 | -29 | 1
1 Reference Case | 2025 | 12 | -28.9 | 1
1 Reference Case | 2025 | 12 | -28.8 | 1
1 Reference Case | 2025 | 12 | -28.7 | 1
1 Reference Case | 2025 | 12 | -28.5 | 2
1 Reference Case | 2025 | 12 | -28.4 | 1
1 Reference Case | 2025 | 12 | -28.3 | 2
1 Reference Case | 2025 | 12 | -28.1 | 1
1 Reference Case | 2025 | 12 | -27.8 | 2
1 Reference Case | 2025 | 12 | -27.7 | 1
1 Reference Case | 2025 | 12 | -27.5 | 1
1 Reference Case | 2025 | 12 | -27.4 | 3
1 Reference Case | 2025 | 12 | -27.1 | 1
1 Reference Case | 2025 | 12 | -27 | 2
1 Reference Case | 2025 | 12 | -26.9 | 1
1 Reference Case | 2025 | 12 | -26.8 | 1
1 Reference Case | 2025 | 12 | -26.5 | 1
1 Reference Case | 2025 | 12 | -26.3 | 1
1 Reference Case | 2025 | 12 | -25.9 | 1
1 Reference Case | 2025 | 12 | -25.8 | 2
1 Reference Case | 2025 | 12 | -25.7 | 1
1 Reference Case | 2025 | 12 | -25.6 | 2
1 Reference Case | 2025 | 12 | -25.1 | 1
1 Reference Case | 2025 | 12 | -25 | 2
1 Reference Case | 2025 | 12 | -24.8 | 1
1 Reference Case | 2025 | 12 | -24.5 | 1
1 Reference Case | 2025 | 12 | -24.4 | 1
1 Reference Case | 2025 | 12 | -24.3 | 1
1 Reference Case | 2025 | 12 | -24 | 1
1 Reference Case | 2025 | 12 | -22.7 | 1
1 Reference Case | 2025 | 12 | -22.5 | 1
1 Reference Case | 2025 | 12 | -22.1 | 1
1 Reference Case | 2025 | 12 | -22 | 2
1 Reference Case | 2025 | 12 | -21.8 | 1
1 Reference Case | 2025 | 12 | -21.6 | 2
1 Reference Case | 2025 | 12 | -21.5 | 1
1 Reference Case | 2025 | 12 | -21.4 | 2
1 Reference Case | 2025 | 12 | -21.3 | 1
1 Reference Case | 2025 | 12 | -21 | 1
1 Reference Case | 2025 | 12 | -20.9 | 1
1 Reference Case | 2025 | 12 | -20.6 | 1
1 Reference Case | 2025 | 12 | -20.5 | 1
1 Reference Case | 2025 | 12 | -20.3 | 1
1 Reference Case | 2025 | 12 | -20.1 | 1
1 Reference Case | 2025 | 12 | -19.1 | 1
1 Reference Case | 2025 | 12 | -19 | 1
1 Reference Case | 2025 | 12 | -18.9 | 1
1 Reference Case | 2025 | 12 | -18.8 | 2
1 Reference Case | 2025 | 12 | -17.9 | 1
1 Reference Case | 2025 | 12 | -17.7 | 2
1 Reference Case | 2025 | 12 | -17.6 | 1
1 Reference Case | 2025 | 12 | -17.3 | 1
1 Reference Case | 2025 | 12 | -17.2 | 1
1 Reference Case | 2025 | 12 | -16.2 | 1
1 Reference Case | 2025 | 12 | -16.1 | 1
1 Reference Case | 2025 | 12 | -15.6 | 1
1 Reference Case | 2025 | 12 | -15.5 | 1
1 Reference Case | 2025 | 12 | -15.4 | 1
1 Reference Case | 2025 | 12 | -15.2 | 1
1 Reference Case | 2025 | 12 | -15.1 | 1
1 Reference Case | 2025 | 12 | -15 | 2
1 Reference Case | 2025 | 12 | -14.5 | 1
1 Reference Case | 2025 | 12 | -13.6 | 2
1 Reference Case | 2025 | 12 | -13.5 | 1
1 Reference Case | 2025 | 12 | -13 | 1
1 Reference Case | 2025 | 12 | -11.4 | 1
1 Reference Case | 2025 | 12 | -7.3 | 1
1 Reference Case | 2025 | 12 | 8 | 1
1 Reference Case | 2025 | 12 | 10.9 | 1
1 Reference Case | 2025 | 12 | 11.4 | 1
1 Reference Case | 2025 | 12 | 11.7 | 1
1 Reference Case | 2025 | 12 | 12.1 | 1
1 Reference Case | 2025 | 12 | 13.5 | 1
1 Reference Case | 2025 | 12 | 14.6 | 1
1 Reference Case | 2025 | 12 | 14.9 | 1
1 Reference Case | 2025 | 12 | 15 | 1
1 Reference Case | 2025 | 12 | 15.2 | 1
1 Reference Case | 2025 | 12 | 15.3 | 1
1 Reference Case | 2025 | 12 | 15.5 | 1
1 Reference Case | 2025 | 12 | 16 | 2
1 Reference Case | 2025 | 12 | 16.3 | 1
1 Reference Case | 2025 | 12 | 16.5 | 1
1 Reference Case | 2025 | 12 | 16.6 | 1
1 Reference Case | 2025 | 12 | 16.8 | 1
1 Reference Case | 2025 | 12 | 16.9 | 1
1 Reference Case | 2025 | 12 | 17 | 1
1 Reference Case | 2025 | 12 | 17.2 | 1
1 Reference Case | 2025 | 12 | 17.8 | 1
1 Reference Case | 2025 | 12 | 17.9 | 1
1 Reference Case | 2025 | 12 | 18.2 | 1
1 Reference Case | 2025 | 12 | 18.6 | 2
1 Reference Case | 2025 | 12 | 18.7 | 1
1 Reference Case | 2025 | 12 | 19 | 1
1 Reference Case | 2025 | 12 | 19.3 | 3
1 Reference Case | 2025 | 12 | 19.4 | 1
1 Reference Case | 2025 | 12 | 19.6 | 1
1 Reference Case | 2025 | 12 | 19.8 | 2
1 Reference Case | 2025 | 12 | 20.3 | 1
1 Reference Case | 2025 | 12 | 20.4 | 1
1 Reference Case | 2025 | 12 | 20.5 | 1
1 Reference Case | 2025 | 12 | 20.6 | 1
1 Reference Case | 2025 | 12 | 20.7 | 1
1 Reference Case | 2025 | 12 | 21.4 | 2
1 Reference Case | 2025 | 12 | 21.7 | 2
1 Reference Case | 2025 | 12 | 21.9 | 4
1 Reference Case | 2025 | 12 | 22.2 | 1
1 Reference Case | 2025 | 12 | 23.1 | 1
1 Reference Case | 2025 | 12 | 23.2 | 1
1 Reference Case | 2025 | 12 | 23.3 | 2
1 Reference Case | 2025 | 12 | 23.6 | 1
1 Reference Case | 2025 | 12 | 23.9 | 1
1 Reference Case | 2025 | 12 | 24 | 1
1 Reference Case | 2025 | 12 | 24.1 | 1
1 Reference Case | 2025 | 12 | 24.7 | 1
1 Reference Case | 2025 | 12 | 24.8 | 2
1 Reference Case | 2025 | 12 | 25 | 2
1 Reference Case | 2025 | 12 | 25.1 | 1
1 Reference Case | 2025 | 12 | 25.2 | 2
1 Reference Case | 2025 | 12 | 25.3 | 1
1 Reference Case | 2025 | 12 | 25.4 | 1
1 Reference Case | 2025 | 12 | 25.5 | 1
1 Reference Case | 2025 | 12 | 25.7 | 1
1 Reference Case | 2025 | 12 | 25.9 | 1
1 Reference Case | 2025 | 12 | 26.4 | 3
1 Reference Case | 2025 | 12 | 26.7 | 1
1 Reference Case | 2025 | 12 | 26.8 | 1
1 Reference Case | 2025 | 12 | 26.9 | 1
1 Reference Case | 2025 | 12 | 27 | 2
1 Reference Case | 2025 | 12 | 27.3 | 5
1 Reference Case | 2025 | 12 | 27.4 | 1
1 Reference Case | 2025 | 12 | 27.5 | 1
1 Reference Case | 2025 | 12 | 27.7 | 1
1 Reference Case | 2025 | 12 | 27.8 | 1
1 Reference Case | 2025 | 12 | 27.9 | 1
1 Reference Case | 2025 | 12 | 28 | 1
1 Reference Case | 2025 | 12 | 28.3 | 1
1 Reference Case | 2025 | 12 | 28.4 | 1
1 Reference Case | 2025 | 12 | 28.7 | 1
1 Reference Case | 2025 | 12 | 29 | 1
1 Reference Case | 2025 | 12 | 29.1 | 1
1 Reference Case | 2025 | 12 | 29.3 | 1
1 Reference Case | 2025 | 12 | 29.4 | 3
1 Reference Case | 2025 | 12 | 29.6 | 1
1 Reference Case | 2025 | 12 | 29.7 | 1
1 Reference Case | 2025 | 12 | 29.8 | 1
1 Reference Case | 2025 | 12 | 30 | 2
1 Reference Case | 2025 | 12 | 30.2 | 1
1 Reference Case | 2025 | 12 | 30.3 | 1
1 Reference Case | 2025 | 12 | 30.4 | 1
1 Reference Case | 2025 | 12 | 30.5 | 1
1 Reference Case | 2025 | 12 | 31.2 | 1
1 Reference Case | 2025 | 12 | 31.3 | 1
1 Reference Case | 2025 | 12 | 31.4 | 2
1 Reference Case | 2025 | 12 | 31.6 | 1
1 Reference Case | 2025 | 12 | 31.8 | 1
1 Reference Case | 2025 | 12 | 32.1 | 4
1 Reference Case | 2025 | 12 | 32.2 | 1
1 Reference Case | 2025 | 12 | 32.5 | 2
1 Reference Case | 2025 | 12 | 32.7 | 1
1 Reference Case | 2025 | 12 | 33 | 2
1 Reference Case | 2025 | 12 | 33.2 | 1
1 Reference Case | 2025 | 12 | 33.4 | 1
1 Reference Case | 2025 | 12 | 34.1 | 1
1 Reference Case | 2025 | 12 | 34.4 | 1
1 Reference Case | 2025 | 12 | 34.5 | 1
1 Reference Case | 2025 | 12 | 34.7 | 2
1 Reference Case | 2025 | 12 | 34.8 | 2
1 Reference Case | 2025 | 12 | 34.9 | 1
1 Reference Case | 2025 | 12 | 35.2 | 3
1 Reference Case | 2025 | 12 | 35.8 | 2
1 Reference Case | 2025 | 12 | 35.9 | 1
1 Reference Case | 2025 | 12 | 36 | 1
1 Reference Case | 2025 | 12 | 36.1 | 1
1 Reference Case | 2025 | 12 | 36.8 | 1
1 Reference Case | 2025 | 12 | 36.9 | 1
1 Reference Case | 2025 | 12 | 37 | 1
1 Reference Case | 2025 | 12 | 37.6 | 1
1 Reference Case | 2025 | 12 | 37.8 | 1
1 Reference Case | 2025 | 12 | 37.9 | 1
1 Reference Case | 2025 | 12 | 38 | 1
1 Reference Case | 2025 | 12 | 38.4 | 1
1 Reference Case | 2025 | 12 | 38.6 | 3
1 Reference Case | 2025 | 12 | 38.7 | 2
1 Reference Case | 2025 | 12 | 38.8 | 1
1 Reference Case | 2025 | 12 | 38.9 | 1
1 Reference Case | 2025 | 12 | 39.4 | 2
1 Reference Case | 2025 | 12 | 40 | 1
1 Reference Case | 2025 | 12 | 40.1 | 1
1 Reference Case | 2025 | 12 | 40.2 | 1
1 Reference Case | 2025 | 12 | 40.6 | 1
1 Reference Case | 2025 | 12 | 40.7 | 3
1 Reference Case | 2025 | 12 | 41.1 | 1
1 Reference Case | 2025 | 12 | 41.3 | 1
1 Reference Case | 2025 | 12 | 41.4 | 1
1 Reference Case | 2025 | 12 | 41.7 | 1
1 Reference Case | 2025 | 12 | 42.1 | 1
1 Reference Case | 2025 | 12 | 42.2 | 1
1 Reference Case | 2025 | 12 | 42.8 | 1
1 Reference Case | 2025 | 12 | 43.2 | 1
1 Reference Case | 2025 | 12 | 43.5 | 1
1 Reference Case | 2025 | 12 | 43.8 | 2
1 Reference Case | 2025 | 12 | 44 | 1
1 Reference Case | 2025 | 12 | 44.7 | 1
1 Reference Case | 2025 | 12 | 45.4 | 1
1 Reference Case | 2025 | 12 | 46 | 1
1 Reference Case | 2025 | 12 | 46.7 | 1
1 Reference Case | 2025 | 12 | 47.7 | 1
1 Reference Case | 2025 | 12 | 48.2 | 1
1 Reference Case | 2025 | 12 | 49.3 | 1
1 Reference Case | 2025 | 12 | 49.6 | 1
1 Reference Case | 2025 | 12 | 50.1 | 1
1 Reference Case | 2025 | 12 | 50.2 | 1
1 Reference Case | 2025 | 12 | 50.5 | 1
1 Reference Case | 2025 | 12 | 51 | 1
1 Reference Case | 2025 | 12 | 51.1 | 1
1 Reference Case | 2025 | 12 | 51.2 | 1
1 Reference Case | 2025 | 12 | 51.3 | 2
1 Reference Case | 2025 | 12 | 52.4 | 1
1 Reference Case | 2025 | 12 | 53.5 | 1
1 Reference Case | 2025 | 12 | 53.6 | 1
1 Reference Case | 2025 | 12 | 53.8 | 1
1 Reference Case | 2025 | 12 | 54.3 | 1
1 Reference Case | 2025 | 12 | 54.6 | 1
1 Reference Case | 2025 | 12 | 56.7 | 1
1 Reference Case | 2025 | 12 | 56.9 | 1
1 Reference Case | 2025 | 12 | 57.1 | 1
1 Reference Case | 2025 | 12 | 58.3 | 1
1 Reference Case | 2025 | 12 | 60.1 | 1
1 Reference Case | 2025 | 12 | 60.4 | 1
1 Reference Case | 2025 | 12 | 61.6 | 2
1 Reference Case | 2025 | 12 | 63.2 | 1
1 Reference Case | 2025 | 12 | 63.3 | 1
1 Reference Case | 2025 | 12 | 66.4 | 1
1 Reference Case | 2025 | 12 | 66.5 | 1
1 Reference Case | 2025 | 12 | 67.7 | 1
1 Reference Case | 2025 | 12 | 71.1 | 1
1 Reference Case | 2025 | 12 | 74.5 | 1
1 Reference Case | 2025 | 12 | 76 | 1
1 Reference Case | 2025 | 12 | 77.3 | 1
1 Reference Case | 2025 | 12 | 79.5 | 1
1 Reference Case | 2025 | 12 | 80.2 | 1
1 Reference Case | 2025 | 12 | 81 | 1
1 Reference Case | 2025 | 12 | 91.9 | 1
1 Reference Case | 2025 | 12 | 105.2 | 1
1 Reference Case | 2025 | 12 | 106.4 | 1
1 Reference Case | 2025 | 12 | 122.1 | 1
1 Reference Case | 2025 | 12 | 128.9 | 1
1 Reference Case | 2025 | 13 | -102.2 | 1
1 Reference Case | 2025 | 13 | -101.9 | 1
1 Reference Case | 2025 | 13 | -100.9 | 1
1 Reference Case | 2025 | 13 | -97.4 | 1
1 Reference Case | 2025 | 13 | -96.6 | 1
1 Reference Case | 2025 | 13 | -87.1 | 1
1 Reference Case | 2025 | 13 | -78.6 | 1
1 Reference Case | 2025 | 13 | -76.1 | 1
1 Reference Case | 2025 | 13 | -72.9 | 1
1 Reference Case | 2025 | 13 | -70.4 | 1
1 Reference Case | 2025 | 13 | -70 | 1
1 Reference Case | 2025 | 13 | -68.1 | 1
1 Reference Case | 2025 | 13 | -66.2 | 1
1 Reference Case | 2025 | 13 | -66 | 1
1 Reference Case | 2025 | 13 | -62.8 | 1
1 Reference Case | 2025 | 13 | -62.2 | 1
1 Reference Case | 2025 | 13 | -61.6 | 1
1 Reference Case | 2025 | 13 | -60.4 | 1
1 Reference Case | 2025 | 13 | -58.8 | 1
1 Reference Case | 2025 | 13 | -58.4 | 1
1 Reference Case | 2025 | 13 | -58.2 | 1
1 Reference Case | 2025 | 13 | -58 | 1
1 Reference Case | 2025 | 13 | -57.8 | 1
1 Reference Case | 2025 | 13 | -57.5 | 1
1 Reference Case | 2025 | 13 | -54.7 | 1
1 Reference Case | 2025 | 13 | -54.3 | 1
1 Reference Case | 2025 | 13 | -53.4 | 1
1 Reference Case | 2025 | 13 | -53.3 | 1
1 Reference Case | 2025 | 13 | -53.1 | 1
1 Reference Case | 2025 | 13 | -52.7 | 1
1 Reference Case | 2025 | 13 | -52.2 | 1
1 Reference Case | 2025 | 13 | -51.3 | 1
1 Reference Case | 2025 | 13 | -51 | 1
1 Reference Case | 2025 | 13 | -50.9 | 1
1 Reference Case | 2025 | 13 | -49.6 | 1
1 Reference Case | 2025 | 13 | -49.3 | 1
1 Reference Case | 2025 | 13 | -48.8 | 1
1 Reference Case | 2025 | 13 | -48.6 | 1
1 Reference Case | 2025 | 13 | -48.1 | 1
1 Reference Case | 2025 | 13 | -45.8 | 1
1 Reference Case | 2025 | 13 | -45.7 | 1
1 Reference Case | 2025 | 13 | -45.3 | 1
1 Reference Case | 2025 | 13 | -44.8 | 1
1 Reference Case | 2025 | 13 | -44.4 | 3
1 Reference Case | 2025 | 13 | -44 | 1
1 Reference Case | 2025 | 13 | -43.1 | 1
1 Reference Case | 2025 | 13 | -42.8 | 1
1 Reference Case | 2025 | 13 | -41.7 | 2
1 Reference Case | 2025 | 13 | -41.1 | 1
1 Reference Case | 2025 | 13 | -40.7 | 1
1 Reference Case | 2025 | 13 | -40.3 | 2
1 Reference Case | 2025 | 13 | -40.1 | 1
1 Reference Case | 2025 | 13 | -38.8 | 1
1 Reference Case | 2025 | 13 | -38.4 | 1
1 Reference Case | 2025 | 13 | -38.1 | 1
1 Reference Case | 2025 | 13 | -38 | 1
1 Reference Case | 2025 | 13 | -37.9 | 1
1 Reference Case | 2025 | 13 | -37.7 | 1
1 Reference Case | 2025 | 13 | -37.6 | 2
1 Reference Case | 2025 | 13 | -37.5 | 2
1 Reference Case | 2025 | 13 | -37 | 1
1 Reference Case | 2025 | 13 | -36.7 | 1
1 Reference Case | 2025 | 13 | -35.7 | 1
1 Reference Case | 2025 | 13 | -35.2 | 1
1 Reference Case | 2025 | 13 | -35.1 | 1
1 Reference Case | 2025 | 13 | -35 | 1
1 Reference Case | 2025 | 13 | -34.9 | 1
1 Reference Case | 2025 | 13 | -34.7 | 1
1 Reference Case | 2025 | 13 | -34.4 | 1
1 Reference Case | 2025 | 13 | -34.2 | 2
1 Reference Case | 2025 | 13 | -34 | 1
1 Reference Case | 2025 | 13 | -33.7 | 1
1 Reference Case | 2025 | 13 | -33 | 1
1 Reference Case | 2025 | 13 | -32.4 | 1
1 Reference Case | 2025 | 13 | -32.2 | 1
1 Reference Case | 2025 | 13 | -32 | 1
1 Reference Case | 2025 | 13 | -31.8 | 1
1 Reference Case | 2025 | 13 | -31.7 | 2
1 Reference Case | 2025 | 13 | -31.3 | 1
1 Reference Case | 2025 | 13 | -30.9 | 1
1 Reference Case | 2025 | 13 | -30.7 | 1
1 Reference Case | 2025 | 13 | -30.4 | 1
1 Reference Case | 2025 | 13 | -30 | 1
1 Reference Case | 2025 | 13 | -29.9 | 1
1 Reference Case | 2025 | 13 | -29.8 | 1
1 Reference Case | 2025 | 13 | -29.5 | 1
1 Reference Case | 2025 | 13 | -29.1 | 1
1 Reference Case | 2025 | 13 | -29 | 1
1 Reference Case | 2025 | 13 | -28.7 | 1
1 Reference Case | 2025 | 13 | -28.6 | 1
1 Reference Case | 2025 | 13 | -28.4 | 1
1 Reference Case | 2025 | 13 | -28 | 1
1 Reference Case | 2025 | 13 | -27.7 | 1
1 Reference Case | 2025 | 13 | -27.5 | 1
1 Reference Case | 2025 | 13 | -27.4 | 1
1 Reference Case | 2025 | 13 | -27.1 | 1
1 Reference Case | 2025 | 13 | -27 | 2
1 Reference Case | 2025 | 13 | -26.6 | 1
1 Reference Case | 2025 | 13 | -26.1 | 2
1 Reference Case | 2025 | 13 | -26 | 1
1 Reference Case | 2025 | 13 | -25.9 | 1
1 Reference Case | 2025 | 13 | -25.8 | 1
1 Reference Case | 2025 | 13 | -25.4 | 2
1 Reference Case | 2025 | 13 | -25.2 | 1
1 Reference Case | 2025 | 13 | -25.1 | 1
1 Reference Case | 2025 | 13 | -25 | 1
1 Reference Case | 2025 | 13 | -24.9 | 2
1 Reference Case | 2025 | 13 | -24.7 | 2
1 Reference Case | 2025 | 13 | -24.5 | 1
1 Reference Case | 2025 | 13 | -24.3 | 1
1 Reference Case | 2025 | 13 | -23.9 | 1
1 Reference Case | 2025 | 13 | -23.6 | 2
1 Reference Case | 2025 | 13 | -23.4 | 1
1 Reference Case | 2025 | 13 | -23 | 5
1 Reference Case | 2025 | 13 | -22.7 | 1
1 Reference Case | 2025 | 13 | -22.3 | 1
1 Reference Case | 2025 | 13 | -22.2 | 1
1 Reference Case | 2025 | 13 | -21.8 | 1
1 Reference Case | 2025 | 13 | -20.7 | 1
1 Reference Case | 2025 | 13 | -20 | 1
1 Reference Case | 2025 | 13 | -19.6 | 1
1 Reference Case | 2025 | 13 | -19.3 | 1
1 Reference Case | 2025 | 13 | -19.1 | 1
1 Reference Case | 2025 | 13 | -18.8 | 1
1 Reference Case | 2025 | 13 | -18.3 | 1
1 Reference Case | 2025 | 13 | -17.9 | 1
1 Reference Case | 2025 | 13 | -17.7 | 1
1 Reference Case | 2025 | 13 | -17.3 | 1
1 Reference Case | 2025 | 13 | -17.1 | 2
1 Reference Case | 2025 | 13 | -16.9 | 1
1 Reference Case | 2025 | 13 | -16.1 | 1
1 Reference Case | 2025 | 13 | -15.9 | 1
1 Reference Case | 2025 | 13 | -15.8 | 1
1 Reference Case | 2025 | 13 | -15.6 | 1
1 Reference Case | 2025 | 13 | -15 | 1
1 Reference Case | 2025 | 13 | -14.4 | 1
1 Reference Case | 2025 | 13 | -13.9 | 1
1 Reference Case | 2025 | 13 | -13.8 | 1
1 Reference Case | 2025 | 13 | -12.7 | 1
1 Reference Case | 2025 | 13 | -12.6 | 1
1 Reference Case | 2025 | 13 | -12.1 | 1
1 Reference Case | 2025 | 13 | -9.8 | 1
1 Reference Case | 2025 | 13 | -9.7 | 1
1 Reference Case | 2025 | 13 | 7.8 | 1
1 Reference Case | 2025 | 13 | 10.3 | 1
1 Reference Case | 2025 | 13 | 12.3 | 2
1 Reference Case | 2025 | 13 | 12.4 | 1
1 Reference Case | 2025 | 13 | 12.6 | 1
1 Reference Case | 2025 | 13 | 13.4 | 1
1 Reference Case | 2025 | 13 | 14.8 | 1
1 Reference Case | 2025 | 13 | 15.8 | 1
1 Reference Case | 2025 | 13 | 16.2 | 1
1 Reference Case | 2025 | 13 | 16.6 | 1
1 Reference Case | 2025 | 13 | 16.7 | 1
1 Reference Case | 2025 | 13 | 16.8 | 1
1 Reference Case | 2025 | 13 | 16.9 | 1
1 Reference Case | 2025 | 13 | 17.1 | 1
1 Reference Case | 2025 | 13 | 18 | 1
1 Reference Case | 2025 | 13 | 18.3 | 1
1 Reference Case | 2025 | 13 | 18.8 | 2
1 Reference Case | 2025 | 13 | 19.1 | 1
1 Reference Case | 2025 | 13 | 19.4 | 1
1 Reference Case | 2025 | 13 | 19.9 | 1
1 Reference Case | 2025 | 13 | 20.2 | 1
1 Reference Case | 2025 | 13 | 20.3 | 1
1 Reference Case | 2025 | 13 | 20.6 | 1
1 Reference Case | 2025 | 13 | 21 | 1
1 Reference Case | 2025 | 13 | 21.1 | 1
1 Reference Case | 2025 | 13 | 21.3 | 1
1 Reference Case | 2025 | 13 | 21.4 | 1
1 Reference Case | 2025 | 13 | 21.8 | 1
1 Reference Case | 2025 | 13 | 21.9 | 1
1 Reference Case | 2025 | 13 | 22 | 1
1 Reference Case | 2025 | 13 | 22.1 | 1
1 Reference Case | 2025 | 13 | 22.6 | 1
1 Reference Case | 2025 | 13 | 22.8 | 1
1 Reference Case | 2025 | 13 | 23 | 1
1 Reference Case | 2025 | 13 | 23.2 | 1
1 Reference Case | 2025 | 13 | 23.6 | 1
1 Reference Case | 2025 | 13 | 23.8 | 1
1 Reference Case | 2025 | 13 | 23.9 | 1
1 Reference Case | 2025 | 13 | 24.2 | 1
1 Reference Case | 2025 | 13 | 24.3 | 1
1 Reference Case | 2025 | 13 | 24.5 | 1
1 Reference Case | 2025 | 13 | 24.6 | 1
1 Reference Case | 2025 | 13 | 24.8 | 1
1 Reference Case | 2025 | 13 | 24.9 | 1
1 Reference Case | 2025 | 13 | 25.1 | 1
1 Reference Case | 2025 | 13 | 25.5 | 1
1 Reference Case | 2025 | 13 | 25.8 | 2
1 Reference Case | 2025 | 13 | 25.9 | 2
1 Reference Case | 2025 | 13 | 26.2 | 1
1 Reference Case | 2025 | 13 | 26.5 | 1
1 Reference Case | 2025 | 13 | 26.9 | 1
1 Reference Case | 2025 | 13 | 27.3 | 1
1 Reference Case | 2025 | 13 | 27.7 | 1
1 Reference Case | 2025 | 13 | 28.2 | 2
1 Reference Case | 2025 | 13 | 28.4 | 1
1 Reference Case | 2025 | 13 | 28.6 | 1
1 Reference Case | 2025 | 13 | 28.7 | 1
1 Reference Case | 2025 | 13 | 29 | 1
1 Reference Case | 2025 | 13 | 29.6 | 1
1 Reference Case | 2025 | 13 | 29.8 | 1
1 Reference Case | 2025 | 13 | 30 | 1
1 Reference Case | 2025 | 13 | 30.2 | 1
1 Reference Case | 2025 | 13 | 30.5 | 1
1 Reference Case | 2025 | 13 | 30.6 | 1
1 Reference Case | 2025 | 13 | 30.7 | 1
1 Reference Case | 2025 | 13 | 30.8 | 1
1 Reference Case | 2025 | 13 | 30.9 | 1
1 Reference Case | 2025 | 13 | 31.1 | 1
1 Reference Case | 2025 | 13 | 31.5 | 2
1 Reference Case | 2025 | 13 | 31.6 | 1
1 Reference Case | 2025 | 13 | 32 | 1
1 Reference Case | 2025 | 13 | 32.1 | 1
1 Reference Case | 2025 | 13 | 32.4 | 1
1 Reference Case | 2025 | 13 | 32.8 | 2
1 Reference Case | 2025 | 13 | 32.9 | 1
1 Reference Case | 2025 | 13 | 33.2 | 1
1 Reference Case | 2025 | 13 | 33.3 | 1
1 Reference Case | 2025 | 13 | 33.7 | 1
1 Reference Case | 2025 | 13 | 33.8 | 2
1 Reference Case | 2025 | 13 | 34 | 1
1 Reference Case | 2025 | 13 | 34.2 | 1
1 Reference Case | 2025 | 13 | 34.6 | 1
1 Reference Case | 2025 | 13 | 34.7 | 1
1 Reference Case | 2025 | 13 | 34.9 | 1
1 Reference Case | 2025 | 13 | 35 | 1
1 Reference Case | 2025 | 13 | 35.1 | 2
1 Reference Case | 2025 | 13 | 35.4 | 2
1 Reference Case | 2025 | 13 | 35.9 | 1
1 Reference Case | 2025 | 13 | 36.3 | 1
1 Reference Case | 2025 | 13 | 37.5 | 1
1 Reference Case | 2025 | 13 | 37.6 | 2
1 Reference Case | 2025 | 13 | 37.9 | 1
1 Reference Case | 2025 | 13 | 38.1 | 1
1 Reference Case | 2025 | 13 | 38.5 | 1
1 Reference Case | 2025 | 13 | 38.7 | 1
1 Reference Case | 2025 | 13 | 39 | 3
1 Reference Case | 2025 | 13 | 39.2 | 1
1 Reference Case | 2025 | 13 | 39.3 | 1
1 Reference Case | 2025 | 13 | 39.4 | 2
1 Reference Case | 2025 | 13 | 41 | 1
1 Reference Case | 2025 | 13 | 41.1 | 1
1 Reference Case | 2025 | 13 | 41.3 | 1
1 Reference Case | 2025 | 13 | 42.1 | 1
1 Reference Case | 2025 | 13 | 42.2 | 1
1 Reference Case | 2025 | 13 | 42.3 | 3
1 Reference Case | 2025 | 13 | 42.5 | 1
1 Reference Case | 2025 | 13 | 42.7 | 1
1 Reference Case | 2025 | 13 | 43.5 | 1
1 Reference Case | 2025 | 13 | 44.5 | 1
1 Reference Case | 2025 | 13 | 45.6 | 1
1 Reference Case | 2025 | 13 | 45.7 | 1
1 Reference Case | 2025 | 13 | 45.9 | 1
1 Reference Case | 2025 | 13 | 46.4 | 1
1 Reference Case | 2025 | 13 | 46.5 | 1
1 Reference Case | 2025 | 13 | 46.9 | 1
1 Reference Case | 2025 | 13 | 47.1 | 1
1 Reference Case | 2025 | 13 | 47.2 | 1
1 Reference Case | 2025 | 13 | 48 | 1
1 Reference Case | 2025 | 13 | 48.2 | 1
1 Reference Case | 2025 | 13 | 48.4 | 1
1 Reference Case | 2025 | 13 | 49 | 1
1 Reference Case | 2025 | 13 | 49.1 | 1
1 Reference Case | 2025 | 13 | 51 | 1
1 Reference Case | 2025 | 13 | 51.2 | 1
1 Reference Case | 2025 | 13 | 51.5 | 1
1 Reference Case | 2025 | 13 | 51.6 | 1
1 Reference Case | 2025 | 13 | 52.1 | 1
1 Reference Case | 2025 | 13 | 53.2 | 1
1 Reference Case | 2025 | 13 | 55 | 1
1 Reference Case | 2025 | 13 | 55.6 | 1
1 Reference Case | 2025 | 13 | 56.4 | 1
1 Reference Case | 2025 | 13 | 57 | 1
1 Reference Case | 2025 | 13 | 58.6 | 1
1 Reference Case | 2025 | 13 | 62.9 | 1
1 Reference Case | 2025 | 13 | 65.3 | 1
1 Reference Case | 2025 | 13 | 68.2 | 1
1 Reference Case | 2025 | 13 | 68.3 | 1
1 Reference Case | 2025 | 13 | 121.8 | 1
1 Reference Case | 2025 | 13 | 146 | 1
1 Reference Case | 2025 | 14 | -186 | 1
1 Reference Case | 2025 | 14 | -101.8 | 1
1 Reference Case | 2025 | 14 | -88.1 | 1
1 Reference Case | 2025 | 14 | -80.1 | 2
1 Reference Case | 2025 | 14 | -78.6 | 1
1 Reference Case | 2025 | 14 | -72.1 | 1
1 Reference Case | 2025 | 14 | -71.3 | 1
1 Reference Case | 2025 | 14 | -71.2 | 1
1 Reference Case | 2025 | 14 | -70.9 | 1
1 Reference Case | 2025 | 14 | -66.2 | 1
1 Reference Case | 2025 | 14 | -65.6 | 1
1 Reference Case | 2025 | 14 | -65.1 | 1
1 Reference Case | 2025 | 14 | -64.6 | 1
1 Reference Case | 2025 | 14 | -62.7 | 1
1 Reference Case | 2025 | 14 | -62 | 1
1 Reference Case | 2025 | 14 | -58.4 | 1
1 Reference Case | 2025 | 14 | -58.2 | 1
1 Reference Case | 2025 | 14 | -57.1 | 1
1 Reference Case | 2025 | 14 | -55.7 | 1
1 Reference Case | 2025 | 14 | -55.6 | 1
1 Reference Case | 2025 | 14 | -55.4 | 1
1 Reference Case | 2025 | 14 | -54.7 | 1
1 Reference Case | 2025 | 14 | -53.6 | 1
1 Reference Case | 2025 | 14 | -53.4 | 2
1 Reference Case | 2025 | 14 | -52.8 | 1
1 Reference Case | 2025 | 14 | -52.7 | 1
1 Reference Case | 2025 | 14 | -52.2 | 1
1 Reference Case | 2025 | 14 | -51.8 | 1
1 Reference Case | 2025 | 14 | -51.5 | 1
1 Reference Case | 2025 | 14 | -50.2 | 2
1 Reference Case | 2025 | 14 | -50.1 | 2
1 Reference Case | 2025 | 14 | -47.6 | 1
1 Reference Case | 2025 | 14 | -46.8 | 1
1 Reference Case | 2025 | 14 | -46.7 | 1
1 Reference Case | 2025 | 14 | -46.3 | 2
1 Reference Case | 2025 | 14 | -45.5 | 1
1 Reference Case | 2025 | 14 | -44.3 | 1
1 Reference Case | 2025 | 14 | -43.8 | 1
1 Reference Case | 2025 | 14 | -43.4 | 2
1 Reference Case | 2025 | 14 | -43.1 | 1
1 Reference Case | 2025 | 14 | -43 | 1
1 Reference Case | 2025 | 14 | -42.9 | 1
1 Reference Case | 2025 | 14 | -42.5 | 1
1 Reference Case | 2025 | 14 | -42.3 | 1
1 Reference Case | 2025 | 14 | -42.2 | 1
1 Reference Case | 2025 | 14 | -41.8 | 1
1 Reference Case | 2025 | 14 | -41.1 | 1
1 Reference Case | 2025 | 14 | -40.4 | 1
1 Reference Case | 2025 | 14 | -40.2 | 1
1 Reference Case | 2025 | 14 | -39.7 | 1
1 Reference Case | 2025 | 14 | -39.3 | 1
1 Reference Case | 2025 | 14 | -38.9 | 2
1 Reference Case | 2025 | 14 | -38.3 | 1
1 Reference Case | 2025 | 14 | -38.1 | 1
1 Reference Case | 2025 | 14 | -37.6 | 1
1 Reference Case | 2025 | 14 | -37.3 | 2
1 Reference Case | 2025 | 14 | -37.1 | 1
1 Reference Case | 2025 | 14 | -36.9 | 1
1 Reference Case | 2025 | 14 | -36.5 | 1
1 Reference Case | 2025 | 14 | -36.4 | 1
1 Reference Case | 2025 | 14 | -36.1 | 2
1 Reference Case | 2025 | 14 | -35.8 | 2
1 Reference Case | 2025 | 14 | -35.7 | 1
1 Reference Case | 2025 | 14 | -35.2 | 1
1 Reference Case | 2025 | 14 | -35.1 | 1
1 Reference Case | 2025 | 14 | -34.6 | 1
1 Reference Case | 2025 | 14 | -34.3 | 1
1 Reference Case | 2025 | 14 | -34.2 | 1
1 Reference Case | 2025 | 14 | -33.6 | 1
1 Reference Case | 2025 | 14 | -33.5 | 1
1 Reference Case | 2025 | 14 | -32.5 | 1
1 Reference Case | 2025 | 14 | -32.1 | 1
1 Reference Case | 2025 | 14 | -32 | 1
1 Reference Case | 2025 | 14 | -31.7 | 1
1 Reference Case | 2025 | 14 | -31.4 | 2
1 Reference Case | 2025 | 14 | -30.7 | 1
1 Reference Case | 2025 | 14 | -30.5 | 1
1 Reference Case | 2025 | 14 | -30.2 | 1
1 Reference Case | 2025 | 14 | -30.1 | 1
1 Reference Case | 2025 | 14 | -29.9 | 1
1 Reference Case | 2025 | 14 | -29.8 | 1
1 Reference Case | 2025 | 14 | -29.5 | 1
1 Reference Case | 2025 | 14 | -29.3 | 1
1 Reference Case | 2025 | 14 | -29.2 | 1
1 Reference Case | 2025 | 14 | -28.1 | 1
1 Reference Case | 2025 | 14 | -27.9 | 3
1 Reference Case | 2025 | 14 | -27.8 | 2
1 Reference Case | 2025 | 14 | -27.2 | 1
1 Reference Case | 2025 | 14 | -26.5 | 1
1 Reference Case | 2025 | 14 | -26.1 | 1
1 Reference Case | 2025 | 14 | -25.8 | 1
1 Reference Case | 2025 | 14 | -25.5 | 1
1 Reference Case | 2025 | 14 | -25.4 | 1
1 Reference Case | 2025 | 14 | -25.2 | 1
1 Reference Case | 2025 | 14 | -25.1 | 1
1 Reference Case | 2025 | 14 | -25 | 1
1 Reference Case | 2025 | 14 | -24.9 | 2
1 Reference Case | 2025 | 14 | -24 | 1
1 Reference Case | 2025 | 14 | -22.5 | 1
1 Reference Case | 2025 | 14 | -22.4 | 2
1 Reference Case | 2025 | 14 | -22.2 | 1
1 Reference Case | 2025 | 14 | -22.1 | 1
1 Reference Case | 2025 | 14 | -21.2 | 1
1 Reference Case | 2025 | 14 | -21.1 | 1
1 Reference Case | 2025 | 14 | -20.4 | 1
1 Reference Case | 2025 | 14 | -20.2 | 2
1 Reference Case | 2025 | 14 | -20 | 1
1 Reference Case | 2025 | 14 | -19.1 | 3
1 Reference Case | 2025 | 14 | -19 | 2
1 Reference Case | 2025 | 14 | -18.9 | 1
1 Reference Case | 2025 | 14 | -18.8 | 1
1 Reference Case | 2025 | 14 | -18.6 | 1
1 Reference Case | 2025 | 14 | -18.5 | 1
1 Reference Case | 2025 | 14 | -18.4 | 1
1 Reference Case | 2025 | 14 | -17.8 | 1
1 Reference Case | 2025 | 14 | -16.3 | 1
1 Reference Case | 2025 | 14 | -15.6 | 2
1 Reference Case | 2025 | 14 | -14.8 | 2
1 Reference Case | 2025 | 14 | -14.1 | 1
1 Reference Case | 2025 | 14 | -13.6 | 1
1 Reference Case | 2025 | 14 | -13 | 1
1 Reference Case | 2025 | 14 | 8.2 | 1
1 Reference Case | 2025 | 14 | 9.9 | 1
1 Reference Case | 2025 | 14 | 11.6 | 1
1 Reference Case | 2025 | 14 | 12.6 | 1
1 Reference Case | 2025 | 14 | 14.1 | 1
1 Reference Case | 2025 | 14 | 14.9 | 1
1 Reference Case | 2025 | 14 | 15.2 | 1
1 Reference Case | 2025 | 14 | 15.5 | 1
1 Reference Case | 2025 | 14 | 16.4 | 1
1 Reference Case | 2025 | 14 | 16.5 | 1
1 Reference Case | 2025 | 14 | 16.6 | 1
1 Reference Case | 2025 | 14 | 16.7 | 1
1 Reference Case | 2025 | 14 | 18.1 | 2
1 Reference Case | 2025 | 14 | 18.2 | 1
1 Reference Case | 2025 | 14 | 19 | 1
1 Reference Case | 2025 | 14 | 19.1 | 1
1 Reference Case | 2025 | 14 | 19.5 | 1
1 Reference Case | 2025 | 14 | 19.6 | 1
1 Reference Case | 2025 | 14 | 19.9 | 3
1 Reference Case | 2025 | 14 | 20.4 | 1
1 Reference Case | 2025 | 14 | 20.7 | 1
1 Reference Case | 2025 | 14 | 20.8 | 1
1 Reference Case | 2025 | 14 | 21 | 1
1 Reference Case | 2025 | 14 | 22 | 1
1 Reference Case | 2025 | 14 | 22.1 | 1
1 Reference Case | 2025 | 14 | 22.8 | 1
1 Reference Case | 2025 | 14 | 23.2 | 1
1 Reference Case | 2025 | 14 | 23.3 | 1
1 Reference Case | 2025 | 14 | 23.6 | 2
1 Reference Case | 2025 | 14 | 23.7 | 1
1 Reference Case | 2025 | 14 | 24 | 2
1 Reference Case | 2025 | 14 | 24.2 | 1
1 Reference Case | 2025 | 14 | 24.4 | 3
1 Reference Case | 2025 | 14 | 25 | 2
1 Reference Case | 2025 | 14 | 25.1 | 1
1 Reference Case | 2025 | 14 | 25.2 | 1
1 Reference Case | 2025 | 14 | 25.4 | 2
1 Reference Case | 2025 | 14 | 25.5 | 1
1 Reference Case | 2025 | 14 | 25.8 | 1
1 Reference Case | 2025 | 14 | 25.9 | 1
1 Reference Case | 2025 | 14 | 26.2 | 1
1 Reference Case | 2025 | 14 | 26.4 | 1
1 Reference Case | 2025 | 14 | 26.9 | 1
1 Reference Case | 2025 | 14 | 27 | 1
1 Reference Case | 2025 | 14 | 27.1 | 2
1 Reference Case | 2025 | 14 | 27.3 | 1
1 Reference Case | 2025 | 14 | 27.7 | 1
1 Reference Case | 2025 | 14 | 27.8 | 1
1 Reference Case | 2025 | 14 | 28 | 1
1 Reference Case | 2025 | 14 | 28.1 | 1
1 Reference Case | 2025 | 14 | 28.2 | 1
1 Reference Case | 2025 | 14 | 28.4 | 1
1 Reference Case | 2025 | 14 | 28.8 | 1
1 Reference Case | 2025 | 14 | 29.3 | 1
1 Reference Case | 2025 | 14 | 29.4 | 1
1 Reference Case | 2025 | 14 | 29.6 | 1
1 Reference Case | 2025 | 14 | 29.9 | 1
1 Reference Case | 2025 | 14 | 30 | 2
1 Reference Case | 2025 | 14 | 30.1 | 2
1 Reference Case | 2025 | 14 | 30.2 | 2
1 Reference Case | 2025 | 14 | 30.4 | 1
1 Reference Case | 2025 | 14 | 30.5 | 1
1 Reference Case | 2025 | 14 | 30.9 | 1
1 Reference Case | 2025 | 14 | 31 | 1
1 Reference Case | 2025 | 14 | 31.1 | 1
1 Reference Case | 2025 | 14 | 31.3 | 1
1 Reference Case | 2025 | 14 | 31.7 | 2
1 Reference Case | 2025 | 14 | 31.9 | 1
1 Reference Case | 2025 | 14 | 32.1 | 1
1 Reference Case | 2025 | 14 | 32.2 | 1
1 Reference Case | 2025 | 14 | 32.3 | 1
1 Reference Case | 2025 | 14 | 32.4 | 1
1 Reference Case | 2025 | 14 | 32.5 | 1
1 Reference Case | 2025 | 14 | 32.6 | 1
1 Reference Case | 2025 | 14 | 32.8 | 1
1 Reference Case | 2025 | 14 | 32.9 | 1
1 Reference Case | 2025 | 14 | 33.5 | 1
1 Reference Case | 2025 | 14 | 33.7 | 1
1 Reference Case | 2025 | 14 | 33.8 | 1
1 Reference Case | 2025 | 14 | 34.1 | 1
1 Reference Case | 2025 | 14 | 34.5 | 1
1 Reference Case | 2025 | 14 | 34.7 | 1
1 Reference Case | 2025 | 14 | 35.2 | 1
1 Reference Case | 2025 | 14 | 35.5 | 1
1 Reference Case | 2025 | 14 | 35.7 | 2
1 Reference Case | 2025 | 14 | 36.1 | 1
1 Reference Case | 2025 | 14 | 36.3 | 1
1 Reference Case | 2025 | 14 | 36.6 | 1
1 Reference Case | 2025 | 14 | 36.7 | 2
1 Reference Case | 2025 | 14 | 37.1 | 1
1 Reference Case | 2025 | 14 | 37.3 | 1
1 Reference Case | 2025 | 14 | 38 | 3
1 Reference Case | 2025 | 14 | 38.2 | 1
1 Reference Case | 2025 | 14 | 38.3 | 2
1 Reference Case | 2025 | 14 | 38.4 | 1
1 Reference Case | 2025 | 14 | 38.6 | 1
1 Reference Case | 2025 | 14 | 38.8 | 1
1 Reference Case | 2025 | 14 | 39.8 | 2
1 Reference Case | 2025 | 14 | 40 | 1
1 Reference Case | 2025 | 14 | 41.4 | 1
1 Reference Case | 2025 | 14 | 41.6 | 1
1 Reference Case | 2025 | 14 | 42.1 | 1
1 Reference Case | 2025 | 14 | 42.3 | 1
1 Reference Case | 2025 | 14 | 42.4 | 2
1 Reference Case | 2025 | 14 | 42.8 | 1
1 Reference Case | 2025 | 14 | 43.1 | 2
1 Reference Case | 2025 | 14 | 43.2 | 1
1 Reference Case | 2025 | 14 | 43.5 | 1
1 Reference Case | 2025 | 14 | 43.9 | 1
1 Reference Case | 2025 | 14 | 44.8 | 1
1 Reference Case | 2025 | 14 | 45 | 1
1 Reference Case | 2025 | 14 | 45.5 | 1
1 Reference Case | 2025 | 14 | 45.7 | 1
1 Reference Case | 2025 | 14 | 45.8 | 1
1 Reference Case | 2025 | 14 | 46.1 | 1
1 Reference Case | 2025 | 14 | 46.5 | 1
1 Reference Case | 2025 | 14 | 46.6 | 1
1 Reference Case | 2025 | 14 | 49 | 1
1 Reference Case | 2025 | 14 | 49.7 | 1
1 Reference Case | 2025 | 14 | 50.4 | 1
1 Reference Case | 2025 | 14 | 50.6 | 1
1 Reference Case | 2025 | 14 | 51.4 | 1
1 Reference Case | 2025 | 14 | 52.5 | 1
1 Reference Case | 2025 | 14 | 52.9 | 2
1 Reference Case | 2025 | 14 | 53.6 | 2
1 Reference Case | 2025 | 14 | 53.7 | 1
1 Reference Case | 2025 | 14 | 54.4 | 1
1 Reference Case | 2025 | 14 | 54.6 | 1
1 Reference Case | 2025 | 14 | 56.6 | 1
1 Reference Case | 2025 | 14 | 57.5 | 1
1 Reference Case | 2025 | 14 | 58 | 1
1 Reference Case | 2025 | 14 | 62.4 | 1
1 Reference Case | 2025 | 14 | 64.7 | 1
1 Reference Case | 2025 | 14 | 68.5 | 1
1 Reference Case | 2025 | 14 | 71.4 | 1
1 Reference Case | 2025 | 14 | 74.1 | 1
1 Reference Case | 2025 | 14 | 74.2 | 1
1 Reference Case | 2025 | 14 | 76.8 | 1
1 Reference Case | 2025 | 14 | 81.8 | 1
1 Reference Case | 2025 | 14 | 84.1 | 1
1 Reference Case | 2025 | 14 | 92.7 | 1
1 Reference Case | 2025 | 14 | 102.5 | 1
1 Reference Case | 2025 | 15 | -157.2 | 1
1 Reference Case | 2025 | 15 | -71.3 | 1
1 Reference Case | 2025 | 15 | -69.1 | 1
1 Reference Case | 2025 | 15 | -68.8 | 1
1 Reference Case | 2025 | 15 | -68.6 | 1
1 Reference Case | 2025 | 15 | -68.3 | 1
1 Reference Case | 2025 | 15 | -68.1 | 1
1 Reference Case | 2025 | 15 | -63.3 | 1
1 Reference Case | 2025 | 15 | -61.8 | 1
1 Reference Case | 2025 | 15 | -60 | 1
1 Reference Case | 2025 | 15 | -59.1 | 1
1 Reference Case | 2025 | 15 | -58.7 | 1
1 Reference Case | 2025 | 15 | -58.5 | 1
1 Reference Case | 2025 | 15 | -57.8 | 1
1 Reference Case | 2025 | 15 | -56.8 | 1
1 Reference Case | 2025 | 15 | -55.6 | 1
1 Reference Case | 2025 | 15 | -53.6 | 1
1 Reference Case | 2025 | 15 | -53.4 | 1
1 Reference Case | 2025 | 15 | -52.5 | 1
1 Reference Case | 2025 | 15 | -52.3 | 3
1 Reference Case | 2025 | 15 | -51.8 | 2
1 Reference Case | 2025 | 15 | -51.2 | 1
1 Reference Case | 2025 | 15 | -50.4 | 1
1 Reference Case | 2025 | 15 | -50.2 | 1
1 Reference Case | 2025 | 15 | -49.3 | 1
1 Reference Case | 2025 | 15 | -48.5 | 1
1 Reference Case | 2025 | 15 | -48.4 | 1
1 Reference Case | 2025 | 15 | -48.3 | 1
1 Reference Case | 2025 | 15 | -47.5 | 1
1 Reference Case | 2025 | 15 | -44.4 | 2
1 Reference Case | 2025 | 15 | -43.9 | 1
1 Reference Case | 2025 | 15 | -43.8 | 3
1 Reference Case | 2025 | 15 | -42.6 | 1
1 Reference Case | 2025 | 15 | -41.5 | 1
1 Reference Case | 2025 | 15 | -41 | 1
1 Reference Case | 2025 | 15 | -40.9 | 1
1 Reference Case | 2025 | 15 | -40.7 | 1
1 Reference Case | 2025 | 15 | -40 | 1
1 Reference Case | 2025 | 15 | -39.4 | 1
1 Reference Case | 2025 | 15 | -39.1 | 1
1 Reference Case | 2025 | 15 | -39 | 1
1 Reference Case | 2025 | 15 | -37.7 | 1
1 Reference Case | 2025 | 15 | -37.6 | 1
1 Reference Case | 2025 | 15 | -37.3 | 1
1 Reference Case | 2025 | 15 | -37.2 | 1
1 Reference Case | 2025 | 15 | -37.1 | 1
1 Reference Case | 2025 | 15 | -36.3 | 1
1 Reference Case | 2025 | 15 | -35.3 | 1
1 Reference Case | 2025 | 15 | -34.5 | 2
1 Reference Case | 2025 | 15 | -34.3 | 2
1 Reference Case | 2025 | 15 | -34.2 | 2
1 Reference Case | 2025 | 15 | -34.1 | 2
1 Reference Case | 2025 | 15 | -33.6 | 1
1 Reference Case | 2025 | 15 | -33.1 | 1
1 Reference Case | 2025 | 15 | -32.9 | 2
1 Reference Case | 2025 | 15 | -32.4 | 1
1 Reference Case | 2025 | 15 | -32.2 | 1
1 Reference Case | 2025 | 15 | -32.1 | 2
1 Reference Case | 2025 | 15 | -32 | 1
1 Reference Case | 2025 | 15 | -31.9 | 1
1 Reference Case | 2025 | 15 | -31.8 | 1
1 Reference Case | 2025 | 15 | -31.7 | 1
1 Reference Case | 2025 | 15 | -31.6 | 1
1 Reference Case | 2025 | 15 | -31.4 | 1
1 Reference Case | 2025 | 15 | -31.2 | 2
1 Reference Case | 2025 | 15 | -31.1 | 1
1 Reference Case | 2025 | 15 | -30.6 | 1
1 Reference Case | 2025 | 15 | -30.2 | 3
1 Reference Case | 2025 | 15 | -30.1 | 1
1 Reference Case | 2025 | 15 | -29.4 | 1
1 Reference Case | 2025 | 15 | -29.1 | 1
1 Reference Case | 2025 | 15 | -28.7 | 1
1 Reference Case | 2025 | 15 | -28.3 | 2
1 Reference Case | 2025 | 15 | -28.2 | 1
1 Reference Case | 2025 | 15 | -28.1 | 1
1 Reference Case | 2025 | 15 | -27.6 | 1
1 Reference Case | 2025 | 15 | -27.4 | 1
1 Reference Case | 2025 | 15 | -27.2 | 1
1 Reference Case | 2025 | 15 | -26.5 | 1
1 Reference Case | 2025 | 15 | -26.4 | 1
1 Reference Case | 2025 | 15 | -26.3 | 2
1 Reference Case | 2025 | 15 | -26.1 | 1
1 Reference Case | 2025 | 15 | -25.8 | 2
1 Reference Case | 2025 | 15 | -25.6 | 1
1 Reference Case | 2025 | 15 | -25.4 | 1
1 Reference Case | 2025 | 15 | -24.9 | 1
1 Reference Case | 2025 | 15 | -24.7 | 1
1 Reference Case | 2025 | 15 | -24.6 | 4
1 Reference Case | 2025 | 15 | -24.2 | 3
1 Reference Case | 2025 | 15 | -23.7 | 1
1 Reference Case | 2025 | 15 | -23.6 | 1
1 Reference Case | 2025 | 15 | -22.4 | 1
1 Reference Case | 2025 | 15 | -22.3 | 1
1 Reference Case | 2025 | 15 | -22.2 | 1
1 Reference Case | 2025 | 15 | -22.1 | 1
1 Reference Case | 2025 | 15 | -21.2 | 2
1 Reference Case | 2025 | 15 | -21.1 | 1
1 Reference Case | 2025 | 15 | -20.4 | 1
1 Reference Case | 2025 | 15 | -20.2 | 1
1 Reference Case | 2025 | 15 | -19.6 | 1
1 Reference Case | 2025 | 15 | -19.3 | 2
1 Reference Case | 2025 | 15 | -17.6 | 1
1 Reference Case | 2025 | 15 | -16.8 | 1
1 Reference Case | 2025 | 15 | -16.5 | 1
1 Reference Case | 2025 | 15 | -15.7 | 1
1 Reference Case | 2025 | 15 | -15.3 | 1
1 Reference Case | 2025 | 15 | -14.9 | 1
1 Reference Case | 2025 | 15 | -14.5 | 1
1 Reference Case | 2025 | 15 | -14 | 1
1 Reference Case | 2025 | 15 | -13.3 | 1
1 Reference Case | 2025 | 15 | -12.1 | 1
1 Reference Case | 2025 | 15 | -10.1 | 1
1 Reference Case | 2025 | 15 | -10 | 1
1 Reference Case | 2025 | 15 | 9.3 | 1
1 Reference Case | 2025 | 15 | 12 | 1
1 Reference Case | 2025 | 15 | 12.2 | 1
1 Reference Case | 2025 | 15 | 13.5 | 1
1 Reference Case | 2025 | 15 | 15.2 | 1
1 Reference Case | 2025 | 15 | 15.4 | 1
1 Reference Case | 2025 | 15 | 16.1 | 1
1 Reference Case | 2025 | 15 | 16.7 | 1
1 Reference Case | 2025 | 15 | 16.8 | 1
1 Reference Case | 2025 | 15 | 17.5 | 1
1 Reference Case | 2025 | 15 | 17.7 | 1
1 Reference Case | 2025 | 15 | 18.4 | 1
1 Reference Case | 2025 | 15 | 18.5 | 1
1 Reference Case | 2025 | 15 | 19.1 | 1
1 Reference Case | 2025 | 15 | 19.5 | 2
1 Reference Case | 2025 | 15 | 19.7 | 1
1 Reference Case | 2025 | 15 | 20.1 | 1
1 Reference Case | 2025 | 15 | 20.6 | 2
1 Reference Case | 2025 | 15 | 20.9 | 1
1 Reference Case | 2025 | 15 | 21.1 | 1
1 Reference Case | 2025 | 15 | 21.4 | 1
1 Reference Case | 2025 | 15 | 21.5 | 1
1 Reference Case | 2025 | 15 | 21.7 | 1
1 Reference Case | 2025 | 15 | 22 | 1
1 Reference Case | 2025 | 15 | 22.3 | 1
1 Reference Case | 2025 | 15 | 22.8 | 1
1 Reference Case | 2025 | 15 | 23.4 | 1
1 Reference Case | 2025 | 15 | 24.3 | 1
1 Reference Case | 2025 | 15 | 24.8 | 1
1 Reference Case | 2025 | 15 | 25.1 | 1
1 Reference Case | 2025 | 15 | 25.2 | 1
1 Reference Case | 2025 | 15 | 25.4 | 1
1 Reference Case | 2025 | 15 | 25.8 | 1
1 Reference Case | 2025 | 15 | 25.9 | 2
1 Reference Case | 2025 | 15 | 26.1 | 2
1 Reference Case | 2025 | 15 | 26.4 | 1
1 Reference Case | 2025 | 15 | 26.5 | 1
1 Reference Case | 2025 | 15 | 26.7 | 1
1 Reference Case | 2025 | 15 | 27 | 1
1 Reference Case | 2025 | 15 | 27.1 | 2
1 Reference Case | 2025 | 15 | 27.2 | 1
1 Reference Case | 2025 | 15 | 27.4 | 2
1 Reference Case | 2025 | 15 | 27.6 | 2
1 Reference Case | 2025 | 15 | 27.8 | 1
1 Reference Case | 2025 | 15 | 28 | 2
1 Reference Case | 2025 | 15 | 28.3 | 2
1 Reference Case | 2025 | 15 | 28.5 | 1
1 Reference Case | 2025 | 15 | 28.7 | 1
1 Reference Case | 2025 | 15 | 28.9 | 1
1 Reference Case | 2025 | 15 | 29 | 1
1 Reference Case | 2025 | 15 | 29.1 | 1
1 Reference Case | 2025 | 15 | 29.3 | 1
1 Reference Case | 2025 | 15 | 29.5 | 1
1 Reference Case | 2025 | 15 | 30 | 2
1 Reference Case | 2025 | 15 | 30.1 | 1
1 Reference Case | 2025 | 15 | 30.2 | 1
1 Reference Case | 2025 | 15 | 31 | 1
1 Reference Case | 2025 | 15 | 32.1 | 1
1 Reference Case | 2025 | 15 | 32.2 | 2
1 Reference Case | 2025 | 15 | 32.3 | 1
1 Reference Case | 2025 | 15 | 32.5 | 1
1 Reference Case | 2025 | 15 | 32.6 | 1
1 Reference Case | 2025 | 15 | 33.5 | 1
1 Reference Case | 2025 | 15 | 33.8 | 2
1 Reference Case | 2025 | 15 | 33.9 | 1
1 Reference Case | 2025 | 15 | 34 | 1
1 Reference Case | 2025 | 15 | 34.2 | 1
1 Reference Case | 2025 | 15 | 34.7 | 1
1 Reference Case | 2025 | 15 | 34.9 | 2
1 Reference Case | 2025 | 15 | 35.2 | 1
1 Reference Case | 2025 | 15 | 35.7 | 1
1 Reference Case | 2025 | 15 | 36 | 1
1 Reference Case | 2025 | 15 | 36.2 | 1
1 Reference Case | 2025 | 15 | 36.6 | 1
1 Reference Case | 2025 | 15 | 36.7 | 1
1 Reference Case | 2025 | 15 | 37.9 | 1
1 Reference Case | 2025 | 15 | 39 | 1
1 Reference Case | 2025 | 15 | 39.3 | 1
1 Reference Case | 2025 | 15 | 39.9 | 1
1 Reference Case | 2025 | 15 | 40.2 | 1
1 Reference Case | 2025 | 15 | 40.3 | 1
1 Reference Case | 2025 | 15 | 40.9 | 1
1 Reference Case | 2025 | 15 | 41.1 | 1
1 Reference Case | 2025 | 15 | 41.3 | 1
1 Reference Case | 2025 | 15 | 41.6 | 1
1 Reference Case | 2025 | 15 | 41.7 | 1
1 Reference Case | 2025 | 15 | 41.9 | 1
1 Reference Case | 2025 | 15 | 42.9 | 1
1 Reference Case | 2025 | 15 | 43 | 1
1 Reference Case | 2025 | 15 | 43.1 | 1
1 Reference Case | 2025 | 15 | 43.2 | 1
1 Reference Case | 2025 | 15 | 43.3 | 1
1 Reference Case | 2025 | 15 | 43.4 | 1
1 Reference Case | 2025 | 15 | 43.6 | 1
1 Reference Case | 2025 | 15 | 44 | 1
1 Reference Case | 2025 | 15 | 44.1 | 1
1 Reference Case | 2025 | 15 | 45.3 | 1
1 Reference Case | 2025 | 15 | 47.9 | 1
1 Reference Case | 2025 | 15 | 49 | 1
1 Reference Case | 2025 | 15 | 49.1 | 1
1 Reference Case | 2025 | 15 | 49.8 | 3
1 Reference Case | 2025 | 15 | 50.4 | 1
1 Reference Case | 2025 | 15 | 50.6 | 1
1 Reference Case | 2025 | 15 | 52.2 | 1
1 Reference Case | 2025 | 15 | 52.5 | 1
1 Reference Case | 2025 | 15 | 52.6 | 1
1 Reference Case | 2025 | 15 | 53.2 | 1
1 Reference Case | 2025 | 15 | 53.8 | 2
1 Reference Case | 2025 | 15 | 55.5 | 1
1 Reference Case | 2025 | 15 | 55.6 | 1
1 Reference Case | 2025 | 15 | 56.2 | 1
1 Reference Case | 2025 | 15 | 56.9 | 1
1 Reference Case | 2025 | 15 | 57.6 | 1
1 Reference Case | 2025 | 15 | 57.7 | 1
1 Reference Case | 2025 | 15 | 59.2 | 1
1 Reference Case | 2025 | 15 | 59.9 | 1
1 Reference Case | 2025 | 15 | 60.5 | 1
1 Reference Case | 2025 | 15 | 63.8 | 1
1 Reference Case | 2025 | 15 | 65.3 | 1
1 Reference Case | 2025 | 15 | 66.6 | 1
1 Reference Case | 2025 | 15 | 69.9 | 1
1 Reference Case | 2025 | 15 | 71 | 1
1 Reference Case | 2025 | 15 | 71.7 | 1
1 Reference Case | 2025 | 15 | 72.9 | 1
1 Reference Case | 2025 | 15 | 74.5 | 1
1 Reference Case | 2025 | 15 | 80.4 | 1
1 Reference Case | 2025 | 15 | 84.1 | 1
1 Reference Case | 2025 | 16 | -132.2 | 1
1 Reference Case | 2025 | 16 | -102.8 | 1
1 Reference Case | 2025 | 16 | -100.1 | 1
1 Reference Case | 2025 | 16 | -92.9 | 1
1 Reference Case | 2025 | 16 | -92.2 | 1
1 Reference Case | 2025 | 16 | -79.4 | 1
1 Reference Case | 2025 | 16 | -79.3 | 1
1 Reference Case | 2025 | 16 | -76.6 | 1
1 Reference Case | 2025 | 16 | -72.3 | 1
1 Reference Case | 2025 | 16 | -68.7 | 1
1 Reference Case | 2025 | 16 | -66.3 | 1
1 Reference Case | 2025 | 16 | -65 | 1
1 Reference Case | 2025 | 16 | -58.1 | 1
1 Reference Case | 2025 | 16 | -58 | 1
1 Reference Case | 2025 | 16 | -56.7 | 2
1 Reference Case | 2025 | 16 | -56.5 | 1
1 Reference Case | 2025 | 16 | -56.1 | 1
1 Reference Case | 2025 | 16 | -54.9 | 1
1 Reference Case | 2025 | 16 | -53.9 | 1
1 Reference Case | 2025 | 16 | -53.2 | 1
1 Reference Case | 2025 | 16 | -53.1 | 1
1 Reference Case | 2025 | 16 | -53 | 1
1 Reference Case | 2025 | 16 | -52.9 | 1
1 Reference Case | 2025 | 16 | -49.7 | 1
1 Reference Case | 2025 | 16 | -49.4 | 1
1 Reference Case | 2025 | 16 | -49.2 | 2
1 Reference Case | 2025 | 16 | -49 | 1
1 Reference Case | 2025 | 16 | -48.9 | 1
1 Reference Case | 2025 | 16 | -48.6 | 1
1 Reference Case | 2025 | 16 | -48.3 | 1
1 Reference Case | 2025 | 16 | -47.8 | 1
1 Reference Case | 2025 | 16 | -46.9 | 1
1 Reference Case | 2025 | 16 | -46.6 | 1
1 Reference Case | 2025 | 16 | -46.5 | 1
1 Reference Case | 2025 | 16 | -46 | 1
1 Reference Case | 2025 | 16 | -45.7 | 1
1 Reference Case | 2025 | 16 | -44.8 | 1
1 Reference Case | 2025 | 16 | -44.6 | 1
1 Reference Case | 2025 | 16 | -44.5 | 1
1 Reference Case | 2025 | 16 | -43.4 | 1
1 Reference Case | 2025 | 16 | -43.3 | 1
1 Reference Case | 2025 | 16 | -43.2 | 1
1 Reference Case | 2025 | 16 | -42.1 | 2
1 Reference Case | 2025 | 16 | -41.6 | 2
1 Reference Case | 2025 | 16 | -40.8 | 1
1 Reference Case | 2025 | 16 | -40.5 | 1
1 Reference Case | 2025 | 16 | -40.4 | 1
1 Reference Case | 2025 | 16 | -40.1 | 1
1 Reference Case | 2025 | 16 | -39.2 | 2
1 Reference Case | 2025 | 16 | -39.1 | 1
1 Reference Case | 2025 | 16 | -39 | 1
1 Reference Case | 2025 | 16 | -38.7 | 1
1 Reference Case | 2025 | 16 | -38.6 | 1
1 Reference Case | 2025 | 16 | -38.2 | 1
1 Reference Case | 2025 | 16 | -38.1 | 3
1 Reference Case | 2025 | 16 | -37.7 | 2
1 Reference Case | 2025 | 16 | -37.4 | 2
1 Reference Case | 2025 | 16 | -37.3 | 1
1 Reference Case | 2025 | 16 | -37.2 | 1
1 Reference Case | 2025 | 16 | -37 | 1
1 Reference Case | 2025 | 16 | -36.9 | 1
1 Reference Case | 2025 | 16 | -35.8 | 1
1 Reference Case | 2025 | 16 | -35.3 | 1
1 Reference Case | 2025 | 16 | -35 | 2
1 Reference Case | 2025 | 16 | -34.7 | 1
1 Reference Case | 2025 | 16 | -34.5 | 1
1 Reference Case | 2025 | 16 | -34.1 | 3
1 Reference Case | 2025 | 16 | -33.8 | 2
1 Reference Case | 2025 | 16 | -33.4 | 1
1 Reference Case | 2025 | 16 | -33.3 | 2
1 Reference Case | 2025 | 16 | -32.6 | 2
1 Reference Case | 2025 | 16 | -32.4 | 1
1 Reference Case | 2025 | 16 | -31.6 | 1
1 Reference Case | 2025 | 16 | -31.5 | 1
1 Reference Case | 2025 | 16 | -31.3 | 1
1 Reference Case | 2025 | 16 | -31.1 | 1
1 Reference Case | 2025 | 16 | -30 | 1
1 Reference Case | 2025 | 16 | -29.5 | 1
1 Reference Case | 2025 | 16 | -29.4 | 2
1 Reference Case | 2025 | 16 | -29.2 | 1
1 Reference Case | 2025 | 16 | -28.6 | 1
1 Reference Case | 2025 | 16 | -27.8 | 1
1 Reference Case | 2025 | 16 | -27.7 | 1
1 Reference Case | 2025 | 16 | -27.6 | 1
1 Reference Case | 2025 | 16 | -26.9 | 1
1 Reference Case | 2025 | 16 | -26.7 | 1
1 Reference Case | 2025 | 16 | -26.5 | 1
1 Reference Case | 2025 | 16 | -26.3 | 1
1 Reference Case | 2025 | 16 | -25.8 | 1
1 Reference Case | 2025 | 16 | -25.2 | 1
1 Reference Case | 2025 | 16 | -24.2 | 1
1 Reference Case | 2025 | 16 | -23.7 | 1
1 Reference Case | 2025 | 16 | -23.5 | 1
1 Reference Case | 2025 | 16 | -23.3 | 1
1 Reference Case | 2025 | 16 | -23.2 | 1
1 Reference Case | 2025 | 16 | -21.4 | 1
1 Reference Case | 2025 | 16 | -19.6 | 1
1 Reference Case | 2025 | 16 | -18.5 | 1
1 Reference Case | 2025 | 16 | -17.9 | 1
1 Reference Case | 2025 | 16 | -17.7 | 1
1 Reference Case | 2025 | 16 | -12.4 | 1
1 Reference Case | 2025 | 16 | 10.2 | 1
1 Reference Case | 2025 | 16 | 11.4 | 1
1 Reference Case | 2025 | 16 | 13.3 | 1
1 Reference Case | 2025 | 16 | 14.2 | 1
1 Reference Case | 2025 | 16 | 16.2 | 1
1 Reference Case | 2025 | 16 | 16.4 | 1
1 Reference Case | 2025 | 16 | 17.1 | 1
1 Reference Case | 2025 | 16 | 19.1 | 1
1 Reference Case | 2025 | 16 | 19.3 | 1
1 Reference Case | 2025 | 16 | 19.7 | 1
1 Reference Case | 2025 | 16 | 19.9 | 1
1 Reference Case | 2025 | 16 | 20.1 | 1
1 Reference Case | 2025 | 16 | 20.5 | 1
1 Reference Case | 2025 | 16 | 20.6 | 1
1 Reference Case | 2025 | 16 | 21.2 | 1
1 Reference Case | 2025 | 16 | 21.7 | 2
1 Reference Case | 2025 | 16 | 22 | 1
1 Reference Case | 2025 | 16 | 22.1 | 1
1 Reference Case | 2025 | 16 | 22.6 | 1
1 Reference Case | 2025 | 16 | 22.7 | 1
1 Reference Case | 2025 | 16 | 22.8 | 1
1 Reference Case | 2025 | 16 | 23 | 1
1 Reference Case | 2025 | 16 | 23.3 | 1
1 Reference Case | 2025 | 16 | 23.5 | 1
1 Reference Case | 2025 | 16 | 23.8 | 1
1 Reference Case | 2025 | 16 | 24 | 1
1 Reference Case | 2025 | 16 | 24.1 | 1
1 Reference Case | 2025 | 16 | 24.7 | 1
1 Reference Case | 2025 | 16 | 25.1 | 1
1 Reference Case | 2025 | 16 | 25.2 | 2
1 Reference Case | 2025 | 16 | 25.4 | 1
1 Reference Case | 2025 | 16 | 25.5 | 1
1 Reference Case | 2025 | 16 | 26.5 | 1
1 Reference Case | 2025 | 16 | 26.8 | 3
1 Reference Case | 2025 | 16 | 26.9 | 2
1 Reference Case | 2025 | 16 | 27.1 | 1
1 Reference Case | 2025 | 16 | 27.2 | 1
1 Reference Case | 2025 | 16 | 27.3 | 1
1 Reference Case | 2025 | 16 | 27.5 | 1
1 Reference Case | 2025 | 16 | 27.9 | 1
1 Reference Case | 2025 | 16 | 28.3 | 1
1 Reference Case | 2025 | 16 | 29 | 1
1 Reference Case | 2025 | 16 | 29.1 | 1
1 Reference Case | 2025 | 16 | 29.9 | 1
1 Reference Case | 2025 | 16 | 30.1 | 1
1 Reference Case | 2025 | 16 | 31.2 | 1
1 Reference Case | 2025 | 16 | 31.6 | 1
1 Reference Case | 2025 | 16 | 32 | 1
1 Reference Case | 2025 | 16 | 32.8 | 1
1 Reference Case | 2025 | 16 | 33 | 1
1 Reference Case | 2025 | 16 | 33.3 | 1
1 Reference Case | 2025 | 16 | 35 | 1
1 Reference Case | 2025 | 16 | 35.3 | 1
1 Reference Case | 2025 | 16 | 35.9 | 1
1 Reference Case | 2025 | 16 | 36.5 | 2
1 Reference Case | 2025 | 16 | 37.5 | 1
1 Reference Case | 2025 | 16 | 38.3 | 1
1 Reference Case | 2025 | 16 | 38.4 | 1
1 Reference Case | 2025 | 16 | 38.5 | 2
1 Reference Case | 2025 | 16 | 39.5 | 1
1 Reference Case | 2025 | 16 | 39.6 | 1
1 Reference Case | 2025 | 16 | 39.9 | 1
1 Reference Case | 2025 | 16 | 40.7 | 1
1 Reference Case | 2025 | 16 | 41.5 | 1
1 Reference Case | 2025 | 16 | 42.4 | 1
1 Reference Case | 2025 | 16 | 42.7 | 3
1 Reference Case | 2025 | 16 | 43.1 | 1
1 Reference Case | 2025 | 16 | 43.4 | 1
1 Reference Case | 2025 | 16 | 43.9 | 1
1 Reference Case | 2025 | 16 | 45.2 | 1
1 Reference Case | 2025 | 16 | 45.3 | 1
1 Reference Case | 2025 | 16 | 45.7 | 1
1 Reference Case | 2025 | 16 | 46.3 | 1
1 Reference Case | 2025 | 16 | 46.9 | 1
1 Reference Case | 2025 | 16 | 47.2 | 1
1 Reference Case | 2025 | 16 | 47.5 | 1
1 Reference Case | 2025 | 16 | 48.8 | 1
1 Reference Case | 2025 | 16 | 49 | 2
1 Reference Case | 2025 | 16 | 49.7 | 1
1 Reference Case | 2025 | 16 | 49.8 | 1
1 Reference Case | 2025 | 16 | 50.4 | 1
1 Reference Case | 2025 | 16 | 50.5 | 1
1 Reference Case | 2025 | 16 | 51.7 | 1
1 Reference Case | 2025 | 16 | 53 | 1
1 Reference Case | 2025 | 16 | 53.9 | 1
1 Reference Case | 2025 | 16 | 54.2 | 1
1 Reference Case | 2025 | 16 | 54.6 | 1
1 Reference Case | 2025 | 16 | 58.5 | 1
1 Reference Case | 2025 | 16 | 58.7 | 1
1 Reference Case | 2025 | 16 | 59.6 | 1
1 Reference Case | 2025 | 16 | 62.3 | 1
1 Reference Case | 2025 | 16 | 65.1 | 1
1 Reference Case | 2025 | 16 | 65.2 | 1
1 Reference Case | 2025 | 16 | 67.2 | 1
1 Reference Case | 2025 | 16 | 68 | 1
1 Reference Case | 2025 | 16 | 69.2 | 1
1 Reference Case | 2025 | 16 | 70.1 | 1
1 Reference Case | 2025 | 16 | 80.6 | 1
1 Reference Case | 2025 | 16 | 82.8 | 1
1 Reference Case | 2025 | 17 | -122.3 | 1
1 Reference Case | 2025 | 17 | -94.9 | 1
1 Reference Case | 2025 | 17 | -79 | 1
1 Reference Case | 2025 | 17 | -78.9 | 1
1 Reference Case | 2025 | 17 | -75.9 | 1
1 Reference Case | 2025 | 17 | -75.3 | 1
1 Reference Case | 2025 | 17 | -74.4 | 1
1 Reference Case | 2025 | 17 | -72.3 | 1
1 Reference Case | 2025 | 17 | -71.2 | 1
1 Reference Case | 2025 | 17 | -66.9 | 1
1 Reference Case | 2025 | 17 | -65.7 | 1
1 Reference Case | 2025 | 17 | -64.8 | 1
1 Reference Case | 2025 | 17 | -64.5 | 1
1 Reference Case | 2025 | 17 | -61.8 | 1
1 Reference Case | 2025 | 17 | -58.9 | 1
1 Reference Case | 2025 | 17 | -58.7 | 1
1 Reference Case | 2025 | 17 | -58.5 | 1
1 Reference Case | 2025 | 17 | -57.9 | 1
1 Reference Case | 2025 | 17 | -57.8 | 1
1 Reference Case | 2025 | 17 | -57.6 | 1
1 Reference Case | 2025 | 17 | -57.3 | 1
1 Reference Case | 2025 | 17 | -56.6 | 1
1 Reference Case | 2025 | 17 | -54.9 | 1
1 Reference Case | 2025 | 17 | -54.8 | 1
1 Reference Case | 2025 | 17 | -53.2 | 1
1 Reference Case | 2025 | 17 | -52.4 | 1
1 Reference Case | 2025 | 17 | -51.8 | 1
1 Reference Case | 2025 | 17 | -51.6 | 1
1 Reference Case | 2025 | 17 | -50.6 | 1
1 Reference Case | 2025 | 17 | -49.5 | 1
1 Reference Case | 2025 | 17 | -49.4 | 1
1 Reference Case | 2025 | 17 | -49.2 | 1
1 Reference Case | 2025 | 17 | -46.5 | 1
1 Reference Case | 2025 | 17 | -46.1 | 1
1 Reference Case | 2025 | 17 | -45.7 | 1
1 Reference Case | 2025 | 17 | -45.5 | 1
1 Reference Case | 2025 | 17 | -45 | 1
1 Reference Case | 2025 | 17 | -44.9 | 1
1 Reference Case | 2025 | 17 | -44.8 | 1
1 Reference Case | 2025 | 17 | -44.2 | 1
1 Reference Case | 2025 | 17 | -41.2 | 2
1 Reference Case | 2025 | 17 | -40.7 | 1
1 Reference Case | 2025 | 17 | -40.6 | 1
1 Reference Case | 2025 | 17 | -39.8 | 3
1 Reference Case | 2025 | 17 | -39.5 | 1
1 Reference Case | 2025 | 17 | -38.9 | 2
1 Reference Case | 2025 | 17 | -38.7 | 1
1 Reference Case | 2025 | 17 | -38.5 | 1
1 Reference Case | 2025 | 17 | -38 | 1
1 Reference Case | 2025 | 17 | -37.4 | 1
1 Reference Case | 2025 | 17 | -37.2 | 1
1 Reference Case | 2025 | 17 | -37.1 | 1
1 Reference Case | 2025 | 17 | -36.9 | 1
1 Reference Case | 2025 | 17 | -36.8 | 1
1 Reference Case | 2025 | 17 | -36.7 | 1
1 Reference Case | 2025 | 17 | -36.5 | 1
1 Reference Case | 2025 | 17 | -36.1 | 1
1 Reference Case | 2025 | 17 | -35.6 | 2
1 Reference Case | 2025 | 17 | -35.2 | 2
1 Reference Case | 2025 | 17 | -34.8 | 1
1 Reference Case | 2025 | 17 | -34.7 | 1
1 Reference Case | 2025 | 17 | -33.2 | 1
1 Reference Case | 2025 | 17 | -32.8 | 2
1 Reference Case | 2025 | 17 | -32.3 | 2
1 Reference Case | 2025 | 17 | -31.8 | 1
1 Reference Case | 2025 | 17 | -30.9 | 1
1 Reference Case | 2025 | 17 | -30.8 | 1
1 Reference Case | 2025 | 17 | -30.7 | 1
1 Reference Case | 2025 | 17 | -30.5 | 1
1 Reference Case | 2025 | 17 | -30.3 | 1
1 Reference Case | 2025 | 17 | -28.9 | 1
1 Reference Case | 2025 | 17 | -28.4 | 1
1 Reference Case | 2025 | 17 | -28.1 | 1
1 Reference Case | 2025 | 17 | -27.2 | 1
1 Reference Case | 2025 | 17 | -26.8 | 1
1 Reference Case | 2025 | 17 | -26.5 | 1
1 Reference Case | 2025 | 17 | -26.4 | 1
1 Reference Case | 2025 | 17 | -25.9 | 1
1 Reference Case | 2025 | 17 | -25.1 | 1
1 Reference Case | 2025 | 17 | -24.9 | 1
1 Reference Case | 2025 | 17 | -24.8 | 1
1 Reference Case | 2025 | 17 | -22.3 | 1
1 Reference Case | 2025 | 17 | -21.9 | 1
1 Reference Case | 2025 | 17 | -21.8 | 1
1 Reference Case | 2025 | 17 | -21 | 1
1 Reference Case | 2025 | 17 | -20.8 | 1
1 Reference Case | 2025 | 17 | -20.6 | 1
1 Reference Case | 2025 | 17 | -20.4 | 1
1 Reference Case | 2025 | 17 | -19.6 | 1
1 Reference Case | 2025 | 17 | -18.8 | 1
1 Reference Case | 2025 | 17 | -18.6 | 1
1 Reference Case | 2025 | 17 | -16.9 | 1
1 Reference Case | 2025 | 17 | -15.8 | 1
1 Reference Case | 2025 | 17 | 11.8 | 1
1 Reference Case | 2025 | 17 | 14.2 | 1
1 Reference Case | 2025 | 17 | 14.5 | 1
1 Reference Case | 2025 | 17 | 15.2 | 1
1 Reference Case | 2025 | 17 | 17 | 1
1 Reference Case | 2025 | 17 | 17.7 | 1
1 Reference Case | 2025 | 17 | 18.8 | 1
1 Reference Case | 2025 | 17 | 21.1 | 1
1 Reference Case | 2025 | 17 | 22.6 | 1
1 Reference Case | 2025 | 17 | 23 | 1
1 Reference Case | 2025 | 17 | 24.8 | 1
1 Reference Case | 2025 | 17 | 25.1 | 1
1 Reference Case | 2025 | 17 | 25.5 | 1
1 Reference Case | 2025 | 17 | 27 | 2
1 Reference Case | 2025 | 17 | 27.1 | 2
1 Reference Case | 2025 | 17 | 28 | 1
1 Reference Case | 2025 | 17 | 28.2 | 2
1 Reference Case | 2025 | 17 | 28.7 | 1
1 Reference Case | 2025 | 17 | 29.1 | 1
1 Reference Case | 2025 | 17 | 29.2 | 1
1 Reference Case | 2025 | 17 | 30 | 1
1 Reference Case | 2025 | 17 | 31.1 | 1
1 Reference Case | 2025 | 17 | 31.3 | 1
1 Reference Case | 2025 | 17 | 31.6 | 1
1 Reference Case | 2025 | 17 | 31.9 | 1
1 Reference Case | 2025 | 17 | 32 | 2
1 Reference Case | 2025 | 17 | 32.1 | 1
1 Reference Case | 2025 | 17 | 32.2 | 1
1 Reference Case | 2025 | 17 | 32.5 | 1
1 Reference Case | 2025 | 17 | 32.7 | 2
1 Reference Case | 2025 | 17 | 33.1 | 1
1 Reference Case | 2025 | 17 | 33.3 | 1
1 Reference Case | 2025 | 17 | 33.5 | 1
1 Reference Case | 2025 | 17 | 33.6 | 1
1 Reference Case | 2025 | 17 | 33.9 | 1
1 Reference Case | 2025 | 17 | 34 | 1
1 Reference Case | 2025 | 17 | 35 | 1
1 Reference Case | 2025 | 17 | 35.2 | 1
1 Reference Case | 2025 | 17 | 35.3 | 2
1 Reference Case | 2025 | 17 | 35.5 | 2
1 Reference Case | 2025 | 17 | 37.2 | 1
1 Reference Case | 2025 | 17 | 37.9 | 1
1 Reference Case | 2025 | 17 | 38.5 | 1
1 Reference Case | 2025 | 17 | 38.6 | 1
1 Reference Case | 2025 | 17 | 38.7 | 1
1 Reference Case | 2025 | 17 | 38.9 | 1
1 Reference Case | 2025 | 17 | 39.2 | 1
1 Reference Case | 2025 | 17 | 39.3 | 1
1 Reference Case | 2025 | 17 | 39.5 | 1
1 Reference Case | 2025 | 17 | 39.8 | 1
1 Reference Case | 2025 | 17 | 40.2 | 1
1 Reference Case | 2025 | 17 | 40.6 | 1
1 Reference Case | 2025 | 17 | 41.1 | 1
1 Reference Case | 2025 | 17 | 41.2 | 1
1 Reference Case | 2025 | 17 | 41.5 | 1
1 Reference Case | 2025 | 17 | 43.1 | 1
1 Reference Case | 2025 | 17 | 43.2 | 1
1 Reference Case | 2025 | 17 | 45 | 1
1 Reference Case | 2025 | 17 | 45.1 | 1
1 Reference Case | 2025 | 17 | 45.9 | 1
1 Reference Case | 2025 | 17 | 46.3 | 1
1 Reference Case | 2025 | 17 | 46.8 | 1
1 Reference Case | 2025 | 17 | 47.3 | 1
1 Reference Case | 2025 | 17 | 47.5 | 1
1 Reference Case | 2025 | 17 | 48.5 | 1
1 Reference Case | 2025 | 17 | 49.9 | 1
1 Reference Case | 2025 | 17 | 51.1 | 1
1 Reference Case | 2025 | 17 | 51.4 | 1
1 Reference Case | 2025 | 17 | 51.9 | 1
1 Reference Case | 2025 | 17 | 52.2 | 1
1 Reference Case | 2025 | 17 | 52.4 | 1
1 Reference Case | 2025 | 17 | 52.8 | 1
1 Reference Case | 2025 | 17 | 53.2 | 1
1 Reference Case | 2025 | 17 | 54.2 | 1
1 Reference Case | 2025 | 17 | 54.9 | 1
1 Reference Case | 2025 | 17 | 55.2 | 1
1 Reference Case | 2025 | 17 | 57.9 | 1
1 Reference Case | 2025 | 17 | 61.5 | 1
1 Reference Case | 2025 | 17 | 69.7 | 1
1 Reference Case | 2025 | 17 | 71.6 | 1
1 Reference Case | 2025 | 17 | 75 | 1
1 Reference Case | 2025 | 17 | 77.5 | 1
1 Reference Case | 2025 | 17 | 83.4 | 1
1 Reference Case | 2025 | 17 | 90.7 | 1
1 Reference Case | 2025 | 17 | 104.3 | 1
1 Reference Case | 2025 | 18 | -95.7 | 1
1 Reference Case | 2025 | 18 | -79.7 | 1
1 Reference Case | 2025 | 18 | -79 | 1
1 Reference Case | 2025 | 18 | -77.2 | 1
1 Reference Case | 2025 | 18 | -75 | 1
1 Reference Case | 2025 | 18 | -70.2 | 1
1 Reference Case | 2025 | 18 | -69.1 | 1
1 Reference Case | 2025 | 18 | -68.2 | 1
1 Reference Case | 2025 | 18 | -63.6 | 1
1 Reference Case | 2025 | 18 | -62.6 | 2
1 Reference Case | 2025 | 18 | -62.2 | 1
1 Reference Case | 2025 | 18 | -61.3 | 1
1 Reference Case | 2025 | 18 | -59.7 | 1
1 Reference Case | 2025 | 18 | -59.5 | 1
1 Reference Case | 2025 | 18 | -58.9 | 1
1 Reference Case | 2025 | 18 | -57.5 | 1
1 Reference Case | 2025 | 18 | -56.7 | 1
1 Reference Case | 2025 | 18 | -55.9 | 1
1 Reference Case | 2025 | 18 | -55.8 | 1
1 Reference Case | 2025 | 18 | -55.5 | 1
1 Reference Case | 2025 | 18 | -55.1 | 1
1 Reference Case | 2025 | 18 | -54.2 | 1
1 Reference Case | 2025 | 18 | -53.3 | 1
1 Reference Case | 2025 | 18 | -50.5 | 1
1 Reference Case | 2025 | 18 | -50 | 1
1 Reference Case | 2025 | 18 | -49.5 | 2
1 Reference Case | 2025 | 18 | -49.1 | 1
1 Reference Case | 2025 | 18 | -49 | 1
1 Reference Case | 2025 | 18 | -48.2 | 1
1 Reference Case | 2025 | 18 | -45.4 | 1
1 Reference Case | 2025 | 18 | -44 | 1
1 Reference Case | 2025 | 18 | -43.6 | 1
1 Reference Case | 2025 | 18 | -43.2 | 1
1 Reference Case | 2025 | 18 | -43.1 | 2
1 Reference Case | 2025 | 18 | -42.8 | 1
1 Reference Case | 2025 | 18 | -41.7 | 2
1 Reference Case | 2025 | 18 | -41.3 | 2
1 Reference Case | 2025 | 18 | -41 | 1
1 Reference Case | 2025 | 18 | -40.1 | 2
1 Reference Case | 2025 | 18 | -40 | 1
1 Reference Case | 2025 | 18 | -38.6 | 1
1 Reference Case | 2025 | 18 | -38 | 1
1 Reference Case | 2025 | 18 | -37.9 | 2
1 Reference Case | 2025 | 18 | -37.7 | 1
1 Reference Case | 2025 | 18 | -37.5 | 1
1 Reference Case | 2025 | 18 | -36.8 | 1
1 Reference Case | 2025 | 18 | -35.3 | 2
1 Reference Case | 2025 | 18 | -34.8 | 1
1 Reference Case | 2025 | 18 | -34.6 | 1
1 Reference Case | 2025 | 18 | -33.2 | 1
1 Reference Case | 2025 | 18 | -32.8 | 1
1 Reference Case | 2025 | 18 | -32.6 | 1
1 Reference Case | 2025 | 18 | -32.2 | 1
1 Reference Case | 2025 | 18 | -31.5 | 1
1 Reference Case | 2025 | 18 | -30.6 | 1
1 Reference Case | 2025 | 18 | -30.4 | 1
1 Reference Case | 2025 | 18 | -30.1 | 1
1 Reference Case | 2025 | 18 | -29.9 | 2
1 Reference Case | 2025 | 18 | -29.5 | 1
1 Reference Case | 2025 | 18 | -29.4 | 1
1 Reference Case | 2025 | 18 | -29.2 | 1
1 Reference Case | 2025 | 18 | -28.9 | 1
1 Reference Case | 2025 | 18 | -28.3 | 1
1 Reference Case | 2025 | 18 | -28.2 | 1
1 Reference Case | 2025 | 18 | -28.1 | 1
1 Reference Case | 2025 | 18 | -27.9 | 1
1 Reference Case | 2025 | 18 | -27.1 | 1
1 Reference Case | 2025 | 18 | -26.8 | 1
1 Reference Case | 2025 | 18 | -26.2 | 1
1 Reference Case | 2025 | 18 | -26.1 | 1
1 Reference Case | 2025 | 18 | -25.8 | 1
1 Reference Case | 2025 | 18 | -25.6 | 1
1 Reference Case | 2025 | 18 | -25.3 | 1
1 Reference Case | 2025 | 18 | -24.3 | 1
1 Reference Case | 2025 | 18 | -22.2 | 1
1 Reference Case | 2025 | 18 | -20.1 | 1
1 Reference Case | 2025 | 18 | -19.2 | 1
1 Reference Case | 2025 | 18 | -16.6 | 1
1 Reference Case | 2025 | 18 | -16.5 | 1
1 Reference Case | 2025 | 18 | -15.1 | 1
1 Reference Case | 2025 | 18 | -14.5 | 1
1 Reference Case | 2025 | 18 | 11.3 | 1
1 Reference Case | 2025 | 18 | 16.1 | 1
1 Reference Case | 2025 | 18 | 16.2 | 1
1 Reference Case | 2025 | 18 | 18.1 | 1
1 Reference Case | 2025 | 18 | 18.7 | 1
1 Reference Case | 2025 | 18 | 18.9 | 1
1 Reference Case | 2025 | 18 | 20.1 | 1
1 Reference Case | 2025 | 18 | 21.2 | 1
1 Reference Case | 2025 | 18 | 21.6 | 2
1 Reference Case | 2025 | 18 | 21.7 | 1
1 Reference Case | 2025 | 18 | 22.2 | 1
1 Reference Case | 2025 | 18 | 22.4 | 1
1 Reference Case | 2025 | 18 | 23.1 | 1
1 Reference Case | 2025 | 18 | 23.9 | 1
1 Reference Case | 2025 | 18 | 24 | 1
1 Reference Case | 2025 | 18 | 24.9 | 1
1 Reference Case | 2025 | 18 | 27.8 | 1
1 Reference Case | 2025 | 18 | 28.3 | 1
1 Reference Case | 2025 | 18 | 28.4 | 1
1 Reference Case | 2025 | 18 | 28.8 | 1
1 Reference Case | 2025 | 18 | 29.2 | 1
1 Reference Case | 2025 | 18 | 31 | 1
1 Reference Case | 2025 | 18 | 31.1 | 1
1 Reference Case | 2025 | 18 | 31.9 | 1
1 Reference Case | 2025 | 18 | 32.6 | 1
1 Reference Case | 2025 | 18 | 32.8 | 1
1 Reference Case | 2025 | 18 | 33.5 | 1
1 Reference Case | 2025 | 18 | 33.9 | 1
1 Reference Case | 2025 | 18 | 34.5 | 1
1 Reference Case | 2025 | 18 | 34.9 | 1
1 Reference Case | 2025 | 18 | 35.9 | 1
1 Reference Case | 2025 | 18 | 36 | 1
1 Reference Case | 2025 | 18 | 36.2 | 1
1 Reference Case | 2025 | 18 | 36.3 | 1
1 Reference Case | 2025 | 18 | 37.2 | 1
1 Reference Case | 2025 | 18 | 37.5 | 1
1 Reference Case | 2025 | 18 | 37.8 | 1
1 Reference Case | 2025 | 18 | 38.4 | 1
1 Reference Case | 2025 | 18 | 38.6 | 1
1 Reference Case | 2025 | 18 | 39 | 1
1 Reference Case | 2025 | 18 | 39.3 | 1
1 Reference Case | 2025 | 18 | 39.5 | 1
1 Reference Case | 2025 | 18 | 40 | 1
1 Reference Case | 2025 | 18 | 40.2 | 1
1 Reference Case | 2025 | 18 | 40.5 | 1
1 Reference Case | 2025 | 18 | 41.5 | 1
1 Reference Case | 2025 | 18 | 43.8 | 1
1 Reference Case | 2025 | 18 | 44 | 1
1 Reference Case | 2025 | 18 | 45.8 | 1
1 Reference Case | 2025 | 18 | 46.8 | 1
1 Reference Case | 2025 | 18 | 47.4 | 1
1 Reference Case | 2025 | 18 | 48.2 | 1
1 Reference Case | 2025 | 18 | 50.1 | 1
1 Reference Case | 2025 | 18 | 50.3 | 1
1 Reference Case | 2025 | 18 | 52.9 | 1
1 Reference Case | 2025 | 18 | 53.3 | 1
1 Reference Case | 2025 | 18 | 53.4 | 1
1 Reference Case | 2025 | 18 | 55.1 | 1
1 Reference Case | 2025 | 18 | 55.3 | 2
1 Reference Case | 2025 | 18 | 55.9 | 1
1 Reference Case | 2025 | 18 | 58.8 | 1
1 Reference Case | 2025 | 18 | 58.9 | 1
1 Reference Case | 2025 | 18 | 60 | 1
1 Reference Case | 2025 | 18 | 61.5 | 1
1 Reference Case | 2025 | 18 | 62.8 | 1
1 Reference Case | 2025 | 18 | 66.6 | 1
1 Reference Case | 2025 | 18 | 66.8 | 1
1 Reference Case | 2025 | 18 | 67.3 | 1
1 Reference Case | 2025 | 18 | 67.9 | 1
1 Reference Case | 2025 | 18 | 68.6 | 1
1 Reference Case | 2025 | 18 | 69.5 | 1
1 Reference Case | 2025 | 18 | 71.9 | 1
1 Reference Case | 2025 | 18 | 74.5 | 1
1 Reference Case | 2025 | 18 | 82.4 | 1
1 Reference Case | 2025 | 18 | 89.4 | 1
1 Reference Case | 2025 | 18 | 92 | 1
1 Reference Case | 2025 | 19 | -92.5 | 1
1 Reference Case | 2025 | 19 | -92.3 | 1
1 Reference Case | 2025 | 19 | -87.8 | 1
1 Reference Case | 2025 | 19 | -87.6 | 1
1 Reference Case | 2025 | 19 | -82.5 | 1
1 Reference Case | 2025 | 19 | -82 | 1
1 Reference Case | 2025 | 19 | -81.3 | 1
1 Reference Case | 2025 | 19 | -79.2 | 1
1 Reference Case | 2025 | 19 | -78.3 | 1
1 Reference Case | 2025 | 19 | -76 | 1
1 Reference Case | 2025 | 19 | -75.8 | 1
1 Reference Case | 2025 | 19 | -73.6 | 1
1 Reference Case | 2025 | 19 | -72.4 | 1
1 Reference Case | 2025 | 19 | -71.7 | 1
1 Reference Case | 2025 | 19 | -71.6 | 1
1 Reference Case | 2025 | 19 | -69.6 | 1
1 Reference Case | 2025 | 19 | -67.8 | 1
1 Reference Case | 2025 | 19 | -66.3 | 1
1 Reference Case | 2025 | 19 | -65.1 | 1
1 Reference Case | 2025 | 19 | -63.6 | 1
1 Reference Case | 2025 | 19 | -61.3 | 1
1 Reference Case | 2025 | 19 | -60.2 | 1
1 Reference Case | 2025 | 19 | -58.2 | 1
1 Reference Case | 2025 | 19 | -57.8 | 1
1 Reference Case | 2025 | 19 | -54 | 1
1 Reference Case | 2025 | 19 | -52.6 | 1
1 Reference Case | 2025 | 19 | -52.4 | 1
1 Reference Case | 2025 | 19 | -51.9 | 1
1 Reference Case | 2025 | 19 | -50.4 | 1
1 Reference Case | 2025 | 19 | -50 | 2
1 Reference Case | 2025 | 19 | -49.5 | 1
1 Reference Case | 2025 | 19 | -49 | 1
1 Reference Case | 2025 | 19 | -48.5 | 1
1 Reference Case | 2025 | 19 | -47.7 | 1
1 Reference Case | 2025 | 19 | -47.4 | 1
1 Reference Case | 2025 | 19 | -44.5 | 2
1 Reference Case | 2025 | 19 | -43.9 | 1
1 Reference Case | 2025 | 19 | -43.4 | 1
1 Reference Case | 2025 | 19 | -42.9 | 1
1 Reference Case | 2025 | 19 | -41.8 | 1
1 Reference Case | 2025 | 19 | -41.3 | 1
1 Reference Case | 2025 | 19 | -39.3 | 2
1 Reference Case | 2025 | 19 | -39 | 1
1 Reference Case | 2025 | 19 | -38.3 | 1
1 Reference Case | 2025 | 19 | -38.1 | 1
1 Reference Case | 2025 | 19 | -36.6 | 1
1 Reference Case | 2025 | 19 | -36.4 | 1
1 Reference Case | 2025 | 19 | -36.3 | 1
1 Reference Case | 2025 | 19 | -36 | 1
1 Reference Case | 2025 | 19 | -35.9 | 1
1 Reference Case | 2025 | 19 | -34.3 | 1
1 Reference Case | 2025 | 19 | -34 | 1
1 Reference Case | 2025 | 19 | -33.9 | 1
1 Reference Case | 2025 | 19 | -33 | 1
1 Reference Case | 2025 | 19 | -32.3 | 1
1 Reference Case | 2025 | 19 | -32.2 | 1
1 Reference Case | 2025 | 19 | -31.4 | 1
1 Reference Case | 2025 | 19 | -30.7 | 1
1 Reference Case | 2025 | 19 | -30.3 | 1
1 Reference Case | 2025 | 19 | -29.6 | 1
1 Reference Case | 2025 | 19 | -29.5 | 1
1 Reference Case | 2025 | 19 | -29.2 | 1
1 Reference Case | 2025 | 19 | -29 | 1
1 Reference Case | 2025 | 19 | -28.3 | 1
1 Reference Case | 2025 | 19 | -27.9 | 1
1 Reference Case | 2025 | 19 | -27.3 | 1
1 Reference Case | 2025 | 19 | -27.2 | 1
1 Reference Case | 2025 | 19 | -27 | 1
1 Reference Case | 2025 | 19 | -26.8 | 1
1 Reference Case | 2025 | 19 | -26.7 | 1
1 Reference Case | 2025 | 19 | -24.8 | 1
1 Reference Case | 2025 | 19 | -24.5 | 1
1 Reference Case | 2025 | 19 | -24 | 1
1 Reference Case | 2025 | 19 | -23.5 | 1
1 Reference Case | 2025 | 19 | -22.6 | 1
1 Reference Case | 2025 | 19 | -22.1 | 1
1 Reference Case | 2025 | 19 | -21.6 | 1
1 Reference Case | 2025 | 19 | -21.3 | 1
1 Reference Case | 2025 | 19 | -20.5 | 1
1 Reference Case | 2025 | 19 | -17.4 | 1
1 Reference Case | 2025 | 19 | -14.6 | 1
1 Reference Case | 2025 | 19 | 13.5 | 1
1 Reference Case | 2025 | 19 | 15 | 1
1 Reference Case | 2025 | 19 | 16.1 | 1
1 Reference Case | 2025 | 19 | 17.4 | 1
1 Reference Case | 2025 | 19 | 18 | 1
1 Reference Case | 2025 | 19 | 19 | 1
1 Reference Case | 2025 | 19 | 19.8 | 1
1 Reference Case | 2025 | 19 | 21.2 | 1
1 Reference Case | 2025 | 19 | 21.5 | 1
1 Reference Case | 2025 | 19 | 21.9 | 1
1 Reference Case | 2025 | 19 | 22.9 | 1
1 Reference Case | 2025 | 19 | 23.3 | 2
1 Reference Case | 2025 | 19 | 24 | 1
1 Reference Case | 2025 | 19 | 24.4 | 1
1 Reference Case | 2025 | 19 | 24.6 | 1
1 Reference Case | 2025 | 19 | 24.9 | 1
1 Reference Case | 2025 | 19 | 25.8 | 1
1 Reference Case | 2025 | 19 | 26.3 | 1
1 Reference Case | 2025 | 19 | 27.4 | 1
1 Reference Case | 2025 | 19 | 28.1 | 1
1 Reference Case | 2025 | 19 | 29.8 | 1
1 Reference Case | 2025 | 19 | 30.2 | 1
1 Reference Case | 2025 | 19 | 32.3 | 1
1 Reference Case | 2025 | 19 | 33.5 | 1
1 Reference Case | 2025 | 19 | 33.6 | 1
1 Reference Case | 2025 | 19 | 33.8 | 1
1 Reference Case | 2025 | 19 | 35.2 | 1
1 Reference Case | 2025 | 19 | 35.8 | 2
1 Reference Case | 2025 | 19 | 36 | 1
1 Reference Case | 2025 | 19 | 37.1 | 2
1 Reference Case | 2025 | 19 | 37.2 | 1
1 Reference Case | 2025 | 19 | 37.3 | 1
1 Reference Case | 2025 | 19 | 37.6 | 1
1 Reference Case | 2025 | 19 | 39.1 | 1
1 Reference Case | 2025 | 19 | 39.3 | 1
1 Reference Case | 2025 | 19 | 40.3 | 1
1 Reference Case | 2025 | 19 | 41.2 | 1
1 Reference Case | 2025 | 19 | 41.8 | 1
1 Reference Case | 2025 | 19 | 41.9 | 1
1 Reference Case | 2025 | 19 | 42.1 | 1
1 Reference Case | 2025 | 19 | 42.3 | 1
1 Reference Case | 2025 | 19 | 43.1 | 1
1 Reference Case | 2025 | 19 | 43.4 | 1
1 Reference Case | 2025 | 19 | 44.9 | 1
1 Reference Case | 2025 | 19 | 45.1 | 1
1 Reference Case | 2025 | 19 | 45.4 | 1
1 Reference Case | 2025 | 19 | 46.1 | 1
1 Reference Case | 2025 | 19 | 47.3 | 1
1 Reference Case | 2025 | 19 | 47.7 | 1
1 Reference Case | 2025 | 19 | 48.1 | 1
1 Reference Case | 2025 | 19 | 48.6 | 1
1 Reference Case | 2025 | 19 | 48.8 | 1
1 Reference Case | 2025 | 19 | 50.1 | 1
1 Reference Case | 2025 | 19 | 51.4 | 1
1 Reference Case | 2025 | 19 | 51.7 | 1
1 Reference Case | 2025 | 19 | 53.2 | 1
1 Reference Case | 2025 | 19 | 53.8 | 1
1 Reference Case | 2025 | 19 | 54 | 1
1 Reference Case | 2025 | 19 | 58.4 | 2
1 Reference Case | 2025 | 19 | 59.1 | 1
1 Reference Case | 2025 | 19 | 59.4 | 1
1 Reference Case | 2025 | 19 | 60 | 1
1 Reference Case | 2025 | 19 | 60.5 | 1
1 Reference Case | 2025 | 19 | 61 | 1
1 Reference Case | 2025 | 19 | 62.1 | 2
1 Reference Case | 2025 | 19 | 62.6 | 1
1 Reference Case | 2025 | 19 | 63.6 | 1
1 Reference Case | 2025 | 19 | 65.1 | 1
1 Reference Case | 2025 | 19 | 67.2 | 1
1 Reference Case | 2025 | 19 | 68 | 1
1 Reference Case | 2025 | 19 | 69.9 | 1
1 Reference Case | 2025 | 19 | 76 | 1
1 Reference Case | 2025 | 19 | 80.7 | 1
1 Reference Case | 2025 | 20 | -92 | 1
1 Reference Case | 2025 | 20 | -91.5 | 1
1 Reference Case | 2025 | 20 | -83.6 | 1
1 Reference Case | 2025 | 20 | -80.8 | 1
1 Reference Case | 2025 | 20 | -72.1 | 1
1 Reference Case | 2025 | 20 | -70.4 | 1
1 Reference Case | 2025 | 20 | -66.5 | 1
1 Reference Case | 2025 | 20 | -65.7 | 1
1 Reference Case | 2025 | 20 | -63.6 | 1
1 Reference Case | 2025 | 20 | -63.2 | 1
1 Reference Case | 2025 | 20 | -63.1 | 1
1 Reference Case | 2025 | 20 | -61.6 | 1
1 Reference Case | 2025 | 20 | -58.3 | 1
1 Reference Case | 2025 | 20 | -57.7 | 1
1 Reference Case | 2025 | 20 | -57.1 | 1
1 Reference Case | 2025 | 20 | -55.7 | 1
1 Reference Case | 2025 | 20 | -55 | 1
1 Reference Case | 2025 | 20 | -54.8 | 1
1 Reference Case | 2025 | 20 | -54.3 | 1
1 Reference Case | 2025 | 20 | -53.8 | 1
1 Reference Case | 2025 | 20 | -53.5 | 1
1 Reference Case | 2025 | 20 | -53.3 | 1
1 Reference Case | 2025 | 20 | -52.7 | 1
1 Reference Case | 2025 | 20 | -50.7 | 1
1 Reference Case | 2025 | 20 | -48.9 | 1
1 Reference Case | 2025 | 20 | -46.5 | 1
1 Reference Case | 2025 | 20 | -45.2 | 1
1 Reference Case | 2025 | 20 | -45.1 | 1
1 Reference Case | 2025 | 20 | -45 | 1
1 Reference Case | 2025 | 20 | -44.6 | 1
1 Reference Case | 2025 | 20 | -44.2 | 2
1 Reference Case | 2025 | 20 | -43.7 | 1
1 Reference Case | 2025 | 20 | -42.6 | 1
1 Reference Case | 2025 | 20 | -41.9 | 1
1 Reference Case | 2025 | 20 | -40.6 | 1
1 Reference Case | 2025 | 20 | -40.3 | 1
1 Reference Case | 2025 | 20 | -39.6 | 1
1 Reference Case | 2025 | 20 | -39.1 | 1
1 Reference Case | 2025 | 20 | -38.4 | 1
1 Reference Case | 2025 | 20 | -37.5 | 1
1 Reference Case | 2025 | 20 | -37.4 | 1
1 Reference Case | 2025 | 20 | -36.7 | 1
1 Reference Case | 2025 | 20 | -35.9 | 1
1 Reference Case | 2025 | 20 | -35.8 | 1
1 Reference Case | 2025 | 20 | -34.5 | 1
1 Reference Case | 2025 | 20 | -34.4 | 1
1 Reference Case | 2025 | 20 | -34 | 1
1 Reference Case | 2025 | 20 | -32.4 | 1
1 Reference Case | 2025 | 20 | -32.2 | 1
1 Reference Case | 2025 | 20 | -32 | 1
1 Reference Case | 2025 | 20 | -30.9 | 1
1 Reference Case | 2025 | 20 | -30.4 | 1
1 Reference Case | 2025 | 20 | -30.3 | 1
1 Reference Case | 2025 | 20 | -30 | 1
1 Reference Case | 2025 | 20 | -29.1 | 1
1 Reference Case | 2025 | 20 | -27.3 | 1
1 Reference Case | 2025 | 20 | -26.9 | 1
1 Reference Case | 2025 | 20 | -26.4 | 1
1 Reference Case | 2025 | 20 | -25.7 | 1
1 Reference Case | 2025 | 20 | -23.9 | 1
1 Reference Case | 2025 | 20 | -23.1 | 1
1 Reference Case | 2025 | 20 | -22.4 | 1
1 Reference Case | 2025 | 20 | -21.8 | 1
1 Reference Case | 2025 | 20 | -20.7 | 2
1 Reference Case | 2025 | 20 | -10.5 | 1
1 Reference Case | 2025 | 20 | 18.4 | 1
1 Reference Case | 2025 | 20 | 18.7 | 1
1 Reference Case | 2025 | 20 | 18.9 | 1
1 Reference Case | 2025 | 20 | 19.3 | 1
1 Reference Case | 2025 | 20 | 19.4 | 1
1 Reference Case | 2025 | 20 | 19.6 | 1
1 Reference Case | 2025 | 20 | 20 | 1
1 Reference Case | 2025 | 20 | 21.8 | 1
1 Reference Case | 2025 | 20 | 22.7 | 1
1 Reference Case | 2025 | 20 | 23.9 | 1
1 Reference Case | 2025 | 20 | 24.4 | 1
1 Reference Case | 2025 | 20 | 24.8 | 1
1 Reference Case | 2025 | 20 | 24.9 | 1
1 Reference Case | 2025 | 20 | 25 | 1
1 Reference Case | 2025 | 20 | 25.1 | 1
1 Reference Case | 2025 | 20 | 25.3 | 1
1 Reference Case | 2025 | 20 | 27.6 | 1
1 Reference Case | 2025 | 20 | 28.3 | 2
1 Reference Case | 2025 | 20 | 28.9 | 1
1 Reference Case | 2025 | 20 | 29.9 | 1
1 Reference Case | 2025 | 20 | 30.9 | 1
1 Reference Case | 2025 | 20 | 31.6 | 1
1 Reference Case | 2025 | 20 | 31.9 | 1
1 Reference Case | 2025 | 20 | 32.5 | 1
1 Reference Case | 2025 | 20 | 32.8 | 1
1 Reference Case | 2025 | 20 | 33.2 | 1
1 Reference Case | 2025 | 20 | 33.4 | 1
1 Reference Case | 2025 | 20 | 33.6 | 1
1 Reference Case | 2025 | 20 | 33.8 | 1
1 Reference Case | 2025 | 20 | 34.9 | 1
1 Reference Case | 2025 | 20 | 35.4 | 1
1 Reference Case | 2025 | 20 | 35.7 | 1
1 Reference Case | 2025 | 20 | 36 | 1
1 Reference Case | 2025 | 20 | 36.9 | 1
1 Reference Case | 2025 | 20 | 37 | 1
1 Reference Case | 2025 | 20 | 37.2 | 1
1 Reference Case | 2025 | 20 | 37.4 | 1
1 Reference Case | 2025 | 20 | 37.5 | 1
1 Reference Case | 2025 | 20 | 38.5 | 1
1 Reference Case | 2025 | 20 | 38.6 | 1
1 Reference Case | 2025 | 20 | 40.2 | 1
1 Reference Case | 2025 | 20 | 40.6 | 1
1 Reference Case | 2025 | 20 | 40.8 | 1
1 Reference Case | 2025 | 20 | 41.7 | 1
1 Reference Case | 2025 | 20 | 41.9 | 1
1 Reference Case | 2025 | 20 | 42 | 1
1 Reference Case | 2025 | 20 | 43.6 | 2
1 Reference Case | 2025 | 20 | 44.2 | 1
1 Reference Case | 2025 | 20 | 44.4 | 1
1 Reference Case | 2025 | 20 | 44.5 | 1
1 Reference Case | 2025 | 20 | 44.6 | 1
1 Reference Case | 2025 | 20 | 45 | 1
1 Reference Case | 2025 | 20 | 47.4 | 1
1 Reference Case | 2025 | 20 | 47.9 | 1
1 Reference Case | 2025 | 20 | 48.5 | 1
1 Reference Case | 2025 | 20 | 49.8 | 1
1 Reference Case | 2025 | 20 | 50.9 | 1
1 Reference Case | 2025 | 20 | 53.5 | 1
1 Reference Case | 2025 | 20 | 55.2 | 1
1 Reference Case | 2025 | 20 | 55.3 | 1
1 Reference Case | 2025 | 20 | 56.2 | 1
1 Reference Case | 2025 | 20 | 58.8 | 1
1 Reference Case | 2025 | 20 | 58.9 | 1
1 Reference Case | 2025 | 20 | 60.5 | 1
1 Reference Case | 2025 | 20 | 60.9 | 1
1 Reference Case | 2025 | 20 | 63.5 | 1
1 Reference Case | 2025 | 20 | 69.3 | 1
1 Reference Case | 2025 | 20 | 71.7 | 1
1 Reference Case | 2025 | 20 | 72.4 | 1
1 Reference Case | 2025 | 20 | 74.6 | 1
1 Reference Case | 2025 | 20 | 75 | 1
1 Reference Case | 2025 | 20 | 75.4 | 1
1 Reference Case | 2025 | 20 | 78.6 | 1
1 Reference Case | 2025 | 20 | 85.3 | 1
1 Reference Case | 2025 | 20 | 99.6 | 1
1 Reference Case | 2025 | 20 | 104.3 | 1
1 Reference Case | 2025 | 21 | -142.3 | 1
1 Reference Case | 2025 | 21 | -101.5 | 1
1 Reference Case | 2025 | 21 | -88.1 | 1
1 Reference Case | 2025 | 21 | -84.5 | 1
1 Reference Case | 2025 | 21 | -62.2 | 1
1 Reference Case | 2025 | 21 | -60.5 | 1
1 Reference Case | 2025 | 21 | -58.5 | 1
1 Reference Case | 2025 | 21 | -55.5 | 1
1 Reference Case | 2025 | 21 | -54.6 | 1
1 Reference Case | 2025 | 21 | -54.1 | 1
1 Reference Case | 2025 | 21 | -53.6 | 1
1 Reference Case | 2025 | 21 | -53.1 | 1
1 Reference Case | 2025 | 21 | -48.7 | 1
1 Reference Case | 2025 | 21 | -48.3 | 1
1 Reference Case | 2025 | 21 | -46.4 | 1
1 Reference Case | 2025 | 21 | -45 | 1
1 Reference Case | 2025 | 21 | -44.9 | 1
1 Reference Case | 2025 | 21 | -44.5 | 1
1 Reference Case | 2025 | 21 | -44.3 | 1
1 Reference Case | 2025 | 21 | -43.5 | 1
1 Reference Case | 2025 | 21 | -43.1 | 1
1 Reference Case | 2025 | 21 | -42.9 | 1
1 Reference Case | 2025 | 21 | -42.6 | 1
1 Reference Case | 2025 | 21 | -42.3 | 1
1 Reference Case | 2025 | 21 | -40.4 | 1
1 Reference Case | 2025 | 21 | -38.5 | 1
1 Reference Case | 2025 | 21 | -38 | 2
1 Reference Case | 2025 | 21 | -37.3 | 1
1 Reference Case | 2025 | 21 | -36.7 | 1
1 Reference Case | 2025 | 21 | -35.6 | 1
1 Reference Case | 2025 | 21 | -35.2 | 2
1 Reference Case | 2025 | 21 | -33 | 1
1 Reference Case | 2025 | 21 | -31.8 | 1
1 Reference Case | 2025 | 21 | -30.9 | 1
1 Reference Case | 2025 | 21 | -30.2 | 1
1 Reference Case | 2025 | 21 | -29.8 | 1
1 Reference Case | 2025 | 21 | -28 | 1
1 Reference Case | 2025 | 21 | -25.7 | 1
1 Reference Case | 2025 | 21 | -24.5 | 1
1 Reference Case | 2025 | 21 | -22.1 | 1
1 Reference Case | 2025 | 21 | -20.7 | 1
1 Reference Case | 2025 | 21 | -20 | 1
1 Reference Case | 2025 | 21 | -12.1 | 1
1 Reference Case | 2025 | 21 | 12.9 | 1
1 Reference Case | 2025 | 21 | 20 | 1
1 Reference Case | 2025 | 21 | 20.4 | 1
1 Reference Case | 2025 | 21 | 21.5 | 1
1 Reference Case | 2025 | 21 | 22.7 | 1
1 Reference Case | 2025 | 21 | 24 | 1
1 Reference Case | 2025 | 21 | 25.4 | 1
1 Reference Case | 2025 | 21 | 26.1 | 2
1 Reference Case | 2025 | 21 | 30.3 | 1
1 Reference Case | 2025 | 21 | 30.6 | 1
1 Reference Case | 2025 | 21 | 30.7 | 1
1 Reference Case | 2025 | 21 | 31.1 | 1
1 Reference Case | 2025 | 21 | 31.3 | 1
1 Reference Case | 2025 | 21 | 31.5 | 1
1 Reference Case | 2025 | 21 | 32.2 | 1
1 Reference Case | 2025 | 21 | 32.6 | 2
1 Reference Case | 2025 | 21 | 32.9 | 1
1 Reference Case | 2025 | 21 | 33.4 | 1
1 Reference Case | 2025 | 21 | 34.1 | 1
1 Reference Case | 2025 | 21 | 34.6 | 1
1 Reference Case | 2025 | 21 | 36.9 | 1
1 Reference Case | 2025 | 21 | 37.9 | 1
1 Reference Case | 2025 | 21 | 38.1 | 1
1 Reference Case | 2025 | 21 | 38.4 | 1
1 Reference Case | 2025 | 21 | 38.9 | 1
1 Reference Case | 2025 | 21 | 39.1 | 2
1 Reference Case | 2025 | 21 | 39.2 | 1
1 Reference Case | 2025 | 21 | 40.9 | 1
1 Reference Case | 2025 | 21 | 41.3 | 1
1 Reference Case | 2025 | 21 | 42.3 | 1
1 Reference Case | 2025 | 21 | 43.3 | 1
1 Reference Case | 2025 | 21 | 43.6 | 1
1 Reference Case | 2025 | 21 | 44.3 | 1
1 Reference Case | 2025 | 21 | 44.5 | 1
1 Reference Case | 2025 | 21 | 45.7 | 1
1 Reference Case | 2025 | 21 | 46 | 1
1 Reference Case | 2025 | 21 | 47.3 | 1
1 Reference Case | 2025 | 21 | 47.8 | 1
1 Reference Case | 2025 | 21 | 47.9 | 1
1 Reference Case | 2025 | 21 | 48.4 | 1
1 Reference Case | 2025 | 21 | 50.7 | 1
1 Reference Case | 2025 | 21 | 52.3 | 1
1 Reference Case | 2025 | 21 | 56.2 | 1
1 Reference Case | 2025 | 21 | 59 | 1
1 Reference Case | 2025 | 21 | 60.2 | 1
1 Reference Case | 2025 | 21 | 60.9 | 1
1 Reference Case | 2025 | 21 | 65.6 | 1
1 Reference Case | 2025 | 21 | 66 | 1
1 Reference Case | 2025 | 21 | 68.2 | 1
1 Reference Case | 2025 | 21 | 68.3 | 1
1 Reference Case | 2025 | 21 | 72.9 | 1
1 Reference Case | 2025 | 21 | 83.6 | 1
1 Reference Case | 2025 | 21 | 89.3 | 1
1 Reference Case | 2025 | 21 | 112.4 | 1
1 Reference Case | 2025 | 22 | -98.1 | 1
1 Reference Case | 2025 | 22 | -86.6 | 1
1 Reference Case | 2025 | 22 | -83.7 | 1
1 Reference Case | 2025 | 22 | -76.8 | 1
1 Reference Case | 2025 | 22 | -68.8 | 1
1 Reference Case | 2025 | 22 | -68.7 | 1
1 Reference Case | 2025 | 22 | -65.8 | 1
1 Reference Case | 2025 | 22 | -63.9 | 1
1 Reference Case | 2025 | 22 | -59.8 | 1
1 Reference Case | 2025 | 22 | -57.4 | 1
1 Reference Case | 2025 | 22 | -56.9 | 1
1 Reference Case | 2025 | 22 | -56.8 | 1
1 Reference Case | 2025 | 22 | -55.4 | 1
1 Reference Case | 2025 | 22 | -55 | 1
1 Reference Case | 2025 | 22 | -54.7 | 1
1 Reference Case | 2025 | 22 | -54.1 | 1
1 Reference Case | 2025 | 22 | -52.3 | 1
1 Reference Case | 2025 | 22 | -50.8 | 1
1 Reference Case | 2025 | 22 | -50.1 | 1
1 Reference Case | 2025 | 22 | -49.9 | 1
1 Reference Case | 2025 | 22 | -49.5 | 1
1 Reference Case | 2025 | 22 | -46 | 1
1 Reference Case | 2025 | 22 | -44.2 | 1
1 Reference Case | 2025 | 22 | -43.7 | 1
1 Reference Case | 2025 | 22 | -43.3 | 1
1 Reference Case | 2025 | 22 | -42.7 | 1
1 Reference Case | 2025 | 22 | -42.5 | 1
1 Reference Case | 2025 | 22 | -41.8 | 1
1 Reference Case | 2025 | 22 | -41.7 | 1
1 Reference Case | 2025 | 22 | -41.5 | 1
1 Reference Case | 2025 | 22 | -40.8 | 1
1 Reference Case | 2025 | 22 | -40.7 | 1
1 Reference Case | 2025 | 22 | -39.5 | 1
1 Reference Case | 2025 | 22 | -39.1 | 1
1 Reference Case | 2025 | 22 | -38.3 | 1
1 Reference Case | 2025 | 22 | -37.4 | 1
1 Reference Case | 2025 | 22 | -34.4 | 1
1 Reference Case | 2025 | 22 | -32.9 | 1
1 Reference Case | 2025 | 22 | -32.5 | 1
1 Reference Case | 2025 | 22 | -31.5 | 1
1 Reference Case | 2025 | 22 | -30.6 | 1
1 Reference Case | 2025 | 22 | -26 | 1
1 Reference Case | 2025 | 22 | -25.1 | 1
1 Reference Case | 2025 | 22 | 16.2 | 1
1 Reference Case | 2025 | 22 | 18.8 | 1
1 Reference Case | 2025 | 22 | 21.4 | 1
1 Reference Case | 2025 | 22 | 24.9 | 1
1 Reference Case | 2025 | 22 | 25.1 | 1
1 Reference Case | 2025 | 22 | 26.2 | 1
1 Reference Case | 2025 | 22 | 26.9 | 1
1 Reference Case | 2025 | 22 | 27 | 1
1 Reference Case | 2025 | 22 | 27.6 | 1
1 Reference Case | 2025 | 22 | 29.4 | 1
1 Reference Case | 2025 | 22 | 31.2 | 1
1 Reference Case | 2025 | 22 | 34.1 | 1
1 Reference Case | 2025 | 22 | 34.8 | 1
1 Reference Case | 2025 | 22 | 37.1 | 1
1 Reference Case | 2025 | 22 | 38 | 1
1 Reference Case | 2025 | 22 | 38.6 | 2
1 Reference Case | 2025 | 22 | 39 | 1
1 Reference Case | 2025 | 22 | 39.3 | 2
1 Reference Case | 2025 | 22 | 39.4 | 1
1 Reference Case | 2025 | 22 | 39.9 | 1
1 Reference Case | 2025 | 22 | 40.8 | 1
1 Reference Case | 2025 | 22 | 41.7 | 1
1 Reference Case | 2025 | 22 | 42.2 | 1
1 Reference Case | 2025 | 22 | 43.7 | 1
1 Reference Case | 2025 | 22 | 43.8 | 1
1 Reference Case | 2025 | 22 | 44.2 | 1
1 Reference Case | 2025 | 22 | 46.7 | 1
1 Reference Case | 2025 | 22 | 47.2 | 1
1 Reference Case | 2025 | 22 | 47.3 | 2
1 Reference Case | 2025 | 22 | 47.9 | 1
1 Reference Case | 2025 | 22 | 48.9 | 1
1 Reference Case | 2025 | 22 | 49.6 | 1
1 Reference Case | 2025 | 22 | 49.8 | 1
1 Reference Case | 2025 | 22 | 50 | 1
1 Reference Case | 2025 | 22 | 50.1 | 2
1 Reference Case | 2025 | 22 | 53.2 | 1
1 Reference Case | 2025 | 22 | 54.5 | 1
1 Reference Case | 2025 | 22 | 54.6 | 1
1 Reference Case | 2025 | 22 | 55.7 | 1
1 Reference Case | 2025 | 22 | 57.3 | 1
1 Reference Case | 2025 | 22 | 58.4 | 2
1 Reference Case | 2025 | 22 | 60.1 | 1
1 Reference Case | 2025 | 22 | 63.9 | 1
1 Reference Case | 2025 | 22 | 67.2 | 1
1 Reference Case | 2025 | 22 | 76.6 | 1
1 Reference Case | 2025 | 22 | 81.4 | 1
1 Reference Case | 2025 | 22 | 84.2 | 1
1 Reference Case | 2025 | 23 | -89.3 | 1
1 Reference Case | 2025 | 23 | -84.2 | 1
1 Reference Case | 2025 | 23 | -73.9 | 1
1 Reference Case | 2025 | 23 | -68.8 | 1
1 Reference Case | 2025 | 23 | -67 | 1
1 Reference Case | 2025 | 23 | -62.7 | 1
1 Reference Case | 2025 | 23 | -60.8 | 1
1 Reference Case | 2025 | 23 | -59.5 | 1
1 Reference Case | 2025 | 23 | -59.3 | 3
1 Reference Case | 2025 | 23 | -58.4 | 1
1 Reference Case | 2025 | 23 | -58.2 | 1
1 Reference Case | 2025 | 23 | -56.5 | 1
1 Reference Case | 2025 | 23 | -53.8 | 1
1 Reference Case | 2025 | 23 | -52 | 1
1 Reference Case | 2025 | 23 | -51.1 | 1
1 Reference Case | 2025 | 23 | -50.8 | 1
1 Reference Case | 2025 | 23 | -47.3 | 1
1 Reference Case | 2025 | 23 | -45.4 | 1
1 Reference Case | 2025 | 23 | -44.3 | 1
1 Reference Case | 2025 | 23 | -43.6 | 1
1 Reference Case | 2025 | 23 | -42.3 | 1
1 Reference Case | 2025 | 23 | -41.6 | 1
1 Reference Case | 2025 | 23 | -39.7 | 1
1 Reference Case | 2025 | 23 | -39 | 1
1 Reference Case | 2025 | 23 | -37.8 | 1
1 Reference Case | 2025 | 23 | -36.2 | 1
1 Reference Case | 2025 | 23 | -35.7 | 1
1 Reference Case | 2025 | 23 | -35 | 1
1 Reference Case | 2025 | 23 | -33.8 | 1
1 Reference Case | 2025 | 23 | -33.3 | 1
1 Reference Case | 2025 | 23 | -29.2 | 1
1 Reference Case | 2025 | 23 | -24.8 | 1
1 Reference Case | 2025 | 23 | -24.7 | 1
1 Reference Case | 2025 | 23 | -23.8 | 1
1 Reference Case | 2025 | 23 | -19.4 | 1
1 Reference Case | 2025 | 23 | -12 | 1
1 Reference Case | 2025 | 23 | 18.2 | 1
1 Reference Case | 2025 | 23 | 22.9 | 1
1 Reference Case | 2025 | 23 | 23 | 1
1 Reference Case | 2025 | 23 | 24.3 | 1
1 Reference Case | 2025 | 23 | 26.9 | 1
1 Reference Case | 2025 | 23 | 29 | 1
1 Reference Case | 2025 | 23 | 30.8 | 1
1 Reference Case | 2025 | 23 | 30.9 | 1
1 Reference Case | 2025 | 23 | 32.3 | 1
1 Reference Case | 2025 | 23 | 33.7 | 1
1 Reference Case | 2025 | 23 | 35.5 | 1
1 Reference Case | 2025 | 23 | 36 | 1
1 Reference Case | 2025 | 23 | 36.7 | 1
1 Reference Case | 2025 | 23 | 36.8 | 1
1 Reference Case | 2025 | 23 | 37.3 | 1
1 Reference Case | 2025 | 23 | 37.6 | 1
1 Reference Case | 2025 | 23 | 38 | 1
1 Reference Case | 2025 | 23 | 39.8 | 1
1 Reference Case | 2025 | 23 | 39.9 | 1
1 Reference Case | 2025 | 23 | 40.4 | 1
1 Reference Case | 2025 | 23 | 41.2 | 1
1 Reference Case | 2025 | 23 | 41.4 | 1
1 Reference Case | 2025 | 23 | 43.4 | 1
1 Reference Case | 2025 | 23 | 45.4 | 1
1 Reference Case | 2025 | 23 | 46.9 | 1
1 Reference Case | 2025 | 23 | 47.5 | 1
1 Reference Case | 2025 | 23 | 48.2 | 1
1 Reference Case | 2025 | 23 | 49 | 1
1 Reference Case | 2025 | 23 | 50.1 | 1
1 Reference Case | 2025 | 23 | 52.2 | 1
1 Reference Case | 2025 | 23 | 53.2 | 1
1 Reference Case | 2025 | 23 | 53.5 | 1
1 Reference Case | 2025 | 23 | 55 | 1
1 Reference Case | 2025 | 23 | 56.3 | 1
1 Reference Case | 2025 | 23 | 59.1 | 1
1 Reference Case | 2025 | 23 | 61.4 | 1
1 Reference Case | 2025 | 23 | 62.4 | 1
1 Reference Case | 2025 | 23 | 64.7 | 1
1 Reference Case | 2025 | 23 | 65.4 | 1
1 Reference Case | 2025 | 23 | 68.5 | 1
1 Reference Case | 2025 | 23 | 78.2 | 1
1 Reference Case | 2025 | 23 | 84.9 | 1
1 Reference Case | 2025 | 23 | 85.1 | 1
1 Reference Case | 2025 | 23 | 98 | 1
1 Reference Case | 2025 | 24 | -103.3 | 1
1 Reference Case | 2025 | 24 | -85 | 1
1 Reference Case | 2025 | 24 | -72.9 | 1
1 Reference Case | 2025 | 24 | -63.9 | 1
1 Reference Case | 2025 | 24 | -56.9 | 1
1 Reference Case | 2025 | 24 | -55 | 1
1 Reference Case | 2025 | 24 | -54.8 | 1
1 Reference Case | 2025 | 24 | -53.9 | 1
1 Reference Case | 2025 | 24 | -53.2 | 1
1 Reference Case | 2025 | 24 | -48.2 | 1
1 Reference Case | 2025 | 24 | -44.1 | 1
1 Reference Case | 2025 | 24 | -42 | 1
1 Reference Case | 2025 | 24 | -41.3 | 1
1 Reference Case | 2025 | 24 | -40.5 | 1
1 Reference Case | 2025 | 24 | -40 | 1
1 Reference Case | 2025 | 24 | -39.9 | 1
1 Reference Case | 2025 | 24 | -38.9 | 1
1 Reference Case | 2025 | 24 | -36.1 | 1
1 Reference Case | 2025 | 24 | -35.9 | 1
1 Reference Case | 2025 | 24 | -35.2 | 1
1 Reference Case | 2025 | 24 | -33.7 | 1
1 Reference Case | 2025 | 24 | -31.3 | 1
1 Reference Case | 2025 | 24 | -29.7 | 1
1 Reference Case | 2025 | 24 | -29.2 | 1
1 Reference Case | 2025 | 24 | -27.8 | 1
1 Reference Case | 2025 | 24 | -27.1 | 1
1 Reference Case | 2025 | 24 | 20.8 | 1
1 Reference Case | 2025 | 24 | 23.5 | 1
1 Reference Case | 2025 | 24 | 24.4 | 1
1 Reference Case | 2025 | 24 | 26.9 | 1
1 Reference Case | 2025 | 24 | 27.1 | 1
1 Reference Case | 2025 | 24 | 31.9 | 1
1 Reference Case | 2025 | 24 | 33.3 | 1
1 Reference Case | 2025 | 24 | 35.1 | 1
1 Reference Case | 2025 | 24 | 37.4 | 1
1 Reference Case | 2025 | 24 | 37.8 | 1
1 Reference Case | 2025 | 24 | 38.4 | 1
1 Reference Case | 2025 | 24 | 41.2 | 2
1 Reference Case | 2025 | 24 | 42.9 | 1
1 Reference Case | 2025 | 24 | 44.8 | 1
1 Reference Case | 2025 | 24 | 44.9 | 1
1 Reference Case | 2025 | 24 | 46.6 | 1
1 Reference Case | 2025 | 24 | 47.4 | 1
1 Reference Case | 2025 | 24 | 48.3 | 1
1 Reference Case | 2025 | 24 | 50.3 | 1
1 Reference Case | 2025 | 24 | 50.4 | 1
1 Reference Case | 2025 | 24 | 52.4 | 1
1 Reference Case | 2025 | 24 | 53.9 | 1
1 Reference Case | 2025 | 24 | 54.8 | 1
1 Reference Case | 2025 | 24 | 55.9 | 1
1 Reference Case | 2025 | 24 | 58.5 | 1
1 Reference Case | 2025 | 24 | 61 | 1
1 Reference Case | 2025 | 24 | 61.4 | 1
1 Reference Case | 2025 | 24 | 61.6 | 1
1 Reference Case | 2025 | 24 | 65.3 | 1
1 Reference Case | 2025 | 24 | 78.1 | 2
1 Reference Case | 2025 | 24 | 105.7 | 1
1 Reference Case | 2025 | 24 | 247.8 | 1
1 Reference Case | 2025 | 25 | -146.1 | 1
1 Reference Case | 2025 | 25 | -98.8 | 1
1 Reference Case | 2025 | 25 | -96.7 | 1
1 Reference Case | 2025 | 25 | -93.3 | 1
1 Reference Case | 2025 | 25 | -91.8 | 1
1 Reference Case | 2025 | 25 | -84.3 | 1
1 Reference Case | 2025 | 25 | -76.8 | 1
1 Reference Case | 2025 | 25 | -74.4 | 1
1 Reference Case | 2025 | 25 | -72.2 | 1
1 Reference Case | 2025 | 25 | -71.2 | 1
1 Reference Case | 2025 | 25 | -68.3 | 1
1 Reference Case | 2025 | 25 | -63.7 | 1
1 Reference Case | 2025 | 25 | -62.2 | 1
1 Reference Case | 2025 | 25 | -60.1 | 1
1 Reference Case | 2025 | 25 | -58.9 | 1
1 Reference Case | 2025 | 25 | -58.2 | 1
1 Reference Case | 2025 | 25 | -56.9 | 1
1 Reference Case | 2025 | 25 | -53.1 | 1
1 Reference Case | 2025 | 25 | -52.1 | 1
1 Reference Case | 2025 | 25 | -50.1 | 1
1 Reference Case | 2025 | 25 | -49.2 | 1
1 Reference Case | 2025 | 25 | -46.8 | 1
1 Reference Case | 2025 | 25 | -45.5 | 1
1 Reference Case | 2025 | 25 | -42.5 | 1
1 Reference Case | 2025 | 25 | -39.9 | 1
1 Reference Case | 2025 | 25 | -38.9 | 1
1 Reference Case | 2025 | 25 | -38 | 1
1 Reference Case | 2025 | 25 | -37.3 | 1
1 Reference Case | 2025 | 25 | -36.8 | 1
1 Reference Case | 2025 | 25 | -34.2 | 1
1 Reference Case | 2025 | 25 | -33.6 | 1
1 Reference Case | 2025 | 25 | -32.9 | 1
1 Reference Case | 2025 | 25 | -31.5 | 1
1 Reference Case | 2025 | 25 | -30.4 | 1
1 Reference Case | 2025 | 25 | -29.8 | 1
1 Reference Case | 2025 | 25 | -25.5 | 1
1 Reference Case | 2025 | 25 | -24.8 | 1
1 Reference Case | 2025 | 25 | -24.4 | 1
1 Reference Case | 2025 | 25 | -23.1 | 1
1 Reference Case | 2025 | 25 | 16.6 | 1
1 Reference Case | 2025 | 25 | 17.8 | 1
1 Reference Case | 2025 | 25 | 22.2 | 1
1 Reference Case | 2025 | 25 | 27.7 | 1
1 Reference Case | 2025 | 25 | 29.5 | 1
1 Reference Case | 2025 | 25 | 31.7 | 1
1 Reference Case | 2025 | 25 | 32.4 | 1
1 Reference Case | 2025 | 25 | 32.5 | 1
1 Reference Case | 2025 | 25 | 33 | 1
1 Reference Case | 2025 | 25 | 33.2 | 1
1 Reference Case | 2025 | 25 | 33.8 | 2
1 Reference Case | 2025 | 25 | 34.2 | 1
1 Reference Case | 2025 | 25 | 35.2 | 1
1 Reference Case | 2025 | 25 | 35.6 | 2
1 Reference Case | 2025 | 25 | 36.6 | 1
1 Reference Case | 2025 | 25 | 37 | 1
1 Reference Case | 2025 | 25 | 37.3 | 1
1 Reference Case | 2025 | 25 | 39.2 | 1
1 Reference Case | 2025 | 25 | 40.1 | 1
1 Reference Case | 2025 | 25 | 41.5 | 1
1 Reference Case | 2025 | 25 | 44.1 | 1
1 Reference Case | 2025 | 25 | 45.4 | 1
1 Reference Case | 2025 | 25 | 45.5 | 1
1 Reference Case | 2025 | 25 | 49.7 | 1
1 Reference Case | 2025 | 25 | 50.8 | 1
1 Reference Case | 2025 | 25 | 56.5 | 1
1 Reference Case | 2025 | 25 | 56.9 | 1
1 Reference Case | 2025 | 25 | 57.4 | 1
1 Reference Case | 2025 | 25 | 58 | 1
1 Reference Case | 2025 | 25 | 58.8 | 1
1 Reference Case | 2025 | 25 | 58.9 | 1
1 Reference Case | 2025 | 25 | 59.1 | 1
1 Reference Case | 2025 | 25 | 61.2 | 1
1 Reference Case | 2025 | 25 | 62.1 | 1
1 Reference Case | 2025 | 25 | 63.9 | 1
1 Reference Case | 2025 | 25 | 72.3 | 1
1 Reference Case | 2025 | 25 | 73.8 | 1
1 Reference Case | 2025 | 25 | 74.1 | 1
1 Reference Case | 2025 | 25 | 74.5 | 1
1 Reference Case | 2025 | 25 | 78.9 | 1
1 Reference Case | 2025 | 25 | 98.6 | 1
1 Reference Case | 2025 | 26 | -94.8 | 1
1 Reference Case | 2025 | 26 | -93.9 | 1
1 Reference Case | 2025 | 26 | -84.4 | 1
1 Reference Case | 2025 | 26 | -77.8 | 1
1 Reference Case | 2025 | 26 | -75.6 | 1
1 Reference Case | 2025 | 26 | -75.4 | 1
1 Reference Case | 2025 | 26 | -75 | 1
1 Reference Case | 2025 | 26 | -72.3 | 1
1 Reference Case | 2025 | 26 | -71.5 | 1
1 Reference Case | 2025 | 26 | -69.8 | 1
1 Reference Case | 2025 | 26 | -66.3 | 1
1 Reference Case | 2025 | 26 | -64.4 | 1
1 Reference Case | 2025 | 26 | -60.5 | 1
1 Reference Case | 2025 | 26 | -60.4 | 1
1 Reference Case | 2025 | 26 | -59.5 | 1
1 Reference Case | 2025 | 26 | -58.8 | 1
1 Reference Case | 2025 | 26 | -52.2 | 1
1 Reference Case | 2025 | 26 | -51.8 | 1
1 Reference Case | 2025 | 26 | -48.9 | 1
1 Reference Case | 2025 | 26 | -48.1 | 1
1 Reference Case | 2025 | 26 | -47.9 | 1
1 Reference Case | 2025 | 26 | -45.1 | 1
1 Reference Case | 2025 | 26 | -44.6 | 1
1 Reference Case | 2025 | 26 | -44.5 | 1
1 Reference Case | 2025 | 26 | -43.7 | 1
1 Reference Case | 2025 | 26 | -41.5 | 1
1 Reference Case | 2025 | 26 | -39.7 | 1
1 Reference Case | 2025 | 26 | -30.6 | 1
1 Reference Case | 2025 | 26 | -29.6 | 1
1 Reference Case | 2025 | 26 | 27.6 | 1
1 Reference Case | 2025 | 26 | 28.6 | 1
1 Reference Case | 2025 | 26 | 33.7 | 1
1 Reference Case | 2025 | 26 | 36.2 | 2
1 Reference Case | 2025 | 26 | 37 | 1
1 Reference Case | 2025 | 26 | 38.7 | 1
1 Reference Case | 2025 | 26 | 39.4 | 1
1 Reference Case | 2025 | 26 | 39.7 | 1
1 Reference Case | 2025 | 26 | 39.8 | 1
1 Reference Case | 2025 | 26 | 40.1 | 1
1 Reference Case | 2025 | 26 | 42.1 | 1
1 Reference Case | 2025 | 26 | 43.8 | 1
1 Reference Case | 2025 | 26 | 44.1 | 1
1 Reference Case | 2025 | 26 | 45.6 | 1
1 Reference Case | 2025 | 26 | 49.8 | 1
1 Reference Case | 2025 | 26 | 54.4 | 1
1 Reference Case | 2025 | 26 | 54.8 | 1
1 Reference Case | 2025 | 26 | 55.6 | 1
1 Reference Case | 2025 | 26 | 56.5 | 1
1 Reference Case | 2025 | 26 | 56.7 | 1
1 Reference Case | 2025 | 26 | 61.2 | 1
1 Reference Case | 2025 | 26 | 64.9 | 1
1 Reference Case | 2025 | 26 | 65.8 | 1
1 Reference Case | 2025 | 26 | 70.2 | 1
1 Reference Case | 2025 | 26 | 73.3 | 1
1 Reference Case | 2025 | 26 | 80.6 | 1
1 Reference Case | 2025 | 26 | 82.8 | 1
1 Reference Case | 2025 | 26 | 92.1 | 1
1 Reference Case | 2025 | 26 | 94.8 | 1
1 Reference Case | 2025 | 26 | 105.2 | 1
1 Reference Case | 2025 | 27 | -110.4 | 1
1 Reference Case | 2025 | 27 | -104.6 | 1
1 Reference Case | 2025 | 27 | -98.6 | 1
1 Reference Case | 2025 | 27 | -95.6 | 1
1 Reference Case | 2025 | 27 | -87.7 | 1
1 Reference Case | 2025 | 27 | -80.9 | 1
1 Reference Case | 2025 | 27 | -79.3 | 1
1 Reference Case | 2025 | 27 | -79 | 1
1 Reference Case | 2025 | 27 | -66.1 | 1
1 Reference Case | 2025 | 27 | -62.7 | 1
1 Reference Case | 2025 | 27 | -60.6 | 1
1 Reference Case | 2025 | 27 | -55.6 | 1
1 Reference Case | 2025 | 27 | -52 | 1
1 Reference Case | 2025 | 27 | -50.9 | 1
1 Reference Case | 2025 | 27 | -47.2 | 1
1 Reference Case | 2025 | 27 | -44.9 | 1
1 Reference Case | 2025 | 27 | -44.3 | 1
1 Reference Case | 2025 | 27 | -43.5 | 1
1 Reference Case | 2025 | 27 | -42.5 | 1
1 Reference Case | 2025 | 27 | -40.9 | 1
1 Reference Case | 2025 | 27 | -40.4 | 1
1 Reference Case | 2025 | 27 | -34 | 1
1 Reference Case | 2025 | 27 | -31.6 | 1
1 Reference Case | 2025 | 27 | -31.5 | 1
1 Reference Case | 2025 | 27 | -28.8 | 1
1 Reference Case | 2025 | 27 | -24.3 | 1
1 Reference Case | 2025 | 27 | 23.7 | 1
1 Reference Case | 2025 | 27 | 31.6 | 1
1 Reference Case | 2025 | 27 | 32.3 | 1
1 Reference Case | 2025 | 27 | 33.9 | 1
1 Reference Case | 2025 | 27 | 35.1 | 1
1 Reference Case | 2025 | 27 | 35.2 | 1
1 Reference Case | 2025 | 27 | 42.1 | 1
1 Reference Case | 2025 | 27 | 44.5 | 1
1 Reference Case | 2025 | 27 | 48.2 | 1
1 Reference Case | 2025 | 27 | 49.6 | 1
1 Reference Case | 2025 | 27 | 50.4 | 1
1 Reference Case | 2025 | 27 | 51.8 | 1
1 Reference Case | 2025 | 27 | 52.6 | 1
1 Reference Case | 2025 | 27 | 53.2 | 1
1 Reference Case | 2025 | 27 | 54.9 | 1
1 Reference Case | 2025 | 27 | 55.9 | 1
1 Reference Case | 2025 | 27 | 57.8 | 1
1 Reference Case | 2025 | 27 | 58.5 | 1
1 Reference Case | 2025 | 27 | 62.6 | 1
1 Reference Case | 2025 | 27 | 63.4 | 1
1 Reference Case | 2025 | 27 | 64.2 | 1
1 Reference Case | 2025 | 27 | 64.8 | 1
1 Reference Case | 2025 | 27 | 70.5 | 1
1 Reference Case | 2025 | 27 | 73.5 | 1
1 Reference Case | 2025 | 27 | 73.7 | 1
1 Reference Case | 2025 | 27 | 80.4 | 1
1 Reference Case | 2025 | 27 | 80.7 | 1
1 Reference Case | 2025 | 27 | 91 | 1
1 Reference Case | 2025 | 27 | 96 | 1
1 Reference Case | 2025 | 28 | -175.2 | 1
1 Reference Case | 2025 | 28 | -115.8 | 1
1 Reference Case | 2025 | 28 | -113 | 1
1 Reference Case | 2025 | 28 | -94 | 1
1 Reference Case | 2025 | 28 | -89.8 | 1
1 Reference Case | 2025 | 28 | -83.2 | 1
1 Reference Case | 2025 | 28 | -73.7 | 1
1 Reference Case | 2025 | 28 | -72.3 | 1
1 Reference Case | 2025 | 28 | -69.2 | 2
1 Reference Case | 2025 | 28 | -68.1 | 1
1 Reference Case | 2025 | 28 | -67 | 1
1 Reference Case | 2025 | 28 | -66.7 | 1
1 Reference Case | 2025 | 28 | -63.7 | 1
1 Reference Case | 2025 | 28 | -63.6 | 1
1 Reference Case | 2025 | 28 | -58.1 | 1
1 Reference Case | 2025 | 28 | -57.4 | 1
1 Reference Case | 2025 | 28 | -57.3 | 1
1 Reference Case | 2025 | 28 | -56.3 | 1
1 Reference Case | 2025 | 28 | -55.6 | 1
1 Reference Case | 2025 | 28 | -53.5 | 1
1 Reference Case | 2025 | 28 | -52.5 | 1
1 Reference Case | 2025 | 28 | -48.3 | 1
1 Reference Case | 2025 | 28 | -44.8 | 1
1 Reference Case | 2025 | 28 | -44.5 | 1
1 Reference Case | 2025 | 28 | -42.7 | 1
1 Reference Case | 2025 | 28 | -42.4 | 1
1 Reference Case | 2025 | 28 | -40.5 | 1
1 Reference Case | 2025 | 28 | -39.7 | 1
1 Reference Case | 2025 | 28 | -37.4 | 1
1 Reference Case | 2025 | 28 | -37 | 1
1 Reference Case | 2025 | 28 | -36.4 | 1
1 Reference Case | 2025 | 28 | -34.2 | 1
1 Reference Case | 2025 | 28 | -33.8 | 1
1 Reference Case | 2025 | 28 | -31 | 1
1 Reference Case | 2025 | 28 | -26 | 1
1 Reference Case | 2025 | 28 | 27.5 | 1
1 Reference Case | 2025 | 28 | 27.7 | 1
1 Reference Case | 2025 | 28 | 33.5 | 1
1 Reference Case | 2025 | 28 | 37.7 | 1
1 Reference Case | 2025 | 28 | 40.4 | 1
1 Reference Case | 2025 | 28 | 41.1 | 1
1 Reference Case | 2025 | 28 | 43 | 2
1 Reference Case | 2025 | 28 | 44 | 1
1 Reference Case | 2025 | 28 | 44.4 | 1
1 Reference Case | 2025 | 28 | 46.9 | 1
1 Reference Case | 2025 | 28 | 47.2 | 1
1 Reference Case | 2025 | 28 | 47.4 | 1
1 Reference Case | 2025 | 28 | 49.8 | 1
1 Reference Case | 2025 | 28 | 55.4 | 1
1 Reference Case | 2025 | 28 | 58.5 | 1
1 Reference Case | 2025 | 28 | 65 | 1
1 Reference Case | 2025 | 28 | 66.2 | 1
1 Reference Case | 2025 | 28 | 67.3 | 1
1 Reference Case | 2025 | 28 | 87.7 | 1
1 Reference Case | 2025 | 28 | 95.8 | 1
1 Reference Case | 2025 | 29 | -154.2 | 1
1 Reference Case | 2025 | 29 | -105.1 | 1
1 Reference Case | 2025 | 29 | -96.4 | 1
1 Reference Case | 2025 | 29 | -89.9 | 1
1 Reference Case | 2025 | 29 | -86.9 | 1
1 Reference Case | 2025 | 29 | -81.3 | 1
1 Reference Case | 2025 | 29 | -77.1 | 1
1 Reference Case | 2025 | 29 | -74 | 1
1 Reference Case | 2025 | 29 | -63.6 | 1
1 Reference Case | 2025 | 29 | -61.7 | 1
1 Reference Case | 2025 | 29 | -59.8 | 1
1 Reference Case | 2025 | 29 | -59.7 | 1
1 Reference Case | 2025 | 29 | -58.7 | 1
1 Reference Case | 2025 | 29 | -56.2 | 1
1 Reference Case | 2025 | 29 | -51.6 | 2
1 Reference Case | 2025 | 29 | -49.7 | 1
1 Reference Case | 2025 | 29 | -45.6 | 1
1 Reference Case | 2025 | 29 | -44.1 | 1
1 Reference Case | 2025 | 29 | -42.6 | 1
1 Reference Case | 2025 | 29 | -40.3 | 1
1 Reference Case | 2025 | 29 | -39.7 | 1
1 Reference Case | 2025 | 29 | -34.5 | 1
1 Reference Case | 2025 | 29 | -32.9 | 1
1 Reference Case | 2025 | 29 | -32.5 | 1
1 Reference Case | 2025 | 29 | -31.5 | 1
1 Reference Case | 2025 | 29 | -30.6 | 1
1 Reference Case | 2025 | 29 | 21.8 | 1
1 Reference Case | 2025 | 29 | 25.1 | 1
1 Reference Case | 2025 | 29 | 25.6 | 1
1 Reference Case | 2025 | 29 | 26.4 | 1
1 Reference Case | 2025 | 29 | 27.9 | 1
1 Reference Case | 2025 | 29 | 31.6 | 1
1 Reference Case | 2025 | 29 | 32.1 | 1
1 Reference Case | 2025 | 29 | 34.8 | 1
1 Reference Case | 2025 | 29 | 40.6 | 1
1 Reference Case | 2025 | 29 | 41.8 | 1
1 Reference Case | 2025 | 29 | 44 | 1
1 Reference Case | 2025 | 29 | 45.3 | 1
1 Reference Case | 2025 | 29 | 46 | 1
1 Reference Case | 2025 | 29 | 47.1 | 1
1 Reference Case | 2025 | 29 | 49 | 1
1 Reference Case | 2025 | 29 | 50.6 | 1
1 Reference Case | 2025 | 29 | 51.3 | 1
1 Reference Case | 2025 | 29 | 51.6 | 1
1 Reference Case | 2025 | 29 | 52.2 | 1
1 Reference Case | 2025 | 29 | 53.5 | 1
1 Reference Case | 2025 | 29 | 55.5 | 1
1 Reference Case | 2025 | 29 | 55.9 | 1
1 Reference Case | 2025 | 29 | 65.3 | 1
1 Reference Case | 2025 | 29 | 68 | 1
1 Reference Case | 2025 | 29 | 68.5 | 1
1 Reference Case | 2025 | 29 | 76.5 | 1
1 Reference Case | 2025 | 29 | 93.8 | 1
1 Reference Case | 2025 | 29 | 106 | 1
1 Reference Case | 2025 | 29 | 119.1 | 1
1 Reference Case | 2025 | 30 | -111.5 | 1
1 Reference Case | 2025 | 30 | -107.2 | 1
1 Reference Case | 2025 | 30 | -81.1 | 1
1 Reference Case | 2025 | 30 | -80.6 | 1
1 Reference Case | 2025 | 30 | -69.8 | 1
1 Reference Case | 2025 | 30 | -68.3 | 1
1 Reference Case | 2025 | 30 | -67.7 | 1
1 Reference Case | 2025 | 30 | -64.6 | 1
1 Reference Case | 2025 | 30 | -63.6 | 1
1 Reference Case | 2025 | 30 | -61.9 | 1
1 Reference Case | 2025 | 30 | -59.8 | 1
1 Reference Case | 2025 | 30 | -59.1 | 1
1 Reference Case | 2025 | 30 | -56 | 1
1 Reference Case | 2025 | 30 | -55.6 | 1
1 Reference Case | 2025 | 30 | -55.1 | 1
1 Reference Case | 2025 | 30 | -54.1 | 1
1 Reference Case | 2025 | 30 | -52.9 | 1
1 Reference Case | 2025 | 30 | -50.7 | 1
1 Reference Case | 2025 | 30 | -50.4 | 1
1 Reference Case | 2025 | 30 | -48.7 | 1
1 Reference Case | 2025 | 30 | -47.3 | 1
1 Reference Case | 2025 | 30 | -42.5 | 1
1 Reference Case | 2025 | 30 | -40.4 | 1
1 Reference Case | 2025 | 30 | -30.7 | 1
1 Reference Case | 2025 | 30 | -29.5 | 1
1 Reference Case | 2025 | 30 | -28.8 | 1
1 Reference Case | 2025 | 30 | -25.8 | 1
1 Reference Case | 2025 | 30 | 25 | 1
1 Reference Case | 2025 | 30 | 26.5 | 1
1 Reference Case | 2025 | 30 | 29.4 | 1
1 Reference Case | 2025 | 30 | 30.2 | 1
1 Reference Case | 2025 | 30 | 30.7 | 1
1 Reference Case | 2025 | 30 | 31 | 1
1 Reference Case | 2025 | 30 | 34.7 | 1
1 Reference Case | 2025 | 30 | 38.9 | 1
1 Reference Case | 2025 | 30 | 39.1 | 1
1 Reference Case | 2025 | 30 | 40.6 | 1
1 Reference Case | 2025 | 30 | 41.7 | 1
1 Reference Case | 2025 | 30 | 46.6 | 1
1 Reference Case | 2025 | 30 | 49.7 | 1
1 Reference Case | 2025 | 30 | 51.4 | 1
1 Reference Case | 2025 | 30 | 52.9 | 1
1 Reference Case | 2025 | 30 | 54.1 | 1
1 Reference Case | 2025 | 30 | 57.5 | 1
1 Reference Case | 2025 | 30 | 57.8 | 1
1 Reference Case | 2025 | 30 | 58.4 | 1
1 Reference Case | 2025 | 30 | 58.5 | 1
1 Reference Case | 2025 | 30 | 60.1 | 1
1 Reference Case | 2025 | 30 | 60.5 | 1
1 Reference Case | 2025 | 30 | 60.6 | 1
1 Reference Case | 2025 | 30 | 67.3 | 1
1 Reference Case | 2025 | 30 | 73.2 | 1
1 Reference Case | 2025 | 30 | 75.2 | 1
1 Reference Case | 2025 | 30 | 79.3 | 1
1 Reference Case | 2025 | 30 | 83 | 1
1 Reference Case | 2025 | 30 | 83.5 | 1
1 Reference Case | 2025 | 30 | 84.8 | 1
1 Reference Case | 2025 | 30 | 84.9 | 1
1 Reference Case | 2025 | 30 | 89.8 | 1
1 Reference Case | 2025 | 30 | 113.1 | 1
1 Reference Case | 2025 | 31 | -93 | 1
1 Reference Case | 2025 | 31 | -76.4 | 1
1 Reference Case | 2025 | 31 | -75.6 | 1
1 Reference Case | 2025 | 31 | -71.3 | 1
1 Reference Case | 2025 | 31 | -67.3 | 1
1 Reference Case | 2025 | 31 | -65.4 | 1
1 Reference Case | 2025 | 31 | -64.6 | 1
1 Reference Case | 2025 | 31 | -62 | 1
1 Reference Case | 2025 | 31 | -50.4 | 2
1 Reference Case | 2025 | 31 | -48.4 | 1
1 Reference Case | 2025 | 31 | -47.3 | 1
1 Reference Case | 2025 | 31 | -45.4 | 1
1 Reference Case | 2025 | 31 | -44.4 | 1
1 Reference Case | 2025 | 31 | -44 | 1
1 Reference Case | 2025 | 31 | -40.5 | 2
1 Reference Case | 2025 | 31 | -39.6 | 1
1 Reference Case | 2025 | 31 | -36.4 | 1
1 Reference Case | 2025 | 31 | -31.8 | 1
1 Reference Case | 2025 | 31 | -31.6 | 1
1 Reference Case | 2025 | 31 | -30.5 | 1
1 Reference Case | 2025 | 31 | -29.3 | 1
1 Reference Case | 2025 | 31 | 27.6 | 1
1 Reference Case | 2025 | 31 | 30.5 | 2
1 Reference Case | 2025 | 31 | 38.1 | 1
1 Reference Case | 2025 | 31 | 38.5 | 1
1 Reference Case | 2025 | 31 | 39.6 | 1
1 Reference Case | 2025 | 31 | 40.3 | 1
1 Reference Case | 2025 | 31 | 40.4 | 1
1 Reference Case | 2025 | 31 | 41.3 | 1
1 Reference Case | 2025 | 31 | 42.6 | 1
1 Reference Case | 2025 | 31 | 44.1 | 1
1 Reference Case | 2025 | 31 | 51.7 | 1
1 Reference Case | 2025 | 31 | 54 | 1
1 Reference Case | 2025 | 31 | 56.9 | 1
1 Reference Case | 2025 | 31 | 57 | 2
1 Reference Case | 2025 | 31 | 59.1 | 1
1 Reference Case | 2025 | 31 | 64.3 | 1
1 Reference Case | 2025 | 31 | 66.9 | 1
1 Reference Case | 2025 | 31 | 81.5 | 1
1 Reference Case | 2025 | 31 | 89.4 | 1
1 Reference Case | 2025 | 31 | 114.4 | 1
1 Reference Case | 2025 | 31 | 118 | 1
1 Reference Case | 2025 | 31 | 127.9 | 1
1 Reference Case | 2025 | 32 | -134.6 | 1
1 Reference Case | 2025 | 32 | -81.8 | 1
1 Reference Case | 2025 | 32 | -78.4 | 1
1 Reference Case | 2025 | 32 | -76.4 | 1
1 Reference Case | 2025 | 32 | -74.3 | 1
1 Reference Case | 2025 | 32 | -72 | 1
1 Reference Case | 2025 | 32 | -71.5 | 1
1 Reference Case | 2025 | 32 | -69 | 1
1 Reference Case | 2025 | 32 | -68.2 | 1
1 Reference Case | 2025 | 32 | -68 | 1
1 Reference Case | 2025 | 32 | -63.3 | 1
1 Reference Case | 2025 | 32 | -62 | 1
1 Reference Case | 2025 | 32 | -60.7 | 1
1 Reference Case | 2025 | 32 | -59.9 | 1
1 Reference Case | 2025 | 32 | -51 | 1
1 Reference Case | 2025 | 32 | -47.7 | 1
1 Reference Case | 2025 | 32 | -38.3 | 1
1 Reference Case | 2025 | 32 | 33.2 | 1
1 Reference Case | 2025 | 32 | 38.1 | 1
1 Reference Case | 2025 | 32 | 40.2 | 1
1 Reference Case | 2025 | 32 | 42.8 | 1
1 Reference Case | 2025 | 32 | 44.5 | 1
1 Reference Case | 2025 | 32 | 45.1 | 1
1 Reference Case | 2025 | 32 | 47.2 | 1
1 Reference Case | 2025 | 32 | 51.6 | 1
1 Reference Case | 2025 | 32 | 54.3 | 1
1 Reference Case | 2025 | 32 | 56 | 1
1 Reference Case | 2025 | 32 | 56.8 | 1
1 Reference Case | 2025 | 32 | 58.9 | 1
1 Reference Case | 2025 | 32 | 62.6 | 1
1 Reference Case | 2025 | 32 | 62.7 | 1
1 Reference Case | 2025 | 32 | 68.5 | 1
1 Reference Case | 2025 | 32 | 73.8 | 1
1 Reference Case | 2025 | 32 | 74.9 | 1
1 Reference Case | 2025 | 32 | 76.2 | 1
1 Reference Case | 2025 | 32 | 91 | 1
1 Reference Case | 2025 | 32 | 100.5 | 1
1 Reference Case | 2025 | 32 | 127.8 | 1
1 Reference Case | 2025 | 33 | -108.9 | 1
1 Reference Case | 2025 | 33 | -107.6 | 1
1 Reference Case | 2025 | 33 | -100.1 | 1
1 Reference Case | 2025 | 33 | -87.5 | 1
1 Reference Case | 2025 | 33 | -79.9 | 1
1 Reference Case | 2025 | 33 | -77.9 | 1
1 Reference Case | 2025 | 33 | -73 | 1
1 Reference Case | 2025 | 33 | -70.3 | 1
1 Reference Case | 2025 | 33 | -65.8 | 1
1 Reference Case | 2025 | 33 | -57.6 | 1
1 Reference Case | 2025 | 33 | -55.6 | 1
1 Reference Case | 2025 | 33 | -51.9 | 1
1 Reference Case | 2025 | 33 | -50.5 | 1
1 Reference Case | 2025 | 33 | -50.1 | 1
1 Reference Case | 2025 | 33 | -44.8 | 1
1 Reference Case | 2025 | 33 | -43.1 | 1
1 Reference Case | 2025 | 33 | -42.6 | 1
1 Reference Case | 2025 | 33 | -40.7 | 1
1 Reference Case | 2025 | 33 | -40.1 | 1
1 Reference Case | 2025 | 33 | -34.4 | 1
1 Reference Case | 2025 | 33 | -27.1 | 1
1 Reference Case | 2025 | 33 | -22.7 | 1
1 Reference Case | 2025 | 33 | 34.7 | 1
1 Reference Case | 2025 | 33 | 38.7 | 1
1 Reference Case | 2025 | 33 | 40.9 | 1
1 Reference Case | 2025 | 33 | 42.6 | 1
1 Reference Case | 2025 | 33 | 45.8 | 1
1 Reference Case | 2025 | 33 | 47.6 | 1
1 Reference Case | 2025 | 33 | 48 | 1
1 Reference Case | 2025 | 33 | 48.2 | 1
1 Reference Case | 2025 | 33 | 53.9 | 1
1 Reference Case | 2025 | 33 | 79.9 | 1
1 Reference Case | 2025 | 33 | 80.1 | 1
1 Reference Case | 2025 | 33 | 81.8 | 1
1 Reference Case | 2025 | 33 | 88.1 | 1
1 Reference Case | 2025 | 33 | 99.8 | 1
1 Reference Case | 2025 | 33 | 123.7 | 1
1 Reference Case | 2025 | 34 | -167 | 1
1 Reference Case | 2025 | 34 | -117.2 | 1
1 Reference Case | 2025 | 34 | -101.1 | 1
1 Reference Case | 2025 | 34 | -96.9 | 1
1 Reference Case | 2025 | 34 | -81.7 | 1
1 Reference Case | 2025 | 34 | -74.5 | 1
1 Reference Case | 2025 | 34 | -71 | 1
1 Reference Case | 2025 | 34 | -67.2 | 1
1 Reference Case | 2025 | 34 | -62.6 | 1
1 Reference Case | 2025 | 34 | -61.9 | 1
1 Reference Case | 2025 | 34 | -60.2 | 1
1 Reference Case | 2025 | 34 | -57.8 | 1
1 Reference Case | 2025 | 34 | -56.5 | 1
1 Reference Case | 2025 | 34 | -55.6 | 1
1 Reference Case | 2025 | 34 | -52.2 | 1
1 Reference Case | 2025 | 34 | -43.1 | 1
1 Reference Case | 2025 | 34 | -41.4 | 1
1 Reference Case | 2025 | 34 | -36.9 | 1
1 Reference Case | 2025 | 34 | -24.5 | 1
1 Reference Case | 2025 | 34 | 22.6 | 1
1 Reference Case | 2025 | 34 | 27.2 | 1
1 Reference Case | 2025 | 34 | 37.3 | 1
1 Reference Case | 2025 | 34 | 41 | 1
1 Reference Case | 2025 | 34 | 41.9 | 1
1 Reference Case | 2025 | 34 | 45.4 | 1
1 Reference Case | 2025 | 34 | 59.9 | 1
1 Reference Case | 2025 | 34 | 62.2 | 1
1 Reference Case | 2025 | 34 | 62.6 | 1
1 Reference Case | 2025 | 34 | 62.9 | 1
1 Reference Case | 2025 | 34 | 69.6 | 1
1 Reference Case | 2025 | 34 | 70.7 | 1
1 Reference Case | 2025 | 34 | 70.9 | 1
1 Reference Case | 2025 | 34 | 78.9 | 1
1 Reference Case | 2025 | 34 | 82.2 | 1
1 Reference Case | 2025 | 34 | 90 | 1
1 Reference Case | 2025 | 35 | -115.5 | 1
1 Reference Case | 2025 | 35 | -98.4 | 1
1 Reference Case | 2025 | 35 | -78.9 | 1
1 Reference Case | 2025 | 35 | -78.8 | 1
1 Reference Case | 2025 | 35 | -71.8 | 1
1 Reference Case | 2025 | 35 | -66.6 | 1
1 Reference Case | 2025 | 35 | -65.4 | 1
1 Reference Case | 2025 | 35 | -64.7 | 1
1 Reference Case | 2025 | 35 | -63.7 | 1
1 Reference Case | 2025 | 35 | -63.2 | 1
1 Reference Case | 2025 | 35 | -57.2 | 1
1 Reference Case | 2025 | 35 | -55.3 | 1
1 Reference Case | 2025 | 35 | -53.3 | 1
1 Reference Case | 2025 | 35 | -52.4 | 1
1 Reference Case | 2025 | 35 | -51.5 | 1
1 Reference Case | 2025 | 35 | -48.1 | 1
1 Reference Case | 2025 | 35 | -46 | 1
1 Reference Case | 2025 | 35 | -43.2 | 1
1 Reference Case | 2025 | 35 | 43.6 | 1
1 Reference Case | 2025 | 35 | 45.2 | 1
1 Reference Case | 2025 | 35 | 45.6 | 1
1 Reference Case | 2025 | 35 | 54.5 | 1
1 Reference Case | 2025 | 35 | 56.3 | 1
1 Reference Case | 2025 | 35 | 64.1 | 1
1 Reference Case | 2025 | 35 | 66.2 | 1
1 Reference Case | 2025 | 35 | 69.2 | 1
1 Reference Case | 2025 | 35 | 73.1 | 1
1 Reference Case | 2025 | 35 | 76.3 | 1
1 Reference Case | 2025 | 35 | 109.8 | 1
1 Reference Case | 2025 | 36 | -128.8 | 1
1 Reference Case | 2025 | 36 | -105.5 | 1
1 Reference Case | 2025 | 36 | -99.2 | 1
1 Reference Case | 2025 | 36 | -96.4 | 1
1 Reference Case | 2025 | 36 | -88.1 | 1
1 Reference Case | 2025 | 36 | -75.4 | 1
1 Reference Case | 2025 | 36 | -66.1 | 1
1 Reference Case | 2025 | 36 | -64.9 | 1
1 Reference Case | 2025 | 36 | -64.8 | 1
1 Reference Case | 2025 | 36 | -62.2 | 1
1 Reference Case | 2025 | 36 | -58.3 | 1
1 Reference Case | 2025 | 36 | -51.6 | 1
1 Reference Case | 2025 | 36 | -48.6 | 1
1 Reference Case | 2025 | 36 | -47.8 | 1
1 Reference Case | 2025 | 36 | -45.2 | 1
1 Reference Case | 2025 | 36 | -33.2 | 1
1 Reference Case | 2025 | 36 | 23.6 | 1
1 Reference Case | 2025 | 36 | 35 | 1
1 Reference Case | 2025 | 36 | 38.1 | 1
1 Reference Case | 2025 | 36 | 48.4 | 1
1 Reference Case | 2025 | 36 | 50.3 | 1
1 Reference Case | 2025 | 36 | 51.8 | 1
1 Reference Case | 2025 | 36 | 52.5 | 1
1 Reference Case | 2025 | 36 | 52.8 | 1
1 Reference Case | 2025 | 36 | 56.3 | 1
1 Reference Case | 2025 | 36 | 60.8 | 1
1 Reference Case | 2025 | 36 | 67.8 | 1
1 Reference Case | 2025 | 36 | 72.9 | 1
1 Reference Case | 2025 | 36 | 73.2 | 1
1 Reference Case | 2025 | 36 | 73.9 | 1
1 Reference Case | 2025 | 36 | 82.6 | 1
1 Reference Case | 2025 | 36 | 121.7 | 1
1 Reference Case | 2025 | 36 | 122.9 | 1
1 Reference Case | 2025 | 36 | 138.6 | 1
1 Reference Case | 2025 | 37 | -149 | 1
1 Reference Case | 2025 | 37 | -140.8 | 1
1 Reference Case | 2025 | 37 | -108.6 | 1
1 Reference Case | 2025 | 37 | -104.9 | 1
1 Reference Case | 2025 | 37 | -92.4 | 1
1 Reference Case | 2025 | 37 | -88.4 | 1
1 Reference Case | 2025 | 37 | -79.8 | 1
1 Reference Case | 2025 | 37 | -70.7 | 1
1 Reference Case | 2025 | 37 | -69.1 | 1
1 Reference Case | 2025 | 37 | -66.5 | 1
1 Reference Case | 2025 | 37 | -57.1 | 1
1 Reference Case | 2025 | 37 | -48.4 | 1
1 Reference Case | 2025 | 37 | -47.1 | 1
1 Reference Case | 2025 | 37 | -45.3 | 1
1 Reference Case | 2025 | 37 | -38.5 | 1
1 Reference Case | 2025 | 37 | -36.4 | 1
1 Reference Case | 2025 | 37 | 32.9 | 1
1 Reference Case | 2025 | 37 | 39.2 | 1
1 Reference Case | 2025 | 37 | 50.8 | 1
1 Reference Case | 2025 | 37 | 53 | 1
1 Reference Case | 2025 | 37 | 54.2 | 1
1 Reference Case | 2025 | 37 | 55.7 | 1
1 Reference Case | 2025 | 37 | 58.1 | 1
1 Reference Case | 2025 | 37 | 58.8 | 1
1 Reference Case | 2025 | 37 | 60.8 | 1
1 Reference Case | 2025 | 37 | 65.6 | 1
1 Reference Case | 2025 | 37 | 71.8 | 1
1 Reference Case | 2025 | 37 | 71.9 | 1
1 Reference Case | 2025 | 37 | 79.3 | 1
1 Reference Case | 2025 | 37 | 85.8 | 1
1 Reference Case | 2025 | 37 | 90.8 | 1
1 Reference Case | 2025 | 37 | 108 | 1
1 Reference Case | 2025 | 37 | 108.8 | 1
1 Reference Case | 2025 | 38 | -106.9 | 1
1 Reference Case | 2025 | 38 | -106.1 | 1
1 Reference Case | 2025 | 38 | -92.8 | 1
1 Reference Case | 2025 | 38 | -87.8 | 1
1 Reference Case | 2025 | 38 | -79.4 | 1
1 Reference Case | 2025 | 38 | -78.5 | 1
1 Reference Case | 2025 | 38 | -56.1 | 1
1 Reference Case | 2025 | 38 | -49.9 | 1
1 Reference Case | 2025 | 38 | -45 | 1
1 Reference Case | 2025 | 38 | -42.7 | 1
1 Reference Case | 2025 | 38 | -36.6 | 1
1 Reference Case | 2025 | 38 | 29.3 | 1
1 Reference Case | 2025 | 38 | 38.1 | 1
1 Reference Case | 2025 | 38 | 43.7 | 1
1 Reference Case | 2025 | 38 | 64 | 1
1 Reference Case | 2025 | 38 | 77.4 | 1
1 Reference Case | 2025 | 38 | 82.2 | 1
1 Reference Case | 2025 | 38 | 86.4 | 1
1 Reference Case | 2025 | 38 | 89.9 | 1
1 Reference Case | 2025 | 38 | 91.4 | 1
1 Reference Case | 2025 | 38 | 96.2 | 1
1 Reference Case | 2025 | 38 | 138.3 | 1
1 Reference Case | 2025 | 39 | -187.4 | 1
1 Reference Case | 2025 | 39 | -127.8 | 1
1 Reference Case | 2025 | 39 | -84.8 | 1
1 Reference Case | 2025 | 39 | -75.6 | 1
1 Reference Case | 2025 | 39 | -63.2 | 1
1 Reference Case | 2025 | 39 | -60 | 1
1 Reference Case | 2025 | 39 | -59.3 | 1
1 Reference Case | 2025 | 39 | -49.8 | 1
1 Reference Case | 2025 | 39 | -49.4 | 1
1 Reference Case | 2025 | 39 | -42.5 | 1
1 Reference Case | 2025 | 39 | 28.9 | 1
1 Reference Case | 2025 | 39 | 31.4 | 1
1 Reference Case | 2025 | 39 | 32.1 | 1
1 Reference Case | 2025 | 39 | 38.9 | 1
1 Reference Case | 2025 | 39 | 40.8 | 1
1 Reference Case | 2025 | 39 | 43.8 | 1
1 Reference Case | 2025 | 39 | 46.9 | 1
1 Reference Case | 2025 | 39 | 56.1 | 1
1 Reference Case | 2025 | 39 | 78.6 | 1
1 Reference Case | 2025 | 39 | 80.9 | 1
1 Reference Case | 2025 | 39 | 111 | 1
1 Reference Case | 2025 | 39 | 113.4 | 1
1 Reference Case | 2025 | 40 | -172.2 | 1
1 Reference Case | 2025 | 40 | -136.5 | 1
1 Reference Case | 2025 | 40 | -123 | 1
1 Reference Case | 2025 | 40 | -112.7 | 1
1 Reference Case | 2025 | 40 | -73.7 | 1
1 Reference Case | 2025 | 40 | -69.4 | 1
1 Reference Case | 2025 | 40 | -60.7 | 1
1 Reference Case | 2025 | 40 | -40.8 | 1
1 Reference Case | 2025 | 40 | 40.1 | 1
1 Reference Case | 2025 | 40 | 41.7 | 1
1 Reference Case | 2025 | 40 | 42 | 1
1 Reference Case | 2025 | 40 | 52.6 | 1
1 Reference Case | 2025 | 40 | 55.9 | 1
1 Reference Case | 2025 | 40 | 62 | 1
1 Reference Case | 2025 | 40 | 65.3 | 1
1 Reference Case | 2025 | 40 | 76 | 1
1 Reference Case | 2025 | 40 | 82.3 | 1
1 Reference Case | 2025 | 40 | 86.1 | 1
1 Reference Case | 2025 | 40 | 94 | 1
1 Reference Case | 2025 | 40 | 107 | 1
1 Reference Case | 2025 | 40 | 127.1 | 1
1 Reference Case | 2025 | 41 | -167 | 1
1 Reference Case | 2025 | 41 | -135.1 | 1
1 Reference Case | 2025 | 41 | -131.8 | 1
1 Reference Case | 2025 | 41 | -109.6 | 1
1 Reference Case | 2025 | 41 | -107.7 | 1
1 Reference Case | 2025 | 41 | -97.2 | 1
1 Reference Case | 2025 | 41 | -79.2 | 1
1 Reference Case | 2025 | 41 | -77.6 | 1
1 Reference Case | 2025 | 41 | -76.5 | 1
1 Reference Case | 2025 | 41 | -71.8 | 1
1 Reference Case | 2025 | 41 | -69.9 | 1
1 Reference Case | 2025 | 41 | -66.4 | 1
1 Reference Case | 2025 | 41 | -32.3 | 1
1 Reference Case | 2025 | 41 | 45.1 | 1
1 Reference Case | 2025 | 41 | 58.7 | 1
1 Reference Case | 2025 | 41 | 59.3 | 1
1 Reference Case | 2025 | 41 | 65 | 1
1 Reference Case | 2025 | 41 | 66 | 1
1 Reference Case | 2025 | 41 | 68.8 | 1
1 Reference Case | 2025 | 41 | 72.2 | 1
1 Reference Case | 2025 | 41 | 80.4 | 1
1 Reference Case | 2025 | 41 | 81.1 | 1
1 Reference Case | 2025 | 41 | 84.1 | 1
1 Reference Case | 2025 | 41 | 90.2 | 1
1 Reference Case | 2025 | 41 | 97.5 | 1
1 Reference Case | 2025 | 42 | -105.4 | 1
1 Reference Case | 2025 | 42 | -105.1 | 1
1 Reference Case | 2025 | 42 | -103.1 | 1
1 Reference Case | 2025 | 42 | -84.1 | 1
1 Reference Case | 2025 | 42 | -66 | 1
1 Reference Case | 2025 | 42 | -62.2 | 1
1 Reference Case | 2025 | 42 | -50.8 | 1
1 Reference Case | 2025 | 42 | -50.6 | 1
1 Reference Case | 2025 | 42 | -44.9 | 1
1 Reference Case | 2025 | 42 | 37.9 | 1
1 Reference Case | 2025 | 42 | 41 | 1
1 Reference Case | 2025 | 42 | 44.1 | 1
1 Reference Case | 2025 | 42 | 44.2 | 1
1 Reference Case | 2025 | 42 | 51.5 | 1
1 Reference Case | 2025 | 42 | 53.4 | 1
1 Reference Case | 2025 | 42 | 58.5 | 1
1 Reference Case | 2025 | 42 | 69.4 | 1
1 Reference Case | 2025 | 42 | 76.8 | 1
1 Reference Case | 2025 | 42 | 92.7 | 1
1 Reference Case | 2025 | 42 | 104.9 | 1
1 Reference Case | 2025 | 42 | 144 | 1
1 Reference Case | 2025 | 43 | -115.4 | 1
1 Reference Case | 2025 | 43 | -95 | 1
1 Reference Case | 2025 | 43 | -89.2 | 1
1 Reference Case | 2025 | 43 | -84.2 | 1
1 Reference Case | 2025 | 43 | -72.3 | 1
1 Reference Case | 2025 | 43 | -71.7 | 1
1 Reference Case | 2025 | 43 | -59.1 | 1
1 Reference Case | 2025 | 43 | -55.3 | 1
1 Reference Case | 2025 | 43 | -42.1 | 1
1 Reference Case | 2025 | 43 | 44 | 1
1 Reference Case | 2025 | 43 | 55.6 | 1
1 Reference Case | 2025 | 43 | 67.3 | 1
1 Reference Case | 2025 | 43 | 71.8 | 1
1 Reference Case | 2025 | 43 | 76.4 | 1
1 Reference Case | 2025 | 43 | 76.9 | 1
1 Reference Case | 2025 | 43 | 78.1 | 1
1 Reference Case | 2025 | 43 | 83.6 | 1
1 Reference Case | 2025 | 43 | 89.2 | 1
1 Reference Case | 2025 | 44 | -109.1 | 1
1 Reference Case | 2025 | 44 | -91 | 1
1 Reference Case | 2025 | 44 | -90.4 | 1
1 Reference Case | 2025 | 44 | -81.8 | 1
1 Reference Case | 2025 | 44 | -75.5 | 1
1 Reference Case | 2025 | 44 | -59.5 | 1
1 Reference Case | 2025 | 44 | -49.2 | 1
1 Reference Case | 2025 | 44 | -49 | 1
1 Reference Case | 2025 | 44 | -42.4 | 1
1 Reference Case | 2025 | 44 | -35.4 | 1
1 Reference Case | 2025 | 44 | 55.8 | 1
1 Reference Case | 2025 | 44 | 59.3 | 1
1 Reference Case | 2025 | 44 | 63.8 | 1
1 Reference Case | 2025 | 44 | 67.3 | 1
1 Reference Case | 2025 | 44 | 68.6 | 1
1 Reference Case | 2025 | 44 | 83.8 | 1
1 Reference Case | 2025 | 44 | 84.7 | 1
1 Reference Case | 2025 | 44 | 85.2 | 1
1 Reference Case | 2025 | 44 | 95.9 | 1
1 Reference Case | 2025 | 45 | -154.6 | 1
1 Reference Case | 2025 | 45 | -146.2 | 1
1 Reference Case | 2025 | 45 | -143 | 1
1 Reference Case | 2025 | 45 | -141.6 | 1
1 Reference Case | 2025 | 45 | -108.9 | 1
1 Reference Case | 2025 | 45 | -74.5 | 1
1 Reference Case | 2025 | 45 | -67.8 | 1
1 Reference Case | 2025 | 45 | -66.4 | 1
1 Reference Case | 2025 | 45 | -63.4 | 1
1 Reference Case | 2025 | 45 | -61.4 | 1
1 Reference Case | 2025 | 45 | -30 | 1
1 Reference Case | 2025 | 45 | 41.5 | 1
1 Reference Case | 2025 | 45 | 49.3 | 1
1 Reference Case | 2025 | 45 | 52.8 | 1
1 Reference Case | 2025 | 45 | 69.7 | 1
1 Reference Case | 2025 | 45 | 70.6 | 1
1 Reference Case | 2025 | 45 | 71.5 | 1
1 Reference Case | 2025 | 45 | 104.9 | 1
1 Reference Case | 2025 | 45 | 118.5 | 1
1 Reference Case | 2025 | 45 | 131.4 | 1
1 Reference Case | 2025 | 45 | 133.2 | 1
1 Reference Case | 2025 | 45 | 145.5 | 1
1 Reference Case | 2025 | 46 | -128 | 1
1 Reference Case | 2025 | 46 | -127.2 | 1
1 Reference Case | 2025 | 46 | -99.5 | 1
1 Reference Case | 2025 | 46 | -82.7 | 1
1 Reference Case | 2025 | 46 | -64.3 | 1
1 Reference Case | 2025 | 46 | -62.5 | 1
1 Reference Case | 2025 | 46 | 38.6 | 1
1 Reference Case | 2025 | 46 | 60.3 | 1
1 Reference Case | 2025 | 46 | 76.1 | 1
1 Reference Case | 2025 | 46 | 78.7 | 1
1 Reference Case | 2025 | 46 | 110.7 | 1
1 Reference Case | 2025 | 46 | 117 | 1
1 Reference Case | 2025 | 46 | 118.9 | 1
1 Reference Case | 2025 | 46 | 137.5 | 1
1 Reference Case | 2025 | 47 | -113.5 | 1
1 Reference Case | 2025 | 47 | -91.1 | 1
1 Reference Case | 2025 | 47 | -84.4 | 1
1 Reference Case | 2025 | 47 | -78.6 | 1
1 Reference Case | 2025 | 47 | -69.4 | 1
1 Reference Case | 2025 | 47 | -57 | 1
1 Reference Case | 2025 | 47 | 37.9 | 1
1 Reference Case | 2025 | 47 | 75 | 1
1 Reference Case | 2025 | 47 | 80.4 | 1
1 Reference Case | 2025 | 47 | 81 | 1
1 Reference Case | 2025 | 47 | 112.3 | 1
1 Reference Case | 2025 | 48 | -192.8 | 1
1 Reference Case | 2025 | 48 | -120.3 | 1
1 Reference Case | 2025 | 48 | -101.5 | 1
1 Reference Case | 2025 | 48 | -81.7 | 1
1 Reference Case | 2025 | 48 | -70.2 | 1
1 Reference Case | 2025 | 48 | -61.7 | 1
1 Reference Case | 2025 | 48 | 53 | 1
1 Reference Case | 2025 | 48 | 58.3 | 1
1 Reference Case | 2025 | 48 | 65.8 | 1
1 Reference Case | 2025 | 48 | 68.2 | 1
1 Reference Case | 2025 | 48 | 71.5 | 1
1 Reference Case | 2025 | 48 | 98.9 | 1
1 Reference Case | 2025 | 49 | -109.8 | 1
1 Reference Case | 2025 | 49 | -95.1 | 1
1 Reference Case | 2025 | 49 | -88.7 | 1
1 Reference Case | 2025 | 49 | -77.1 | 1
1 Reference Case | 2025 | 49 | -76.5 | 1
1 Reference Case | 2025 | 49 | -74.7 | 1
1 Reference Case | 2025 | 49 | -72.9 | 1
1 Reference Case | 2025 | 49 | -56.1 | 1
1 Reference Case | 2025 | 49 | 52.9 | 1
1 Reference Case | 2025 | 49 | 63.8 | 1
1 Reference Case | 2025 | 49 | 70.1 | 1
1 Reference Case | 2025 | 49 | 83.6 | 1
1 Reference Case | 2025 | 49 | 91.7 | 1
1 Reference Case | 2025 | 50 | -183.7 | 1
1 Reference Case | 2025 | 50 | -175.1 | 1
1 Reference Case | 2025 | 50 | -146.7 | 1
1 Reference Case | 2025 | 50 | -77.9 | 1
1 Reference Case | 2025 | 50 | -53.4 | 1
1 Reference Case | 2025 | 50 | -46 | 1
1 Reference Case | 2025 | 50 | 48.5 | 1
1 Reference Case | 2025 | 50 | 55.1 | 1
1 Reference Case | 2025 | 50 | 56.4 | 1
1 Reference Case | 2025 | 50 | 60.8 | 1
1 Reference Case | 2025 | 50 | 99.2 | 1
1 Reference Case | 2025 | 50 | 124 | 1
1 Reference Case | 2025 | 51 | -117.3 | 1
1 Reference Case | 2025 | 51 | -114.7 | 1
1 Reference Case | 2025 | 51 | -113.6 | 1
1 Reference Case | 2025 | 51 | -111 | 1
1 Reference Case | 2025 | 51 | -76.7 | 1
1 Reference Case | 2025 | 51 | -56.4 | 1
1 Reference Case | 2025 | 51 | -43.7 | 1
1 Reference Case | 2025 | 51 | -39.6 | 1
1 Reference Case | 2025 | 51 | -34.2 | 1
1 Reference Case | 2025 | 51 | 31.1 | 1
1 Reference Case | 2025 | 51 | 49 | 1
1 Reference Case | 2025 | 51 | 56.2 | 1
1 Reference Case | 2025 | 51 | 58.5 | 1
1 Reference Case | 2025 | 51 | 64.6 | 1
1 Reference Case | 2025 | 51 | 108.4 | 1
1 Reference Case | 2025 | 52 | -77.5 | 1
1 Reference Case | 2025 | 52 | -71.2 | 1
1 Reference Case | 2025 | 52 | -61.3 | 1
1 Reference Case | 2025 | 52 | -50.8 | 1
1 Reference Case | 2025 | 52 | -34.6 | 1
1 Reference Case | 2025 | 52 | -32.7 | 1
1 Reference Case | 2025 | 52 | 52.6 | 1
1 Reference Case | 2025 | 52 | 54.1 | 1
1 Reference Case | 2025 | 52 | 60.5 | 1
1 Reference Case | 2025 | 52 | 64.1 | 1
1 Reference Case | 2025 | 52 | 100.9 | 1
1 Reference Case | 2025 | 52 | 137.5 | 1
1 Reference Case | 2025 | 53 | -79.7 | 1
1 Reference Case | 2025 | 53 | -76.8 | 1
1 Reference Case | 2025 | 53 | -72.7 | 1
1 Reference Case | 2025 | 53 | -62.4 | 1
1 Reference Case | 2025 | 53 | 63 | 1
1 Reference Case | 2025 | 53 | 65.7 | 1
1 Reference Case | 2025 | 53 | 92.3 | 1
1 Reference Case | 2025 | 53 | 102.4 | 1
1 Reference Case | 2025 | 53 | 105.4 | 1
1 Reference Case | 2025 | 54 | -108.8 | 1
1 Reference Case | 2025 | 54 | -104.6 | 1
1 Reference Case | 2025 | 54 | -102 | 1
1 Reference Case | 2025 | 54 | -87.2 | 1
1 Reference Case | 2025 | 54 | -78 | 1
1 Reference Case | 2025 | 54 | -48.6 | 1
1 Reference Case | 2025 | 54 | 38.6 | 1
1 Reference Case | 2025 | 54 | 39.6 | 1
1 Reference Case | 2025 | 54 | 47.6 | 1
1 Reference Case | 2025 | 54 | 82.4 | 1
1 Reference Case | 2025 | 54 | 95.7 | 1
1 Reference Case | 2025 | 55 | -107 | 1
1 Reference Case | 2025 | 55 | -72.5 | 1
1 Reference Case | 2025 | 55 | -71.3 | 1
1 Reference Case | 2025 | 55 | -68.7 | 1
1 Reference Case | 2025 | 55 | 42.7 | 1
1 Reference Case | 2025 | 55 | 47.7 | 1
1 Reference Case | 2025 | 55 | 63.1 | 1
1 Reference Case | 2025 | 55 | 68.7 | 1
1 Reference Case | 2025 | 55 | 68.9 | 1
1 Reference Case | 2025 | 55 | 107.2 | 1
1 Reference Case | 2025 | 55 | 144.2 | 1
1 Reference Case | 2025 | 56 | -162.2 | 1
1 Reference Case | 2025 | 56 | 58.1 | 1
1 Reference Case | 2025 | 56 | 74.7 | 1
1 Reference Case | 2025 | 56 | 75.9 | 1
1 Reference Case | 2025 | 56 | 100.9 | 1
1 Reference Case | 2025 | 56 | 114.5 | 1
1 Reference Case | 2025 | 57 | -146.6 | 1
1 Reference Case | 2025 | 57 | -73.6 | 1
1 Reference Case | 2025 | 57 | -55.8 | 1
1 Reference Case | 2025 | 57 | 27.8 | 1
1 Reference Case | 2025 | 57 | 73.3 | 1
1 Reference Case | 2025 | 57 | 96.5 | 1
1 Reference Case | 2025 | 57 | 102.4 | 1
1 Reference Case | 2025 | 58 | -132.1 | 1
1 Reference Case | 2025 | 58 | -120.1 | 1
1 Reference Case | 2025 | 58 | -69.2 | 1
1 Reference Case | 2025 | 58 | -63.3 | 1
1 Reference Case | 2025 | 58 | -52.6 | 1
1 Reference Case | 2025 | 58 | -45.3 | 1
1 Reference Case | 2025 | 58 | 76.9 | 1
1 Reference Case | 2025 | 58 | 94.1 | 1
1 Reference Case | 2025 | 58 | 128.7 | 1
1 Reference Case | 2025 | 59 | -101.7 | 1
1 Reference Case | 2025 | 59 | -89.4 | 1
1 Reference Case | 2025 | 59 | -72.7 | 1
1 Reference Case | 2025 | 59 | -42.5 | 1
1 Reference Case | 2025 | 59 | 44.1 | 1
1 Reference Case | 2025 | 59 | 54.6 | 1
1 Reference Case | 2025 | 59 | 57.5 | 1
1 Reference Case | 2025 | 59 | 100 | 1
1 Reference Case | 2025 | 60 | -76.8 | 1
1 Reference Case | 2025 | 60 | 116.1 | 1
1 Reference Case | 2025 | 61 | -72.2 | 1
1 Reference Case | 2025 | 61 | -59.2 | 1
1 Reference Case | 2025 | 61 | 44.6 | 1
1 Reference Case | 2025 | 62 | -78.3 | 1
1 Reference Case | 2025 | 62 | 55.3 | 1
1 Reference Case | 2025 | 62 | 130.7 | 1
1 Reference Case | 2025 | 64 | -113.8 | 1
1 Reference Case | 2025 | 64 | -90 | 1
1 Reference Case | 2025 | 64 | -77.2 | 1
1 Reference Case | 2025 | 64 | 112.7 | 1
1 Reference Case | 2025 | 65 | -68.5 | 1
1 Reference Case | 2025 | 65 | -35.4 | 1
1 Reference Case | 2025 | 65 | 40.2 | 1
1 Reference Case | 2025 | 65 | 50.7 | 1
1 Reference Case | 2025 | 66 | 46.5 | 1
1 Reference Case | 2025 | 67 | -165.6 | 1
1 Reference Case | 2025 | 67 | 74.3 | 1
1 Reference Case | 2025 | 68 | -154.4 | 1
1 Reference Case | 2025 | 68 | -97.6 | 1
1 Reference Case | 2025 | 68 | 59.4 | 1
1 Reference Case | 2025 | 69 | -121 | 1
1 Reference Case | 2025 | 69 | 51 | 1
1 Reference Case | 2025 | 72 | 77 | 1
1 Reference Case | 2025 | 74 | 72.2 | 1
1 Reference Case | 2025 | 76 | -186.6 | 1
1 Reference Case | 2025 | 76 | -47.6 | 1
1 Reference Case | 2025 | 79 | -50.5 | 1
1 Reference Case | 2025 | 79 | 141.6 | 1
1 Reference Case | 2025 | 80 | -90.3 | 1
1 Reference Case | 2025 | 82 | -65.8 | 1
1 Reference Case | 2025 | 85 | -239.8 | 1
1 Reference Case | 2025 | 88 | -102.3 | 1
1 Reference Case | 2025 | 100 | -91 | 1
1 Reference Case | 2025 | 142 | -81 | 1
1 Reference Case | 2030 | 1 | -350.5 | 1
1 Reference Case | 2030 | 1 | -139.5 | 1
1 Reference Case | 2030 | 1 | -112.1 | 1
1 Reference Case | 2030 | 1 | -78.9 | 1
1 Reference Case | 2030 | 1 | -77.8 | 1
1 Reference Case | 2030 | 1 | -77.5 | 1
1 Reference Case | 2030 | 1 | -73.5 | 1
1 Reference Case | 2030 | 1 | -72.9 | 1
1 Reference Case | 2030 | 1 | -69.9 | 1
1 Reference Case | 2030 | 1 | -69.1 | 1
1 Reference Case | 2030 | 1 | -69 | 1
1 Reference Case | 2030 | 1 | -67.8 | 1
1 Reference Case | 2030 | 1 | -67.5 | 1
1 Reference Case | 2030 | 1 | -66.8 | 1
1 Reference Case | 2030 | 1 | -66.4 | 1
1 Reference Case | 2030 | 1 | -65.7 | 1
1 Reference Case | 2030 | 1 | -63.7 | 1
1 Reference Case | 2030 | 1 | -62.8 | 1
1 Reference Case | 2030 | 1 | -62.3 | 1
1 Reference Case | 2030 | 1 | -61.6 | 1
1 Reference Case | 2030 | 1 | -61.5 | 1
1 Reference Case | 2030 | 1 | -61.1 | 2
1 Reference Case | 2030 | 1 | -60.6 | 1
1 Reference Case | 2030 | 1 | -60.4 | 2
1 Reference Case | 2030 | 1 | -60.3 | 1
1 Reference Case | 2030 | 1 | -59.7 | 1
1 Reference Case | 2030 | 1 | -59.6 | 1
1 Reference Case | 2030 | 1 | -59.4 | 1
1 Reference Case | 2030 | 1 | -59 | 1
1 Reference Case | 2030 | 1 | -58.9 | 1
1 Reference Case | 2030 | 1 | -58.4 | 1
1 Reference Case | 2030 | 1 | -58 | 1
1 Reference Case | 2030 | 1 | -57.6 | 1
1 Reference Case | 2030 | 1 | -57.4 | 1
1 Reference Case | 2030 | 1 | -57.3 | 1
1 Reference Case | 2030 | 1 | -57.2 | 1
1 Reference Case | 2030 | 1 | -57.1 | 1
1 Reference Case | 2030 | 1 | -56.9 | 1
1 Reference Case | 2030 | 1 | -56.7 | 1
1 Reference Case | 2030 | 1 | -56.6 | 1
1 Reference Case | 2030 | 1 | -56.5 | 2
1 Reference Case | 2030 | 1 | -55.9 | 1
1 Reference Case | 2030 | 1 | -55.8 | 2
1 Reference Case | 2030 | 1 | -55.7 | 1
1 Reference Case | 2030 | 1 | -55 | 1
1 Reference Case | 2030 | 1 | -54.9 | 1
1 Reference Case | 2030 | 1 | -54.8 | 2
1 Reference Case | 2030 | 1 | -54.6 | 2
1 Reference Case | 2030 | 1 | -53.8 | 2
1 Reference Case | 2030 | 1 | -53.7 | 3
1 Reference Case | 2030 | 1 | -53.6 | 1
1 Reference Case | 2030 | 1 | -53.5 | 2
1 Reference Case | 2030 | 1 | -53.3 | 2
1 Reference Case | 2030 | 1 | -52.8 | 1
1 Reference Case | 2030 | 1 | -52.3 | 1
1 Reference Case | 2030 | 1 | -52.1 | 1
1 Reference Case | 2030 | 1 | -52 | 1
1 Reference Case | 2030 | 1 | -51.7 | 3
1 Reference Case | 2030 | 1 | -51.6 | 1
1 Reference Case | 2030 | 1 | -51.5 | 3
1 Reference Case | 2030 | 1 | -51.4 | 1
1 Reference Case | 2030 | 1 | -51.2 | 3
1 Reference Case | 2030 | 1 | -51 | 5
1 Reference Case | 2030 | 1 | -50.9 | 3
1 Reference Case | 2030 | 1 | -50.7 | 2
1 Reference Case | 2030 | 1 | -50.6 | 1
1 Reference Case | 2030 | 1 | -50.5 | 1
1 Reference Case | 2030 | 1 | -50.1 | 1
1 Reference Case | 2030 | 1 | -50 | 3
1 Reference Case | 2030 | 1 | -49.7 | 1
1 Reference Case | 2030 | 1 | -49.6 | 2
1 Reference Case | 2030 | 1 | -49.5 | 1
1 Reference Case | 2030 | 1 | -49.4 | 1
1 Reference Case | 2030 | 1 | -49.1 | 4
1 Reference Case | 2030 | 1 | -49 | 1
1 Reference Case | 2030 | 1 | -48.9 | 2
1 Reference Case | 2030 | 1 | -48.6 | 3
1 Reference Case | 2030 | 1 | -48.4 | 1
1 Reference Case | 2030 | 1 | -48.3 | 2
1 Reference Case | 2030 | 1 | -48.2 | 4
1 Reference Case | 2030 | 1 | -48.1 | 2
1 Reference Case | 2030 | 1 | -48 | 1
1 Reference Case | 2030 | 1 | -47.9 | 3
1 Reference Case | 2030 | 1 | -47.8 | 1
1 Reference Case | 2030 | 1 | -47.7 | 4
1 Reference Case | 2030 | 1 | -47.5 | 2
1 Reference Case | 2030 | 1 | -47.4 | 4
1 Reference Case | 2030 | 1 | -47.3 | 3
1 Reference Case | 2030 | 1 | -47.2 | 2
1 Reference Case | 2030 | 1 | -47.1 | 2
1 Reference Case | 2030 | 1 | -47 | 2
1 Reference Case | 2030 | 1 | -46.8 | 4
1 Reference Case | 2030 | 1 | -46.7 | 2
1 Reference Case | 2030 | 1 | -46.6 | 1
1 Reference Case | 2030 | 1 | -46.5 | 2
1 Reference Case | 2030 | 1 | -46.4 | 2
1 Reference Case | 2030 | 1 | -46.3 | 7
1 Reference Case | 2030 | 1 | -46.2 | 3
1 Reference Case | 2030 | 1 | -46.1 | 3
1 Reference Case | 2030 | 1 | -46 | 5
1 Reference Case | 2030 | 1 | -45.9 | 4
1 Reference Case | 2030 | 1 | -45.8 | 2
1 Reference Case | 2030 | 1 | -45.7 | 1
1 Reference Case | 2030 | 1 | -45.5 | 1
1 Reference Case | 2030 | 1 | -45.4 | 3
1 Reference Case | 2030 | 1 | -45.3 | 3
1 Reference Case | 2030 | 1 | -45.2 | 3
1 Reference Case | 2030 | 1 | -45.1 | 2
1 Reference Case | 2030 | 1 | -45 | 2
1 Reference Case | 2030 | 1 | -44.9 | 6
1 Reference Case | 2030 | 1 | -44.8 | 1
1 Reference Case | 2030 | 1 | -44.7 | 2
1 Reference Case | 2030 | 1 | -44.6 | 1
1 Reference Case | 2030 | 1 | -44.5 | 2
1 Reference Case | 2030 | 1 | -44.4 | 4
1 Reference Case | 2030 | 1 | -44.3 | 1
1 Reference Case | 2030 | 1 | -44.2 | 4
1 Reference Case | 2030 | 1 | -44.1 | 2
1 Reference Case | 2030 | 1 | -44 | 2
1 Reference Case | 2030 | 1 | -43.9 | 4
1 Reference Case | 2030 | 1 | -43.8 | 4
1 Reference Case | 2030 | 1 | -43.7 | 4
1 Reference Case | 2030 | 1 | -43.6 | 3
1 Reference Case | 2030 | 1 | -43.5 | 6
1 Reference Case | 2030 | 1 | -43.4 | 4
1 Reference Case | 2030 | 1 | -43.3 | 3
1 Reference Case | 2030 | 1 | -43.2 | 5
1 Reference Case | 2030 | 1 | -43.1 | 3
1 Reference Case | 2030 | 1 | -43 | 4
1 Reference Case | 2030 | 1 | -42.9 | 2
1 Reference Case | 2030 | 1 | -42.8 | 6
1 Reference Case | 2030 | 1 | -42.7 | 5
1 Reference Case | 2030 | 1 | -42.6 | 2
1 Reference Case | 2030 | 1 | -42.5 | 4
1 Reference Case | 2030 | 1 | -42.4 | 4
1 Reference Case | 2030 | 1 | -42.3 | 3
1 Reference Case | 2030 | 1 | -42.2 | 3
1 Reference Case | 2030 | 1 | -42.1 | 3
1 Reference Case | 2030 | 1 | -42 | 4
1 Reference Case | 2030 | 1 | -41.9 | 5
1 Reference Case | 2030 | 1 | -41.8 | 2
1 Reference Case | 2030 | 1 | -41.7 | 1
1 Reference Case | 2030 | 1 | -41.6 | 3
1 Reference Case | 2030 | 1 | -41.5 | 2
1 Reference Case | 2030 | 1 | -41.4 | 3
1 Reference Case | 2030 | 1 | -41.3 | 4
1 Reference Case | 2030 | 1 | -41.2 | 5
1 Reference Case | 2030 | 1 | -41.1 | 6
1 Reference Case | 2030 | 1 | -41 | 3
1 Reference Case | 2030 | 1 | -40.9 | 6
1 Reference Case | 2030 | 1 | -40.8 | 4
1 Reference Case | 2030 | 1 | -40.7 | 3
1 Reference Case | 2030 | 1 | -40.6 | 2
1 Reference Case | 2030 | 1 | -40.5 | 4
1 Reference Case | 2030 | 1 | -40.4 | 4
1 Reference Case | 2030 | 1 | -40.3 | 4
1 Reference Case | 2030 | 1 | -40.2 | 7
1 Reference Case | 2030 | 1 | -40.1 | 7
1 Reference Case | 2030 | 1 | -40 | 6
1 Reference Case | 2030 | 1 | -39.9 | 2
1 Reference Case | 2030 | 1 | -39.8 | 5
1 Reference Case | 2030 | 1 | -39.7 | 4
1 Reference Case | 2030 | 1 | -39.6 | 5
1 Reference Case | 2030 | 1 | -39.5 | 2
1 Reference Case | 2030 | 1 | -39.4 | 7
1 Reference Case | 2030 | 1 | -39.3 | 4
1 Reference Case | 2030 | 1 | -39.2 | 4
1 Reference Case | 2030 | 1 | -39.1 | 7
1 Reference Case | 2030 | 1 | -39 | 1
1 Reference Case | 2030 | 1 | -38.9 | 5
1 Reference Case | 2030 | 1 | -38.8 | 11
1 Reference Case | 2030 | 1 | -38.7 | 3
1 Reference Case | 2030 | 1 | -38.6 | 2
1 Reference Case | 2030 | 1 | -38.5 | 4
1 Reference Case | 2030 | 1 | -38.4 | 16
1 Reference Case | 2030 | 1 | -38.3 | 7
1 Reference Case | 2030 | 1 | -38.2 | 5
1 Reference Case | 2030 | 1 | -38.1 | 9
1 Reference Case | 2030 | 1 | -38 | 5
1 Reference Case | 2030 | 1 | -37.9 | 7
1 Reference Case | 2030 | 1 | -37.8 | 6
1 Reference Case | 2030 | 1 | -37.7 | 4
1 Reference Case | 2030 | 1 | -37.6 | 9
1 Reference Case | 2030 | 1 | -37.5 | 7
1 Reference Case | 2030 | 1 | -37.4 | 6
1 Reference Case | 2030 | 1 | -37.3 | 8
1 Reference Case | 2030 | 1 | -37.2 | 6
1 Reference Case | 2030 | 1 | -37.1 | 9
1 Reference Case | 2030 | 1 | -37 | 7
1 Reference Case | 2030 | 1 | -36.9 | 6
1 Reference Case | 2030 | 1 | -36.8 | 9
1 Reference Case | 2030 | 1 | -36.7 | 8
1 Reference Case | 2030 | 1 | -36.6 | 10
1 Reference Case | 2030 | 1 | -36.5 | 4
1 Reference Case | 2030 | 1 | -36.4 | 7
1 Reference Case | 2030 | 1 | -36.3 | 9
1 Reference Case | 2030 | 1 | -36.2 | 10
1 Reference Case | 2030 | 1 | -36.1 | 12
1 Reference Case | 2030 | 1 | -36 | 8
1 Reference Case | 2030 | 1 | -35.9 | 13
1 Reference Case | 2030 | 1 | -35.8 | 12
1 Reference Case | 2030 | 1 | -35.7 | 7
1 Reference Case | 2030 | 1 | -35.6 | 13
1 Reference Case | 2030 | 1 | -35.5 | 9
1 Reference Case | 2030 | 1 | -35.4 | 4
1 Reference Case | 2030 | 1 | -35.3 | 7
1 Reference Case | 2030 | 1 | -35.2 | 5
1 Reference Case | 2030 | 1 | -35.1 | 9
1 Reference Case | 2030 | 1 | -35 | 6
1 Reference Case | 2030 | 1 | -34.9 | 9
1 Reference Case | 2030 | 1 | -34.8 | 8
1 Reference Case | 2030 | 1 | -34.7 | 5
1 Reference Case | 2030 | 1 | -34.6 | 11
1 Reference Case | 2030 | 1 | -34.5 | 12
1 Reference Case | 2030 | 1 | -34.4 | 10
1 Reference Case | 2030 | 1 | -34.3 | 11
1 Reference Case | 2030 | 1 | -34.2 | 5
1 Reference Case | 2030 | 1 | -34.1 | 10
1 Reference Case | 2030 | 1 | -34 | 6
1 Reference Case | 2030 | 1 | -33.9 | 9
1 Reference Case | 2030 | 1 | -33.8 | 10
1 Reference Case | 2030 | 1 | -33.7 | 3
1 Reference Case | 2030 | 1 | -33.6 | 6
1 Reference Case | 2030 | 1 | -33.5 | 15
1 Reference Case | 2030 | 1 | -33.4 | 10
1 Reference Case | 2030 | 1 | -33.3 | 11
1 Reference Case | 2030 | 1 | -33.2 | 11
1 Reference Case | 2030 | 1 | -33.1 | 15
1 Reference Case | 2030 | 1 | -33 | 14
1 Reference Case | 2030 | 1 | -32.9 | 11
1 Reference Case | 2030 | 1 | -32.8 | 11
1 Reference Case | 2030 | 1 | -32.7 | 14
1 Reference Case | 2030 | 1 | -32.6 | 15
1 Reference Case | 2030 | 1 | -32.5 | 20
1 Reference Case | 2030 | 1 | -32.4 | 9
1 Reference Case | 2030 | 1 | -32.3 | 9
1 Reference Case | 2030 | 1 | -32.2 | 12
1 Reference Case | 2030 | 1 | -32.1 | 13
1 Reference Case | 2030 | 1 | -32 | 14
1 Reference Case | 2030 | 1 | -31.9 | 13
1 Reference Case | 2030 | 1 | -31.8 | 15
1 Reference Case | 2030 | 1 | -31.7 | 17
1 Reference Case | 2030 | 1 | -31.6 | 15
1 Reference Case | 2030 | 1 | -31.5 | 12
1 Reference Case | 2030 | 1 | -31.4 | 14
1 Reference Case | 2030 | 1 | -31.3 | 15
1 Reference Case | 2030 | 1 | -31.2 | 15
1 Reference Case | 2030 | 1 | -31.1 | 9
1 Reference Case | 2030 | 1 | -31 | 13
1 Reference Case | 2030 | 1 | -30.9 | 17
1 Reference Case | 2030 | 1 | -30.8 | 8
1 Reference Case | 2030 | 1 | -30.7 | 26
1 Reference Case | 2030 | 1 | -30.6 | 19
1 Reference Case | 2030 | 1 | -30.5 | 11
1 Reference Case | 2030 | 1 | -30.4 | 14
1 Reference Case | 2030 | 1 | -30.3 | 20
1 Reference Case | 2030 | 1 | -30.2 | 15
1 Reference Case | 2030 | 1 | -30.1 | 13
1 Reference Case | 2030 | 1 | -30 | 9
1 Reference Case | 2030 | 1 | -29.9 | 16
1 Reference Case | 2030 | 1 | -29.8 | 25
1 Reference Case | 2030 | 1 | -29.7 | 15
1 Reference Case | 2030 | 1 | -29.6 | 22
1 Reference Case | 2030 | 1 | -29.5 | 12
1 Reference Case | 2030 | 1 | -29.4 | 22
1 Reference Case | 2030 | 1 | -29.3 | 21
1 Reference Case | 2030 | 1 | -29.2 | 13
1 Reference Case | 2030 | 1 | -29.1 | 23
1 Reference Case | 2030 | 1 | -29 | 30
1 Reference Case | 2030 | 1 | -28.9 | 22
1 Reference Case | 2030 | 1 | -28.8 | 26
1 Reference Case | 2030 | 1 | -28.7 | 28
1 Reference Case | 2030 | 1 | -28.6 | 21
1 Reference Case | 2030 | 1 | -28.5 | 28
1 Reference Case | 2030 | 1 | -28.4 | 15
1 Reference Case | 2030 | 1 | -28.3 | 29
1 Reference Case | 2030 | 1 | -28.2 | 30
1 Reference Case | 2030 | 1 | -28.1 | 26
1 Reference Case | 2030 | 1 | -28 | 26
1 Reference Case | 2030 | 1 | -27.9 | 23
1 Reference Case | 2030 | 1 | -27.8 | 33
1 Reference Case | 2030 | 1 | -27.7 | 19
1 Reference Case | 2030 | 1 | -27.6 | 23
1 Reference Case | 2030 | 1 | -27.5 | 33
1 Reference Case | 2030 | 1 | -27.4 | 25
1 Reference Case | 2030 | 1 | -27.3 | 22
1 Reference Case | 2030 | 1 | -27.2 | 30
1 Reference Case | 2030 | 1 | -27.1 | 20
1 Reference Case | 2030 | 1 | -27 | 23
1 Reference Case | 2030 | 1 | -26.9 | 20
1 Reference Case | 2030 | 1 | -26.8 | 25
1 Reference Case | 2030 | 1 | -26.7 | 24
1 Reference Case | 2030 | 1 | -26.6 | 27
1 Reference Case | 2030 | 1 | -26.5 | 29
1 Reference Case | 2030 | 1 | -26.4 | 34
1 Reference Case | 2030 | 1 | -26.3 | 19
1 Reference Case | 2030 | 1 | -26.2 | 39
1 Reference Case | 2030 | 1 | -26.1 | 42
1 Reference Case | 2030 | 1 | -26 | 37
1 Reference Case | 2030 | 1 | -25.9 | 22
1 Reference Case | 2030 | 1 | -25.8 | 27
1 Reference Case | 2030 | 1 | -25.7 | 31
1 Reference Case | 2030 | 1 | -25.6 | 28
1 Reference Case | 2030 | 1 | -25.5 | 18
1 Reference Case | 2030 | 1 | -25.4 | 26
1 Reference Case | 2030 | 1 | -25.3 | 29
1 Reference Case | 2030 | 1 | -25.2 | 31
1 Reference Case | 2030 | 1 | -25.1 | 25
1 Reference Case | 2030 | 1 | -25 | 28
1 Reference Case | 2030 | 1 | -24.9 | 39
1 Reference Case | 2030 | 1 | -24.8 | 28
1 Reference Case | 2030 | 1 | -24.7 | 25
1 Reference Case | 2030 | 1 | -24.6 | 29
1 Reference Case | 2030 | 1 | -24.5 | 43
1 Reference Case | 2030 | 1 | -24.4 | 34
1 Reference Case | 2030 | 1 | -24.3 | 30
1 Reference Case | 2030 | 1 | -24.2 | 41
1 Reference Case | 2030 | 1 | -24.1 | 36
1 Reference Case | 2030 | 1 | -24 | 32
1 Reference Case | 2030 | 1 | -23.9 | 43
1 Reference Case | 2030 | 1 | -23.8 | 44
1 Reference Case | 2030 | 1 | -23.7 | 47
1 Reference Case | 2030 | 1 | -23.6 | 38
1 Reference Case | 2030 | 1 | -23.5 | 31
1 Reference Case | 2030 | 1 | -23.4 | 38
1 Reference Case | 2030 | 1 | -23.3 | 43
1 Reference Case | 2030 | 1 | -23.2 | 44
1 Reference Case | 2030 | 1 | -23.1 | 46
1 Reference Case | 2030 | 1 | -23 | 50
1 Reference Case | 2030 | 1 | -22.9 | 34
1 Reference Case | 2030 | 1 | -22.8 | 46
1 Reference Case | 2030 | 1 | -22.7 | 43
1 Reference Case | 2030 | 1 | -22.6 | 38
1 Reference Case | 2030 | 1 | -22.5 | 39
1 Reference Case | 2030 | 1 | -22.4 | 42
1 Reference Case | 2030 | 1 | -22.3 | 46
1 Reference Case | 2030 | 1 | -22.2 | 49
1 Reference Case | 2030 | 1 | -22.1 | 38
1 Reference Case | 2030 | 1 | -22 | 46
1 Reference Case | 2030 | 1 | -21.9 | 59
1 Reference Case | 2030 | 1 | -21.8 | 47
1 Reference Case | 2030 | 1 | -21.7 | 38
1 Reference Case | 2030 | 1 | -21.6 | 35
1 Reference Case | 2030 | 1 | -21.5 | 53
1 Reference Case | 2030 | 1 | -21.4 | 48
1 Reference Case | 2030 | 1 | -21.3 | 54
1 Reference Case | 2030 | 1 | -21.2 | 54
1 Reference Case | 2030 | 1 | -21.1 | 57
1 Reference Case | 2030 | 1 | -21 | 38
1 Reference Case | 2030 | 1 | -20.9 | 62
1 Reference Case | 2030 | 1 | -20.8 | 68
1 Reference Case | 2030 | 1 | -20.7 | 70
1 Reference Case | 2030 | 1 | -20.6 | 49
1 Reference Case | 2030 | 1 | -20.5 | 56
1 Reference Case | 2030 | 1 | -20.4 | 49
1 Reference Case | 2030 | 1 | -20.3 | 57
1 Reference Case | 2030 | 1 | -20.2 | 58
1 Reference Case | 2030 | 1 | -20.1 | 55
1 Reference Case | 2030 | 1 | -20 | 64
1 Reference Case | 2030 | 1 | -19.9 | 60
1 Reference Case | 2030 | 1 | -19.8 | 41
1 Reference Case | 2030 | 1 | -19.7 | 67
1 Reference Case | 2030 | 1 | -19.6 | 52
1 Reference Case | 2030 | 1 | -19.5 | 53
1 Reference Case | 2030 | 1 | -19.4 | 44
1 Reference Case | 2030 | 1 | -19.3 | 59
1 Reference Case | 2030 | 1 | -19.2 | 66
1 Reference Case | 2030 | 1 | -19.1 | 66
1 Reference Case | 2030 | 1 | -19 | 65
1 Reference Case | 2030 | 1 | -18.9 | 66
1 Reference Case | 2030 | 1 | -18.8 | 63
1 Reference Case | 2030 | 1 | -18.7 | 65
1 Reference Case | 2030 | 1 | -18.6 | 70
1 Reference Case | 2030 | 1 | -18.5 | 69
1 Reference Case | 2030 | 1 | -18.4 | 61
1 Reference Case | 2030 | 1 | -18.3 | 57
1 Reference Case | 2030 | 1 | -18.2 | 68
1 Reference Case | 2030 | 1 | -18.1 | 67
1 Reference Case | 2030 | 1 | -18 | 73
1 Reference Case | 2030 | 1 | -17.9 | 72
1 Reference Case | 2030 | 1 | -17.8 | 82
1 Reference Case | 2030 | 1 | -17.7 | 68
1 Reference Case | 2030 | 1 | -17.6 | 77
1 Reference Case | 2030 | 1 | -17.5 | 93
1 Reference Case | 2030 | 1 | -17.4 | 79
1 Reference Case | 2030 | 1 | -17.3 | 64
1 Reference Case | 2030 | 1 | -17.2 | 65
1 Reference Case | 2030 | 1 | -17.1 | 67
1 Reference Case | 2030 | 1 | -17 | 73
1 Reference Case | 2030 | 1 | -16.9 | 83
1 Reference Case | 2030 | 1 | -16.8 | 94
1 Reference Case | 2030 | 1 | -16.7 | 78
1 Reference Case | 2030 | 1 | -16.6 | 97
1 Reference Case | 2030 | 1 | -16.5 | 92
1 Reference Case | 2030 | 1 | -16.4 | 74
1 Reference Case | 2030 | 1 | -16.3 | 80
1 Reference Case | 2030 | 1 | -16.2 | 88
1 Reference Case | 2030 | 1 | -16.1 | 95
1 Reference Case | 2030 | 1 | -16 | 88
1 Reference Case | 2030 | 1 | -15.9 | 92
1 Reference Case | 2030 | 1 | -15.8 | 89
1 Reference Case | 2030 | 1 | -15.7 | 83
1 Reference Case | 2030 | 1 | -15.6 | 99
1 Reference Case | 2030 | 1 | -15.5 | 118
1 Reference Case | 2030 | 1 | -15.4 | 104
1 Reference Case | 2030 | 1 | -15.3 | 99
1 Reference Case | 2030 | 1 | -15.2 | 91
1 Reference Case | 2030 | 1 | -15.1 | 110
1 Reference Case | 2030 | 1 | -15 | 95
1 Reference Case | 2030 | 1 | -14.9 | 113
1 Reference Case | 2030 | 1 | -14.8 | 107
1 Reference Case | 2030 | 1 | -14.7 | 87
1 Reference Case | 2030 | 1 | -14.6 | 106
1 Reference Case | 2030 | 1 | -14.5 | 100
1 Reference Case | 2030 | 1 | -14.4 | 114
1 Reference Case | 2030 | 1 | -14.3 | 95
1 Reference Case | 2030 | 1 | -14.2 | 120
1 Reference Case | 2030 | 1 | -14.1 | 98
1 Reference Case | 2030 | 1 | -14 | 114
1 Reference Case | 2030 | 1 | -13.9 | 114
1 Reference Case | 2030 | 1 | -13.8 | 111
1 Reference Case | 2030 | 1 | -13.7 | 123
1 Reference Case | 2030 | 1 | -13.6 | 113
1 Reference Case | 2030 | 1 | -13.5 | 132
1 Reference Case | 2030 | 1 | -13.4 | 123
1 Reference Case | 2030 | 1 | -13.3 | 124
1 Reference Case | 2030 | 1 | -13.2 | 129
1 Reference Case | 2030 | 1 | -13.1 | 113
1 Reference Case | 2030 | 1 | -13 | 118
1 Reference Case | 2030 | 1 | -12.9 | 122
1 Reference Case | 2030 | 1 | -12.8 | 118
1 Reference Case | 2030 | 1 | -12.7 | 132
1 Reference Case | 2030 | 1 | -12.6 | 144
1 Reference Case | 2030 | 1 | -12.5 | 123
1 Reference Case | 2030 | 1 | -12.4 | 151
1 Reference Case | 2030 | 1 | -12.3 | 123
1 Reference Case | 2030 | 1 | -12.2 | 141
1 Reference Case | 2030 | 1 | -12.1 | 148
1 Reference Case | 2030 | 1 | -12 | 124
1 Reference Case | 2030 | 1 | -11.9 | 131
1 Reference Case | 2030 | 1 | -11.8 | 111
1 Reference Case | 2030 | 1 | -11.7 | 146
1 Reference Case | 2030 | 1 | -11.6 | 140
1 Reference Case | 2030 | 1 | -11.5 | 140
1 Reference Case | 2030 | 1 | -11.4 | 138
1 Reference Case | 2030 | 1 | -11.3 | 163
1 Reference Case | 2030 | 1 | -11.2 | 150
1 Reference Case | 2030 | 1 | -11.1 | 129
1 Reference Case | 2030 | 1 | -11 | 140
1 Reference Case | 2030 | 1 | -10.9 | 150
1 Reference Case | 2030 | 1 | -10.8 | 151
1 Reference Case | 2030 | 1 | -10.7 | 134
1 Reference Case | 2030 | 1 | -10.6 | 155
1 Reference Case | 2030 | 1 | -10.5 | 144
1 Reference Case | 2030 | 1 | -10.4 | 152
1 Reference Case | 2030 | 1 | -10.3 | 152
1 Reference Case | 2030 | 1 | -10.2 | 179
1 Reference Case | 2030 | 1 | -10.1 | 164
1 Reference Case | 2030 | 1 | -10 | 172
1 Reference Case | 2030 | 1 | -9.9 | 165
1 Reference Case | 2030 | 1 | -9.8 | 163
1 Reference Case | 2030 | 1 | -9.7 | 172
1 Reference Case | 2030 | 1 | -9.6 | 168
1 Reference Case | 2030 | 1 | -9.5 | 159
1 Reference Case | 2030 | 1 | -9.4 | 181
1 Reference Case | 2030 | 1 | -9.3 | 164
1 Reference Case | 2030 | 1 | -9.2 | 182
1 Reference Case | 2030 | 1 | -9.1 | 163
1 Reference Case | 2030 | 1 | -9 | 185
1 Reference Case | 2030 | 1 | -8.9 | 191
1 Reference Case | 2030 | 1 | -8.8 | 203
1 Reference Case | 2030 | 1 | -8.7 | 192
1 Reference Case | 2030 | 1 | -8.6 | 199
1 Reference Case | 2030 | 1 | -8.5 | 188
1 Reference Case | 2030 | 1 | -8.4 | 190
1 Reference Case | 2030 | 1 | -8.3 | 186
1 Reference Case | 2030 | 1 | -8.2 | 220
1 Reference Case | 2030 | 1 | -8.1 | 219
1 Reference Case | 2030 | 1 | -8 | 198
1 Reference Case | 2030 | 1 | -7.9 | 202
1 Reference Case | 2030 | 1 | -7.8 | 211
1 Reference Case | 2030 | 1 | -7.7 | 197
1 Reference Case | 2030 | 1 | -7.6 | 203
1 Reference Case | 2030 | 1 | -7.5 | 211
1 Reference Case | 2030 | 1 | -7.4 | 213
1 Reference Case | 2030 | 1 | -7.3 | 229
1 Reference Case | 2030 | 1 | -7.2 | 221
1 Reference Case | 2030 | 1 | -7.1 | 229
1 Reference Case | 2030 | 1 | -7 | 226
1 Reference Case | 2030 | 1 | -6.9 | 205
1 Reference Case | 2030 | 1 | -6.8 | 231
1 Reference Case | 2030 | 1 | -6.7 | 214
1 Reference Case | 2030 | 1 | -6.6 | 231
1 Reference Case | 2030 | 1 | -6.5 | 216
1 Reference Case | 2030 | 1 | -6.4 | 239
1 Reference Case | 2030 | 1 | -6.3 | 244
1 Reference Case | 2030 | 1 | -6.2 | 267
1 Reference Case | 2030 | 1 | -6.1 | 243
1 Reference Case | 2030 | 1 | -6 | 254
1 Reference Case | 2030 | 1 | -5.9 | 230
1 Reference Case | 2030 | 1 | -5.8 | 239
1 Reference Case | 2030 | 1 | -5.7 | 269
1 Reference Case | 2030 | 1 | -5.6 | 275
1 Reference Case | 2030 | 1 | -5.5 | 251
1 Reference Case | 2030 | 1 | -5.4 | 232
1 Reference Case | 2030 | 1 | -5.3 | 253
1 Reference Case | 2030 | 1 | -5.2 | 245
1 Reference Case | 2030 | 1 | -5.1 | 315
1 Reference Case | 2030 | 1 | -5 | 293
1 Reference Case | 2030 | 1 | -4.9 | 249
1 Reference Case | 2030 | 1 | -4.8 | 254
1 Reference Case | 2030 | 1 | -4.7 | 250
1 Reference Case | 2030 | 1 | -4.6 | 268
1 Reference Case | 2030 | 1 | -4.5 | 271
1 Reference Case | 2030 | 1 | -4.4 | 280
1 Reference Case | 2030 | 1 | -4.3 | 298
1 Reference Case | 2030 | 1 | -4.2 | 265
1 Reference Case | 2030 | 1 | -4.1 | 296
1 Reference Case | 2030 | 1 | -4 | 265
1 Reference Case | 2030 | 1 | -3.9 | 285
1 Reference Case | 2030 | 1 | -3.8 | 262
1 Reference Case | 2030 | 1 | -3.7 | 304
1 Reference Case | 2030 | 1 | -3.6 | 300
1 Reference Case | 2030 | 1 | -3.5 | 300
1 Reference Case | 2030 | 1 | -3.4 | 295
1 Reference Case | 2030 | 1 | -3.3 | 286
1 Reference Case | 2030 | 1 | -3.2 | 325
1 Reference Case | 2030 | 1 | -3.1 | 303
1 Reference Case | 2030 | 1 | -3 | 326
1 Reference Case | 2030 | 1 | -2.9 | 311
1 Reference Case | 2030 | 1 | -2.8 | 304
1 Reference Case | 2030 | 1 | -2.7 | 266
1 Reference Case | 2030 | 1 | -2.6 | 310
1 Reference Case | 2030 | 1 | -2.5 | 294
1 Reference Case | 2030 | 1 | -2.4 | 319
1 Reference Case | 2030 | 1 | -2.3 | 323
1 Reference Case | 2030 | 1 | -2.2 | 366
1 Reference Case | 2030 | 1 | -2.1 | 306
1 Reference Case | 2030 | 1 | -2 | 364
1 Reference Case | 2030 | 1 | -1.9 | 346
1 Reference Case | 2030 | 1 | -1.8 | 317
1 Reference Case | 2030 | 1 | -1.7 | 307
1 Reference Case | 2030 | 1 | -1.6 | 316
1 Reference Case | 2030 | 1 | -1.5 | 375
1 Reference Case | 2030 | 1 | -1.4 | 327
1 Reference Case | 2030 | 1 | -1.3 | 348
1 Reference Case | 2030 | 1 | -1.2 | 341
1 Reference Case | 2030 | 1 | -1.1 | 389
1 Reference Case | 2030 | 1 | -1 | 372
1 Reference Case | 2030 | 1 | -0.9 | 369
1 Reference Case | 2030 | 1 | -0.8 | 328
1 Reference Case | 2030 | 1 | -0.7 | 350
1 Reference Case | 2030 | 1 | -0.6 | 356
1 Reference Case | 2030 | 1 | -0.5 | 355
1 Reference Case | 2030 | 1 | -0.4 | 357
1 Reference Case | 2030 | 1 | -0.3 | 334
1 Reference Case | 2030 | 1 | -0.2 | 390
1 Reference Case | 2030 | 1 | -0.1 | 368
1 Reference Case | 2030 | 1 | 0 | 8230
1 Reference Case | 2030 | 1 | 0.1 | 356
1 Reference Case | 2030 | 1 | 0.2 | 374
1 Reference Case | 2030 | 1 | 0.3 | 392
1 Reference Case | 2030 | 1 | 0.4 | 336
1 Reference Case | 2030 | 1 | 0.5 | 341
1 Reference Case | 2030 | 1 | 0.6 | 362
1 Reference Case | 2030 | 1 | 0.7 | 385
1 Reference Case | 2030 | 1 | 0.8 | 352
1 Reference Case | 2030 | 1 | 0.9 | 328
1 Reference Case | 2030 | 1 | 1 | 317
1 Reference Case | 2030 | 1 | 1.1 | 350
1 Reference Case | 2030 | 1 | 1.2 | 335
1 Reference Case | 2030 | 1 | 1.3 | 342
1 Reference Case | 2030 | 1 | 1.4 | 320
1 Reference Case | 2030 | 1 | 1.5 | 329
1 Reference Case | 2030 | 1 | 1.6 | 336
1 Reference Case | 2030 | 1 | 1.7 | 351
1 Reference Case | 2030 | 1 | 1.8 | 299
1 Reference Case | 2030 | 1 | 1.9 | 326
1 Reference Case | 2030 | 1 | 2 | 300
1 Reference Case | 2030 | 1 | 2.1 | 330
1 Reference Case | 2030 | 1 | 2.2 | 315
1 Reference Case | 2030 | 1 | 2.3 | 264
1 Reference Case | 2030 | 1 | 2.4 | 298
1 Reference Case | 2030 | 1 | 2.5 | 302
1 Reference Case | 2030 | 1 | 2.6 | 313
1 Reference Case | 2030 | 1 | 2.7 | 309
1 Reference Case | 2030 | 1 | 2.8 | 289
1 Reference Case | 2030 | 1 | 2.9 | 279
1 Reference Case | 2030 | 1 | 3 | 282
1 Reference Case | 2030 | 1 | 3.1 | 294
1 Reference Case | 2030 | 1 | 3.2 | 279
1 Reference Case | 2030 | 1 | 3.3 | 321
1 Reference Case | 2030 | 1 | 3.4 | 263
1 Reference Case | 2030 | 1 | 3.5 | 294
1 Reference Case | 2030 | 1 | 3.6 | 271
1 Reference Case | 2030 | 1 | 3.7 | 256
1 Reference Case | 2030 | 1 | 3.8 | 282
1 Reference Case | 2030 | 1 | 3.9 | 290
1 Reference Case | 2030 | 1 | 4 | 276
1 Reference Case | 2030 | 1 | 4.1 | 276
1 Reference Case | 2030 | 1 | 4.2 | 278
1 Reference Case | 2030 | 1 | 4.3 | 271
1 Reference Case | 2030 | 1 | 4.4 | 256
1 Reference Case | 2030 | 1 | 4.5 | 272
1 Reference Case | 2030 | 1 | 4.6 | 275
1 Reference Case | 2030 | 1 | 4.7 | 262
1 Reference Case | 2030 | 1 | 4.8 | 251
1 Reference Case | 2030 | 1 | 4.9 | 249
1 Reference Case | 2030 | 1 | 5 | 238
1 Reference Case | 2030 | 1 | 5.1 | 239
1 Reference Case | 2030 | 1 | 5.2 | 244
1 Reference Case | 2030 | 1 | 5.3 | 261
1 Reference Case | 2030 | 1 | 5.4 | 255
1 Reference Case | 2030 | 1 | 5.5 | 265
1 Reference Case | 2030 | 1 | 5.6 | 229
1 Reference Case | 2030 | 1 | 5.7 | 238
1 Reference Case | 2030 | 1 | 5.8 | 254
1 Reference Case | 2030 | 1 | 5.9 | 226
1 Reference Case | 2030 | 1 | 6 | 229
1 Reference Case | 2030 | 1 | 6.1 | 213
1 Reference Case | 2030 | 1 | 6.2 | 191
1 Reference Case | 2030 | 1 | 6.3 | 233
1 Reference Case | 2030 | 1 | 6.4 | 257
1 Reference Case | 2030 | 1 | 6.5 | 213
1 Reference Case | 2030 | 1 | 6.6 | 200
1 Reference Case | 2030 | 1 | 6.7 | 216
1 Reference Case | 2030 | 1 | 6.8 | 235
1 Reference Case | 2030 | 1 | 6.9 | 191
1 Reference Case | 2030 | 1 | 7 | 240
1 Reference Case | 2030 | 1 | 7.1 | 217
1 Reference Case | 2030 | 1 | 7.2 | 233
1 Reference Case | 2030 | 1 | 7.3 | 196
1 Reference Case | 2030 | 1 | 7.4 | 203
1 Reference Case | 2030 | 1 | 7.5 | 205
1 Reference Case | 2030 | 1 | 7.6 | 208
1 Reference Case | 2030 | 1 | 7.7 | 202
1 Reference Case | 2030 | 1 | 7.8 | 221
1 Reference Case | 2030 | 1 | 7.9 | 189
1 Reference Case | 2030 | 1 | 8 | 186
1 Reference Case | 2030 | 1 | 8.1 | 197
1 Reference Case | 2030 | 1 | 8.2 | 178
1 Reference Case | 2030 | 1 | 8.3 | 189
1 Reference Case | 2030 | 1 | 8.4 | 188
1 Reference Case | 2030 | 1 | 8.5 | 180
1 Reference Case | 2030 | 1 | 8.6 | 171
1 Reference Case | 2030 | 1 | 8.7 | 179
1 Reference Case | 2030 | 1 | 8.8 | 185
1 Reference Case | 2030 | 1 | 8.9 | 176
1 Reference Case | 2030 | 1 | 9 | 201
1 Reference Case | 2030 | 1 | 9.1 | 157
1 Reference Case | 2030 | 1 | 9.2 | 150
1 Reference Case | 2030 | 1 | 9.3 | 163
1 Reference Case | 2030 | 1 | 9.4 | 156
1 Reference Case | 2030 | 1 | 9.5 | 158
1 Reference Case | 2030 | 1 | 9.6 | 167
1 Reference Case | 2030 | 1 | 9.7 | 167
1 Reference Case | 2030 | 1 | 9.8 | 158
1 Reference Case | 2030 | 1 | 9.9 | 151
1 Reference Case | 2030 | 1 | 10 | 168
1 Reference Case | 2030 | 1 | 10.1 | 155
1 Reference Case | 2030 | 1 | 10.2 | 164
1 Reference Case | 2030 | 1 | 10.3 | 157
1 Reference Case | 2030 | 1 | 10.4 | 140
1 Reference Case | 2030 | 1 | 10.5 | 151
1 Reference Case | 2030 | 1 | 10.6 | 165
1 Reference Case | 2030 | 1 | 10.7 | 139
1 Reference Case | 2030 | 1 | 10.8 | 130
1 Reference Case | 2030 | 1 | 10.9 | 134
1 Reference Case | 2030 | 1 | 11 | 131
1 Reference Case | 2030 | 1 | 11.1 | 135
1 Reference Case | 2030 | 1 | 11.2 | 154
1 Reference Case | 2030 | 1 | 11.3 | 127
1 Reference Case | 2030 | 1 | 11.4 | 134
1 Reference Case | 2030 | 1 | 11.5 | 125
1 Reference Case | 2030 | 1 | 11.6 | 146
1 Reference Case | 2030 | 1 | 11.7 | 130
1 Reference Case | 2030 | 1 | 11.8 | 162
1 Reference Case | 2030 | 1 | 11.9 | 142
1 Reference Case | 2030 | 1 | 12 | 150
1 Reference Case | 2030 | 1 | 12.1 | 126
1 Reference Case | 2030 | 1 | 12.2 | 123
1 Reference Case | 2030 | 1 | 12.3 | 117
1 Reference Case | 2030 | 1 | 12.4 | 136
1 Reference Case | 2030 | 1 | 12.5 | 125
1 Reference Case | 2030 | 1 | 12.6 | 125
1 Reference Case | 2030 | 1 | 12.7 | 117
1 Reference Case | 2030 | 1 | 12.8 | 135
1 Reference Case | 2030 | 1 | 12.9 | 125
1 Reference Case | 2030 | 1 | 13 | 103
1 Reference Case | 2030 | 1 | 13.1 | 120
1 Reference Case | 2030 | 1 | 13.2 | 117
1 Reference Case | 2030 | 1 | 13.3 | 127
1 Reference Case | 2030 | 1 | 13.4 | 119
1 Reference Case | 2030 | 1 | 13.5 | 93
1 Reference Case | 2030 | 1 | 13.6 | 101
1 Reference Case | 2030 | 1 | 13.7 | 120
1 Reference Case | 2030 | 1 | 13.8 | 122
1 Reference Case | 2030 | 1 | 13.9 | 110
1 Reference Case | 2030 | 1 | 14 | 94
1 Reference Case | 2030 | 1 | 14.1 | 98
1 Reference Case | 2030 | 1 | 14.2 | 100
1 Reference Case | 2030 | 1 | 14.3 | 104
1 Reference Case | 2030 | 1 | 14.4 | 94
1 Reference Case | 2030 | 1 | 14.5 | 93
1 Reference Case | 2030 | 1 | 14.6 | 95
1 Reference Case | 2030 | 1 | 14.7 | 89
1 Reference Case | 2030 | 1 | 14.8 | 94
1 Reference Case | 2030 | 1 | 14.9 | 90
1 Reference Case | 2030 | 1 | 15 | 99
1 Reference Case | 2030 | 1 | 15.1 | 102
1 Reference Case | 2030 | 1 | 15.2 | 92
1 Reference Case | 2030 | 1 | 15.3 | 88
1 Reference Case | 2030 | 1 | 15.4 | 89
1 Reference Case | 2030 | 1 | 15.5 | 105
1 Reference Case | 2030 | 1 | 15.6 | 87
1 Reference Case | 2030 | 1 | 15.7 | 80
1 Reference Case | 2030 | 1 | 15.8 | 110
1 Reference Case | 2030 | 1 | 15.9 | 66
1 Reference Case | 2030 | 1 | 16 | 90
1 Reference Case | 2030 | 1 | 16.1 | 82
1 Reference Case | 2030 | 1 | 16.2 | 99
1 Reference Case | 2030 | 1 | 16.3 | 80
1 Reference Case | 2030 | 1 | 16.4 | 71
1 Reference Case | 2030 | 1 | 16.5 | 72
1 Reference Case | 2030 | 1 | 16.6 | 72
1 Reference Case | 2030 | 1 | 16.7 | 69
1 Reference Case | 2030 | 1 | 16.8 | 88
1 Reference Case | 2030 | 1 | 16.9 | 71
1 Reference Case | 2030 | 1 | 17 | 79
1 Reference Case | 2030 | 1 | 17.1 | 73
1 Reference Case | 2030 | 1 | 17.2 | 65
1 Reference Case | 2030 | 1 | 17.3 | 78
1 Reference Case | 2030 | 1 | 17.4 | 83
1 Reference Case | 2030 | 1 | 17.5 | 72
1 Reference Case | 2030 | 1 | 17.6 | 69
1 Reference Case | 2030 | 1 | 17.7 | 74
1 Reference Case | 2030 | 1 | 17.8 | 69
1 Reference Case | 2030 | 1 | 17.9 | 70
1 Reference Case | 2030 | 1 | 18 | 66
1 Reference Case | 2030 | 1 | 18.1 | 61
1 Reference Case | 2030 | 1 | 18.2 | 81
1 Reference Case | 2030 | 1 | 18.3 | 73
1 Reference Case | 2030 | 1 | 18.4 | 82
1 Reference Case | 2030 | 1 | 18.5 | 73
1 Reference Case | 2030 | 1 | 18.6 | 75
1 Reference Case | 2030 | 1 | 18.7 | 61
1 Reference Case | 2030 | 1 | 18.8 | 63
1 Reference Case | 2030 | 1 | 18.9 | 53
1 Reference Case | 2030 | 1 | 19 | 75
1 Reference Case | 2030 | 1 | 19.1 | 74
1 Reference Case | 2030 | 1 | 19.2 | 58
1 Reference Case | 2030 | 1 | 19.3 | 71
1 Reference Case | 2030 | 1 | 19.4 | 54
1 Reference Case | 2030 | 1 | 19.5 | 55
1 Reference Case | 2030 | 1 | 19.6 | 45
1 Reference Case | 2030 | 1 | 19.7 | 69
1 Reference Case | 2030 | 1 | 19.8 | 70
1 Reference Case | 2030 | 1 | 19.9 | 50
1 Reference Case | 2030 | 1 | 20 | 61
1 Reference Case | 2030 | 1 | 20.1 | 50
1 Reference Case | 2030 | 1 | 20.2 | 66
1 Reference Case | 2030 | 1 | 20.3 | 55
1 Reference Case | 2030 | 1 | 20.4 | 58
1 Reference Case | 2030 | 1 | 20.5 | 57
1 Reference Case | 2030 | 1 | 20.6 | 55
1 Reference Case | 2030 | 1 | 20.7 | 43
1 Reference Case | 2030 | 1 | 20.8 | 52
1 Reference Case | 2030 | 1 | 20.9 | 52
1 Reference Case | 2030 | 1 | 21 | 42
1 Reference Case | 2030 | 1 | 21.1 | 53
1 Reference Case | 2030 | 1 | 21.2 | 53
1 Reference Case | 2030 | 1 | 21.3 | 59
1 Reference Case | 2030 | 1 | 21.4 | 35
1 Reference Case | 2030 | 1 | 21.5 | 53
1 Reference Case | 2030 | 1 | 21.6 | 51
1 Reference Case | 2030 | 1 | 21.7 | 56
1 Reference Case | 2030 | 1 | 21.8 | 56
1 Reference Case | 2030 | 1 | 21.9 | 42
1 Reference Case | 2030 | 1 | 22 | 34
1 Reference Case | 2030 | 1 | 22.1 | 46
1 Reference Case | 2030 | 1 | 22.2 | 49
1 Reference Case | 2030 | 1 | 22.3 | 47
1 Reference Case | 2030 | 1 | 22.4 | 44
1 Reference Case | 2030 | 1 | 22.5 | 53
1 Reference Case | 2030 | 1 | 22.6 | 39
1 Reference Case | 2030 | 1 | 22.7 | 48
1 Reference Case | 2030 | 1 | 22.8 | 43
1 Reference Case | 2030 | 1 | 22.9 | 38
1 Reference Case | 2030 | 1 | 23 | 40
1 Reference Case | 2030 | 1 | 23.1 | 34
1 Reference Case | 2030 | 1 | 23.2 | 51
1 Reference Case | 2030 | 1 | 23.3 | 45
1 Reference Case | 2030 | 1 | 23.4 | 36
1 Reference Case | 2030 | 1 | 23.5 | 40
1 Reference Case | 2030 | 1 | 23.6 | 39
1 Reference Case | 2030 | 1 | 23.7 | 30
1 Reference Case | 2030 | 1 | 23.8 | 40
1 Reference Case | 2030 | 1 | 23.9 | 41
1 Reference Case | 2030 | 1 | 24 | 36
1 Reference Case | 2030 | 1 | 24.1 | 28
1 Reference Case | 2030 | 1 | 24.2 | 33
1 Reference Case | 2030 | 1 | 24.3 | 30
1 Reference Case | 2030 | 1 | 24.4 | 34
1 Reference Case | 2030 | 1 | 24.5 | 45
1 Reference Case | 2030 | 1 | 24.6 | 26
1 Reference Case | 2030 | 1 | 24.7 | 35
1 Reference Case | 2030 | 1 | 24.8 | 32
1 Reference Case | 2030 | 1 | 24.9 | 29
1 Reference Case | 2030 | 1 | 25 | 27
1 Reference Case | 2030 | 1 | 25.1 | 33
1 Reference Case | 2030 | 1 | 25.2 | 30
1 Reference Case | 2030 | 1 | 25.3 | 22
1 Reference Case | 2030 | 1 | 25.4 | 36
1 Reference Case | 2030 | 1 | 25.5 | 20
1 Reference Case | 2030 | 1 | 25.6 | 30
1 Reference Case | 2030 | 1 | 25.7 | 33
1 Reference Case | 2030 | 1 | 25.8 | 31
1 Reference Case | 2030 | 1 | 25.9 | 38
1 Reference Case | 2030 | 1 | 26 | 11
1 Reference Case | 2030 | 1 | 26.1 | 27
1 Reference Case | 2030 | 1 | 26.2 | 30
1 Reference Case | 2030 | 1 | 26.3 | 27
1 Reference Case | 2030 | 1 | 26.4 | 23
1 Reference Case | 2030 | 1 | 26.5 | 33
1 Reference Case | 2030 | 1 | 26.6 | 26
1 Reference Case | 2030 | 1 | 26.7 | 23
1 Reference Case | 2030 | 1 | 26.8 | 22
1 Reference Case | 2030 | 1 | 26.9 | 22
1 Reference Case | 2030 | 1 | 27 | 18
1 Reference Case | 2030 | 1 | 27.1 | 25
1 Reference Case | 2030 | 1 | 27.2 | 26
1 Reference Case | 2030 | 1 | 27.3 | 20
1 Reference Case | 2030 | 1 | 27.4 | 21
1 Reference Case | 2030 | 1 | 27.5 | 25
1 Reference Case | 2030 | 1 | 27.6 | 17
1 Reference Case | 2030 | 1 | 27.7 | 23
1 Reference Case | 2030 | 1 | 27.8 | 22
1 Reference Case | 2030 | 1 | 27.9 | 20
1 Reference Case | 2030 | 1 | 28 | 33
1 Reference Case | 2030 | 1 | 28.1 | 16
1 Reference Case | 2030 | 1 | 28.2 | 18
1 Reference Case | 2030 | 1 | 28.3 | 27
1 Reference Case | 2030 | 1 | 28.4 | 26
1 Reference Case | 2030 | 1 | 28.5 | 10
1 Reference Case | 2030 | 1 | 28.6 | 13
1 Reference Case | 2030 | 1 | 28.7 | 25
1 Reference Case | 2030 | 1 | 28.8 | 23
1 Reference Case | 2030 | 1 | 28.9 | 18
1 Reference Case | 2030 | 1 | 29 | 22
1 Reference Case | 2030 | 1 | 29.1 | 25
1 Reference Case | 2030 | 1 | 29.2 | 21
1 Reference Case | 2030 | 1 | 29.3 | 21
1 Reference Case | 2030 | 1 | 29.4 | 18
1 Reference Case | 2030 | 1 | 29.5 | 16
1 Reference Case | 2030 | 1 | 29.6 | 13
1 Reference Case | 2030 | 1 | 29.7 | 17
1 Reference Case | 2030 | 1 | 29.8 | 11
1 Reference Case | 2030 | 1 | 29.9 | 17
1 Reference Case | 2030 | 1 | 30 | 11
1 Reference Case | 2030 | 1 | 30.1 | 25
1 Reference Case | 2030 | 1 | 30.2 | 20
1 Reference Case | 2030 | 1 | 30.3 | 18
1 Reference Case | 2030 | 1 | 30.4 | 17
1 Reference Case | 2030 | 1 | 30.5 | 11
1 Reference Case | 2030 | 1 | 30.6 | 10
1 Reference Case | 2030 | 1 | 30.7 | 23
1 Reference Case | 2030 | 1 | 30.8 | 20
1 Reference Case | 2030 | 1 | 30.9 | 16
1 Reference Case | 2030 | 1 | 31 | 19
1 Reference Case | 2030 | 1 | 31.1 | 14
1 Reference Case | 2030 | 1 | 31.2 | 11
1 Reference Case | 2030 | 1 | 31.3 | 16
1 Reference Case | 2030 | 1 | 31.4 | 20
1 Reference Case | 2030 | 1 | 31.5 | 17
1 Reference Case | 2030 | 1 | 31.6 | 14
1 Reference Case | 2030 | 1 | 31.7 | 18
1 Reference Case | 2030 | 1 | 31.8 | 18
1 Reference Case | 2030 | 1 | 31.9 | 21
1 Reference Case | 2030 | 1 | 32 | 11
1 Reference Case | 2030 | 1 | 32.1 | 17
1 Reference Case | 2030 | 1 | 32.2 | 23
1 Reference Case | 2030 | 1 | 32.3 | 20
1 Reference Case | 2030 | 1 | 32.4 | 17
1 Reference Case | 2030 | 1 | 32.5 | 18
1 Reference Case | 2030 | 1 | 32.6 | 10
1 Reference Case | 2030 | 1 | 32.7 | 7
1 Reference Case | 2030 | 1 | 32.8 | 8
1 Reference Case | 2030 | 1 | 32.9 | 6
1 Reference Case | 2030 | 1 | 33 | 22
1 Reference Case | 2030 | 1 | 33.1 | 9
1 Reference Case | 2030 | 1 | 33.2 | 11
1 Reference Case | 2030 | 1 | 33.3 | 16
1 Reference Case | 2030 | 1 | 33.4 | 11
1 Reference Case | 2030 | 1 | 33.5 | 6
1 Reference Case | 2030 | 1 | 33.6 | 9
1 Reference Case | 2030 | 1 | 33.7 | 12
1 Reference Case | 2030 | 1 | 33.8 | 9
1 Reference Case | 2030 | 1 | 33.9 | 8
1 Reference Case | 2030 | 1 | 34 | 13
1 Reference Case | 2030 | 1 | 34.1 | 13
1 Reference Case | 2030 | 1 | 34.2 | 11
1 Reference Case | 2030 | 1 | 34.3 | 15
1 Reference Case | 2030 | 1 | 34.4 | 5
1 Reference Case | 2030 | 1 | 34.5 | 17
1 Reference Case | 2030 | 1 | 34.6 | 9
1 Reference Case | 2030 | 1 | 34.7 | 13
1 Reference Case | 2030 | 1 | 34.8 | 6
1 Reference Case | 2030 | 1 | 34.9 | 9
1 Reference Case | 2030 | 1 | 35 | 16
1 Reference Case | 2030 | 1 | 35.1 | 15
1 Reference Case | 2030 | 1 | 35.2 | 7
1 Reference Case | 2030 | 1 | 35.3 | 9
1 Reference Case | 2030 | 1 | 35.4 | 12
1 Reference Case | 2030 | 1 | 35.5 | 7
1 Reference Case | 2030 | 1 | 35.6 | 10
1 Reference Case | 2030 | 1 | 35.7 | 8
1 Reference Case | 2030 | 1 | 35.8 | 9
1 Reference Case | 2030 | 1 | 35.9 | 5
1 Reference Case | 2030 | 1 | 36 | 14
1 Reference Case | 2030 | 1 | 36.1 | 9
1 Reference Case | 2030 | 1 | 36.2 | 10
1 Reference Case | 2030 | 1 | 36.3 | 8
1 Reference Case | 2030 | 1 | 36.4 | 8
1 Reference Case | 2030 | 1 | 36.5 | 6
1 Reference Case | 2030 | 1 | 36.6 | 5
1 Reference Case | 2030 | 1 | 36.7 | 7
1 Reference Case | 2030 | 1 | 36.8 | 11
1 Reference Case | 2030 | 1 | 36.9 | 7
1 Reference Case | 2030 | 1 | 37 | 9
1 Reference Case | 2030 | 1 | 37.1 | 6
1 Reference Case | 2030 | 1 | 37.2 | 9
1 Reference Case | 2030 | 1 | 37.3 | 7
1 Reference Case | 2030 | 1 | 37.4 | 9
1 Reference Case | 2030 | 1 | 37.5 | 6
1 Reference Case | 2030 | 1 | 37.6 | 9
1 Reference Case | 2030 | 1 | 37.7 | 4
1 Reference Case | 2030 | 1 | 37.8 | 13
1 Reference Case | 2030 | 1 | 37.9 | 6
1 Reference Case | 2030 | 1 | 38 | 3
1 Reference Case | 2030 | 1 | 38.1 | 5
1 Reference Case | 2030 | 1 | 38.2 | 5
1 Reference Case | 2030 | 1 | 38.3 | 4
1 Reference Case | 2030 | 1 | 38.4 | 6
1 Reference Case | 2030 | 1 | 38.5 | 3
1 Reference Case | 2030 | 1 | 38.6 | 12
1 Reference Case | 2030 | 1 | 38.7 | 10
1 Reference Case | 2030 | 1 | 38.8 | 2
1 Reference Case | 2030 | 1 | 38.9 | 3
1 Reference Case | 2030 | 1 | 39 | 5
1 Reference Case | 2030 | 1 | 39.1 | 8
1 Reference Case | 2030 | 1 | 39.2 | 1
1 Reference Case | 2030 | 1 | 39.3 | 6
1 Reference Case | 2030 | 1 | 39.5 | 2
1 Reference Case | 2030 | 1 | 39.6 | 7
1 Reference Case | 2030 | 1 | 39.7 | 8
1 Reference Case | 2030 | 1 | 39.8 | 6
1 Reference Case | 2030 | 1 | 39.9 | 8
1 Reference Case | 2030 | 1 | 40 | 2
1 Reference Case | 2030 | 1 | 40.1 | 3
1 Reference Case | 2030 | 1 | 40.2 | 6
1 Reference Case | 2030 | 1 | 40.3 | 4
1 Reference Case | 2030 | 1 | 40.4 | 6
1 Reference Case | 2030 | 1 | 40.5 | 6
1 Reference Case | 2030 | 1 | 40.6 | 3
1 Reference Case | 2030 | 1 | 40.7 | 4
1 Reference Case | 2030 | 1 | 40.8 | 1
1 Reference Case | 2030 | 1 | 41 | 4
1 Reference Case | 2030 | 1 | 41.1 | 5
1 Reference Case | 2030 | 1 | 41.2 | 6
1 Reference Case | 2030 | 1 | 41.3 | 5
1 Reference Case | 2030 | 1 | 41.4 | 7
1 Reference Case | 2030 | 1 | 41.5 | 4
1 Reference Case | 2030 | 1 | 41.6 | 7
1 Reference Case | 2030 | 1 | 41.7 | 6
1 Reference Case | 2030 | 1 | 41.8 | 7
1 Reference Case | 2030 | 1 | 41.9 | 8
1 Reference Case | 2030 | 1 | 42 | 2
1 Reference Case | 2030 | 1 | 42.1 | 2
1 Reference Case | 2030 | 1 | 42.2 | 3
1 Reference Case | 2030 | 1 | 42.3 | 4
1 Reference Case | 2030 | 1 | 42.4 | 5
1 Reference Case | 2030 | 1 | 42.5 | 6
1 Reference Case | 2030 | 1 | 42.6 | 2
1 Reference Case | 2030 | 1 | 42.7 | 2
1 Reference Case | 2030 | 1 | 42.8 | 5
1 Reference Case | 2030 | 1 | 42.9 | 2
1 Reference Case | 2030 | 1 | 43 | 5
1 Reference Case | 2030 | 1 | 43.1 | 2
1 Reference Case | 2030 | 1 | 43.2 | 4
1 Reference Case | 2030 | 1 | 43.3 | 3
1 Reference Case | 2030 | 1 | 43.4 | 1
1 Reference Case | 2030 | 1 | 43.5 | 7
1 Reference Case | 2030 | 1 | 43.6 | 4
1 Reference Case | 2030 | 1 | 43.7 | 1
1 Reference Case | 2030 | 1 | 43.8 | 3
1 Reference Case | 2030 | 1 | 43.9 | 3
1 Reference Case | 2030 | 1 | 44 | 3
1 Reference Case | 2030 | 1 | 44.1 | 4
1 Reference Case | 2030 | 1 | 44.2 | 5
1 Reference Case | 2030 | 1 | 44.3 | 8
1 Reference Case | 2030 | 1 | 44.4 | 4
1 Reference Case | 2030 | 1 | 44.5 | 7
1 Reference Case | 2030 | 1 | 44.6 | 2
1 Reference Case | 2030 | 1 | 44.7 | 1
1 Reference Case | 2030 | 1 | 44.8 | 3
1 Reference Case | 2030 | 1 | 44.9 | 3
1 Reference Case | 2030 | 1 | 45 | 4
1 Reference Case | 2030 | 1 | 45.1 | 4
1 Reference Case | 2030 | 1 | 45.2 | 3
1 Reference Case | 2030 | 1 | 45.3 | 3
1 Reference Case | 2030 | 1 | 45.4 | 2
1 Reference Case | 2030 | 1 | 45.5 | 4
1 Reference Case | 2030 | 1 | 45.6 | 4
1 Reference Case | 2030 | 1 | 45.7 | 2
1 Reference Case | 2030 | 1 | 45.8 | 2
1 Reference Case | 2030 | 1 | 45.9 | 2
1 Reference Case | 2030 | 1 | 46 | 2
1 Reference Case | 2030 | 1 | 46.1 | 2
1 Reference Case | 2030 | 1 | 46.2 | 2
1 Reference Case | 2030 | 1 | 46.3 | 3
1 Reference Case | 2030 | 1 | 46.4 | 2
1 Reference Case | 2030 | 1 | 46.5 | 2
1 Reference Case | 2030 | 1 | 46.6 | 1
1 Reference Case | 2030 | 1 | 46.7 | 1
1 Reference Case | 2030 | 1 | 46.8 | 3
1 Reference Case | 2030 | 1 | 46.9 | 4
1 Reference Case | 2030 | 1 | 47.1 | 3
1 Reference Case | 2030 | 1 | 47.2 | 4
1 Reference Case | 2030 | 1 | 47.3 | 2
1 Reference Case | 2030 | 1 | 47.4 | 2
1 Reference Case | 2030 | 1 | 47.5 | 2
1 Reference Case | 2030 | 1 | 47.6 | 3
1 Reference Case | 2030 | 1 | 47.7 | 3
1 Reference Case | 2030 | 1 | 47.8 | 3
1 Reference Case | 2030 | 1 | 47.9 | 1
1 Reference Case | 2030 | 1 | 48 | 2
1 Reference Case | 2030 | 1 | 48.1 | 4
1 Reference Case | 2030 | 1 | 48.4 | 3
1 Reference Case | 2030 | 1 | 48.6 | 4
1 Reference Case | 2030 | 1 | 48.7 | 2
1 Reference Case | 2030 | 1 | 48.9 | 1
1 Reference Case | 2030 | 1 | 49 | 1
1 Reference Case | 2030 | 1 | 49.1 | 4
1 Reference Case | 2030 | 1 | 49.2 | 1
1 Reference Case | 2030 | 1 | 49.3 | 1
1 Reference Case | 2030 | 1 | 49.4 | 3
1 Reference Case | 2030 | 1 | 49.5 | 1
1 Reference Case | 2030 | 1 | 49.6 | 5
1 Reference Case | 2030 | 1 | 49.7 | 1
1 Reference Case | 2030 | 1 | 49.8 | 3
1 Reference Case | 2030 | 1 | 49.9 | 4
1 Reference Case | 2030 | 1 | 50.2 | 3
1 Reference Case | 2030 | 1 | 50.3 | 4
1 Reference Case | 2030 | 1 | 50.5 | 4
1 Reference Case | 2030 | 1 | 50.7 | 5
1 Reference Case | 2030 | 1 | 50.8 | 3
1 Reference Case | 2030 | 1 | 50.9 | 2
1 Reference Case | 2030 | 1 | 51 | 3
1 Reference Case | 2030 | 1 | 51.1 | 2
1 Reference Case | 2030 | 1 | 51.2 | 2
1 Reference Case | 2030 | 1 | 51.3 | 1
1 Reference Case | 2030 | 1 | 51.4 | 4
1 Reference Case | 2030 | 1 | 51.5 | 1
1 Reference Case | 2030 | 1 | 51.6 | 1
1 Reference Case | 2030 | 1 | 51.7 | 2
1 Reference Case | 2030 | 1 | 51.9 | 3
1 Reference Case | 2030 | 1 | 52 | 1
1 Reference Case | 2030 | 1 | 52.1 | 3
1 Reference Case | 2030 | 1 | 52.2 | 3
1 Reference Case | 2030 | 1 | 52.3 | 1
1 Reference Case | 2030 | 1 | 52.4 | 1
1 Reference Case | 2030 | 1 | 52.6 | 3
1 Reference Case | 2030 | 1 | 52.9 | 1
1 Reference Case | 2030 | 1 | 53 | 3
1 Reference Case | 2030 | 1 | 53.1 | 1
1 Reference Case | 2030 | 1 | 53.3 | 2
1 Reference Case | 2030 | 1 | 53.4 | 3
1 Reference Case | 2030 | 1 | 53.6 | 1
1 Reference Case | 2030 | 1 | 53.7 | 2
1 Reference Case | 2030 | 1 | 53.8 | 1
1 Reference Case | 2030 | 1 | 53.9 | 1
1 Reference Case | 2030 | 1 | 54 | 2
1 Reference Case | 2030 | 1 | 54.2 | 1
1 Reference Case | 2030 | 1 | 54.3 | 1
1 Reference Case | 2030 | 1 | 54.4 | 3
1 Reference Case | 2030 | 1 | 54.5 | 2
1 Reference Case | 2030 | 1 | 54.6 | 4
1 Reference Case | 2030 | 1 | 54.8 | 1
1 Reference Case | 2030 | 1 | 54.9 | 1
1 Reference Case | 2030 | 1 | 55.2 | 1
1 Reference Case | 2030 | 1 | 55.3 | 1
1 Reference Case | 2030 | 1 | 55.4 | 3
1 Reference Case | 2030 | 1 | 55.5 | 1
1 Reference Case | 2030 | 1 | 55.7 | 3
1 Reference Case | 2030 | 1 | 55.8 | 3
1 Reference Case | 2030 | 1 | 56 | 1
1 Reference Case | 2030 | 1 | 56.4 | 2
1 Reference Case | 2030 | 1 | 56.7 | 1
1 Reference Case | 2030 | 1 | 56.9 | 1
1 Reference Case | 2030 | 1 | 57 | 1
1 Reference Case | 2030 | 1 | 57.1 | 1
1 Reference Case | 2030 | 1 | 57.2 | 2
1 Reference Case | 2030 | 1 | 57.3 | 1
1 Reference Case | 2030 | 1 | 57.5 | 3
1 Reference Case | 2030 | 1 | 57.6 | 1
1 Reference Case | 2030 | 1 | 57.7 | 1
1 Reference Case | 2030 | 1 | 57.9 | 1
1 Reference Case | 2030 | 1 | 58 | 1
1 Reference Case | 2030 | 1 | 58.4 | 2
1 Reference Case | 2030 | 1 | 58.5 | 1
1 Reference Case | 2030 | 1 | 58.6 | 1
1 Reference Case | 2030 | 1 | 58.9 | 1
1 Reference Case | 2030 | 1 | 59.1 | 1
1 Reference Case | 2030 | 1 | 59.3 | 1
1 Reference Case | 2030 | 1 | 59.4 | 1
1 Reference Case | 2030 | 1 | 59.6 | 2
1 Reference Case | 2030 | 1 | 59.9 | 1
1 Reference Case | 2030 | 1 | 60.3 | 1
1 Reference Case | 2030 | 1 | 60.5 | 2
1 Reference Case | 2030 | 1 | 60.7 | 1
1 Reference Case | 2030 | 1 | 61.2 | 1
1 Reference Case | 2030 | 1 | 61.4 | 3
1 Reference Case | 2030 | 1 | 61.6 | 1
1 Reference Case | 2030 | 1 | 61.8 | 1
1 Reference Case | 2030 | 1 | 61.9 | 2
1 Reference Case | 2030 | 1 | 62.3 | 1
1 Reference Case | 2030 | 1 | 62.6 | 1
1 Reference Case | 2030 | 1 | 63.9 | 1
1 Reference Case | 2030 | 1 | 64 | 1
1 Reference Case | 2030 | 1 | 65.3 | 1
1 Reference Case | 2030 | 1 | 65.9 | 1
1 Reference Case | 2030 | 1 | 67.1 | 1
1 Reference Case | 2030 | 1 | 67.4 | 1
1 Reference Case | 2030 | 1 | 67.8 | 1
1 Reference Case | 2030 | 1 | 68.1 | 2
1 Reference Case | 2030 | 1 | 68.4 | 1
1 Reference Case | 2030 | 1 | 68.8 | 1
1 Reference Case | 2030 | 1 | 69.5 | 2
1 Reference Case | 2030 | 1 | 70.9 | 1
1 Reference Case | 2030 | 1 | 73.4 | 1
1 Reference Case | 2030 | 1 | 73.9 | 1
1 Reference Case | 2030 | 1 | 74.2 | 1
1 Reference Case | 2030 | 1 | 79.2 | 1
1 Reference Case | 2030 | 1 | 80.7 | 1
1 Reference Case | 2030 | 1 | 88.9 | 1
1 Reference Case | 2030 | 1 | 91.6 | 1
1 Reference Case | 2030 | 1 | 95.6 | 1
1 Reference Case | 2030 | 1 | 97.7 | 1
1 Reference Case | 2030 | 1 | 107.4 | 1
1 Reference Case | 2030 | 1 | 110.3 | 1
1 Reference Case | 2030 | 1 | 136.2 | 1
1 Reference Case | 2030 | 1 | 273.5 | 1
1 Reference Case | 2030 | 2 | -239.3 | 1
1 Reference Case | 2030 | 2 | -212.8 | 1
1 Reference Case | 2030 | 2 | -206 | 1
1 Reference Case | 2030 | 2 | -71.4 | 1
1 Reference Case | 2030 | 2 | -68.6 | 1
1 Reference Case | 2030 | 2 | -63 | 1
1 Reference Case | 2030 | 2 | -60.5 | 1
1 Reference Case | 2030 | 2 | -60.3 | 1
1 Reference Case | 2030 | 2 | -60.1 | 1
1 Reference Case | 2030 | 2 | -60 | 1
1 Reference Case | 2030 | 2 | -58.3 | 1
1 Reference Case | 2030 | 2 | -56.3 | 1
1 Reference Case | 2030 | 2 | -55.9 | 1
1 Reference Case | 2030 | 2 | -55.5 | 1
1 Reference Case | 2030 | 2 | -55.1 | 1
1 Reference Case | 2030 | 2 | -55 | 1
1 Reference Case | 2030 | 2 | -54.9 | 1
1 Reference Case | 2030 | 2 | -54.7 | 1
1 Reference Case | 2030 | 2 | -54.3 | 1
1 Reference Case | 2030 | 2 | -53.1 | 1
1 Reference Case | 2030 | 2 | -52.3 | 1
1 Reference Case | 2030 | 2 | -51.8 | 1
1 Reference Case | 2030 | 2 | -51.1 | 1
1 Reference Case | 2030 | 2 | -50.9 | 1
1 Reference Case | 2030 | 2 | -50.7 | 1
1 Reference Case | 2030 | 2 | -50.5 | 1
1 Reference Case | 2030 | 2 | -49.7 | 1
1 Reference Case | 2030 | 2 | -49.3 | 1
1 Reference Case | 2030 | 2 | -48.8 | 3
1 Reference Case | 2030 | 2 | -48.6 | 1
1 Reference Case | 2030 | 2 | -47.9 | 1
1 Reference Case | 2030 | 2 | -47.8 | 2
1 Reference Case | 2030 | 2 | -47.7 | 1
1 Reference Case | 2030 | 2 | -47 | 1
1 Reference Case | 2030 | 2 | -46.9 | 1
1 Reference Case | 2030 | 2 | -46.8 | 1
1 Reference Case | 2030 | 2 | -46.5 | 1
1 Reference Case | 2030 | 2 | -46.1 | 1
1 Reference Case | 2030 | 2 | -46 | 2
1 Reference Case | 2030 | 2 | -45.9 | 1
1 Reference Case | 2030 | 2 | -45.8 | 3
1 Reference Case | 2030 | 2 | -45.6 | 2
1 Reference Case | 2030 | 2 | -45.5 | 1
1 Reference Case | 2030 | 2 | -45.4 | 1
1 Reference Case | 2030 | 2 | -45.3 | 2
1 Reference Case | 2030 | 2 | -45.1 | 1
1 Reference Case | 2030 | 2 | -45 | 1
1 Reference Case | 2030 | 2 | -44.5 | 1
1 Reference Case | 2030 | 2 | -44.4 | 1
1 Reference Case | 2030 | 2 | -44.3 | 1
1 Reference Case | 2030 | 2 | -43.6 | 1
1 Reference Case | 2030 | 2 | -43.5 | 2
1 Reference Case | 2030 | 2 | -43.4 | 4
1 Reference Case | 2030 | 2 | -43.1 | 1
1 Reference Case | 2030 | 2 | -43 | 2
1 Reference Case | 2030 | 2 | -42.5 | 3
1 Reference Case | 2030 | 2 | -42.3 | 1
1 Reference Case | 2030 | 2 | -42.2 | 2
1 Reference Case | 2030 | 2 | -42.1 | 1
1 Reference Case | 2030 | 2 | -41.9 | 1
1 Reference Case | 2030 | 2 | -41.8 | 2
1 Reference Case | 2030 | 2 | -41.7 | 2
1 Reference Case | 2030 | 2 | -41.5 | 5
1 Reference Case | 2030 | 2 | -41.4 | 2
1 Reference Case | 2030 | 2 | -41.3 | 1
1 Reference Case | 2030 | 2 | -41.2 | 1
1 Reference Case | 2030 | 2 | -41.1 | 1
1 Reference Case | 2030 | 2 | -41 | 3
1 Reference Case | 2030 | 2 | -40.9 | 2
1 Reference Case | 2030 | 2 | -40.8 | 2
1 Reference Case | 2030 | 2 | -40.7 | 2
1 Reference Case | 2030 | 2 | -40.6 | 2
1 Reference Case | 2030 | 2 | -40.5 | 2
1 Reference Case | 2030 | 2 | -40.4 | 3
1 Reference Case | 2030 | 2 | -40.3 | 2
1 Reference Case | 2030 | 2 | -40.2 | 1
1 Reference Case | 2030 | 2 | -40.1 | 3
1 Reference Case | 2030 | 2 | -40 | 2
1 Reference Case | 2030 | 2 | -39.9 | 1
1 Reference Case | 2030 | 2 | -39.7 | 2
1 Reference Case | 2030 | 2 | -39.6 | 4
1 Reference Case | 2030 | 2 | -39.5 | 3
1 Reference Case | 2030 | 2 | -39.4 | 1
1 Reference Case | 2030 | 2 | -39.3 | 2
1 Reference Case | 2030 | 2 | -39.2 | 3
1 Reference Case | 2030 | 2 | -39.1 | 1
1 Reference Case | 2030 | 2 | -39 | 3
1 Reference Case | 2030 | 2 | -38.9 | 1
1 Reference Case | 2030 | 2 | -38.8 | 1
1 Reference Case | 2030 | 2 | -38.7 | 1
1 Reference Case | 2030 | 2 | -38.6 | 1
1 Reference Case | 2030 | 2 | -38.4 | 3
1 Reference Case | 2030 | 2 | -38.2 | 1
1 Reference Case | 2030 | 2 | -38.1 | 2
1 Reference Case | 2030 | 2 | -38 | 1
1 Reference Case | 2030 | 2 | -37.9 | 2
1 Reference Case | 2030 | 2 | -37.8 | 3
1 Reference Case | 2030 | 2 | -37.7 | 1
1 Reference Case | 2030 | 2 | -37.6 | 2
1 Reference Case | 2030 | 2 | -37.5 | 2
1 Reference Case | 2030 | 2 | -37.4 | 5
1 Reference Case | 2030 | 2 | -37.2 | 2
1 Reference Case | 2030 | 2 | -37.1 | 1
1 Reference Case | 2030 | 2 | -37 | 2
1 Reference Case | 2030 | 2 | -36.9 | 2
1 Reference Case | 2030 | 2 | -36.8 | 6
1 Reference Case | 2030 | 2 | -36.7 | 4
1 Reference Case | 2030 | 2 | -36.6 | 3
1 Reference Case | 2030 | 2 | -36.5 | 3
1 Reference Case | 2030 | 2 | -36.4 | 2
1 Reference Case | 2030 | 2 | -36.3 | 3
1 Reference Case | 2030 | 2 | -36.2 | 5
1 Reference Case | 2030 | 2 | -36.1 | 6
1 Reference Case | 2030 | 2 | -35.9 | 5
1 Reference Case | 2030 | 2 | -35.8 | 1
1 Reference Case | 2030 | 2 | -35.7 | 8
1 Reference Case | 2030 | 2 | -35.6 | 5
1 Reference Case | 2030 | 2 | -35.5 | 2
1 Reference Case | 2030 | 2 | -35.4 | 5
1 Reference Case | 2030 | 2 | -35.3 | 6
1 Reference Case | 2030 | 2 | -35.2 | 2
1 Reference Case | 2030 | 2 | -35.1 | 5
1 Reference Case | 2030 | 2 | -35 | 4
1 Reference Case | 2030 | 2 | -34.9 | 3
1 Reference Case | 2030 | 2 | -34.8 | 4
1 Reference Case | 2030 | 2 | -34.7 | 3
1 Reference Case | 2030 | 2 | -34.6 | 4
1 Reference Case | 2030 | 2 | -34.5 | 2
1 Reference Case | 2030 | 2 | -34.4 | 2
1 Reference Case | 2030 | 2 | -34.3 | 7
1 Reference Case | 2030 | 2 | -34.2 | 2
1 Reference Case | 2030 | 2 | -34.1 | 5
1 Reference Case | 2030 | 2 | -34 | 4
1 Reference Case | 2030 | 2 | -33.9 | 3
1 Reference Case | 2030 | 2 | -33.8 | 3
1 Reference Case | 2030 | 2 | -33.7 | 4
1 Reference Case | 2030 | 2 | -33.6 | 3
1 Reference Case | 2030 | 2 | -33.5 | 4
1 Reference Case | 2030 | 2 | -33.4 | 4
1 Reference Case | 2030 | 2 | -33.3 | 5
1 Reference Case | 2030 | 2 | -33.2 | 2
1 Reference Case | 2030 | 2 | -33.1 | 6
1 Reference Case | 2030 | 2 | -33 | 3
1 Reference Case | 2030 | 2 | -32.9 | 1
1 Reference Case | 2030 | 2 | -32.8 | 3
1 Reference Case | 2030 | 2 | -32.7 | 1
1 Reference Case | 2030 | 2 | -32.6 | 7
1 Reference Case | 2030 | 2 | -32.5 | 6
1 Reference Case | 2030 | 2 | -32.4 | 6
1 Reference Case | 2030 | 2 | -32.3 | 7
1 Reference Case | 2030 | 2 | -32.2 | 4
1 Reference Case | 2030 | 2 | -32.1 | 3
1 Reference Case | 2030 | 2 | -32 | 4
1 Reference Case | 2030 | 2 | -31.9 | 7
1 Reference Case | 2030 | 2 | -31.8 | 3
1 Reference Case | 2030 | 2 | -31.7 | 5
1 Reference Case | 2030 | 2 | -31.6 | 7
1 Reference Case | 2030 | 2 | -31.5 | 3
1 Reference Case | 2030 | 2 | -31.4 | 8
1 Reference Case | 2030 | 2 | -31.3 | 6
1 Reference Case | 2030 | 2 | -31.2 | 1
1 Reference Case | 2030 | 2 | -31.1 | 4
1 Reference Case | 2030 | 2 | -31 | 4
1 Reference Case | 2030 | 2 | -30.9 | 7
1 Reference Case | 2030 | 2 | -30.8 | 6
1 Reference Case | 2030 | 2 | -30.7 | 10
1 Reference Case | 2030 | 2 | -30.6 | 10
1 Reference Case | 2030 | 2 | -30.5 | 10
1 Reference Case | 2030 | 2 | -30.4 | 8
1 Reference Case | 2030 | 2 | -30.3 | 4
1 Reference Case | 2030 | 2 | -30.2 | 5
1 Reference Case | 2030 | 2 | -30.1 | 13
1 Reference Case | 2030 | 2 | -30 | 6
1 Reference Case | 2030 | 2 | -29.9 | 6
1 Reference Case | 2030 | 2 | -29.8 | 8
1 Reference Case | 2030 | 2 | -29.7 | 9
1 Reference Case | 2030 | 2 | -29.6 | 10
1 Reference Case | 2030 | 2 | -29.5 | 7
1 Reference Case | 2030 | 2 | -29.4 | 9
1 Reference Case | 2030 | 2 | -29.3 | 7
1 Reference Case | 2030 | 2 | -29.2 | 9
1 Reference Case | 2030 | 2 | -29.1 | 11
1 Reference Case | 2030 | 2 | -29 | 7
1 Reference Case | 2030 | 2 | -28.9 | 8
1 Reference Case | 2030 | 2 | -28.8 | 8
1 Reference Case | 2030 | 2 | -28.7 | 2
1 Reference Case | 2030 | 2 | -28.6 | 6
1 Reference Case | 2030 | 2 | -28.5 | 9
1 Reference Case | 2030 | 2 | -28.4 | 11
1 Reference Case | 2030 | 2 | -28.3 | 8
1 Reference Case | 2030 | 2 | -28.2 | 9
1 Reference Case | 2030 | 2 | -28.1 | 4
1 Reference Case | 2030 | 2 | -28 | 7
1 Reference Case | 2030 | 2 | -27.9 | 6
1 Reference Case | 2030 | 2 | -27.8 | 9
1 Reference Case | 2030 | 2 | -27.7 | 12
1 Reference Case | 2030 | 2 | -27.6 | 9
1 Reference Case | 2030 | 2 | -27.5 | 8
1 Reference Case | 2030 | 2 | -27.4 | 11
1 Reference Case | 2030 | 2 | -27.3 | 5
1 Reference Case | 2030 | 2 | -27.2 | 15
1 Reference Case | 2030 | 2 | -27.1 | 7
1 Reference Case | 2030 | 2 | -27 | 9
1 Reference Case | 2030 | 2 | -26.9 | 16
1 Reference Case | 2030 | 2 | -26.8 | 8
1 Reference Case | 2030 | 2 | -26.7 | 12
1 Reference Case | 2030 | 2 | -26.6 | 11
1 Reference Case | 2030 | 2 | -26.5 | 12
1 Reference Case | 2030 | 2 | -26.4 | 8
1 Reference Case | 2030 | 2 | -26.3 | 9
1 Reference Case | 2030 | 2 | -26.2 | 15
1 Reference Case | 2030 | 2 | -26.1 | 11
1 Reference Case | 2030 | 2 | -26 | 9
1 Reference Case | 2030 | 2 | -25.9 | 11
1 Reference Case | 2030 | 2 | -25.8 | 7
1 Reference Case | 2030 | 2 | -25.7 | 16
1 Reference Case | 2030 | 2 | -25.6 | 15
1 Reference Case | 2030 | 2 | -25.5 | 14
1 Reference Case | 2030 | 2 | -25.4 | 11
1 Reference Case | 2030 | 2 | -25.3 | 12
1 Reference Case | 2030 | 2 | -25.2 | 14
1 Reference Case | 2030 | 2 | -25.1 | 10
1 Reference Case | 2030 | 2 | -25 | 12
1 Reference Case | 2030 | 2 | -24.9 | 12
1 Reference Case | 2030 | 2 | -24.8 | 10
1 Reference Case | 2030 | 2 | -24.7 | 16
1 Reference Case | 2030 | 2 | -24.6 | 20
1 Reference Case | 2030 | 2 | -24.5 | 13
1 Reference Case | 2030 | 2 | -24.4 | 17
1 Reference Case | 2030 | 2 | -24.3 | 18
1 Reference Case | 2030 | 2 | -24.2 | 18
1 Reference Case | 2030 | 2 | -24.1 | 17
1 Reference Case | 2030 | 2 | -24 | 12
1 Reference Case | 2030 | 2 | -23.9 | 18
1 Reference Case | 2030 | 2 | -23.8 | 14
1 Reference Case | 2030 | 2 | -23.7 | 20
1 Reference Case | 2030 | 2 | -23.6 | 13
1 Reference Case | 2030 | 2 | -23.5 | 18
1 Reference Case | 2030 | 2 | -23.4 | 23
1 Reference Case | 2030 | 2 | -23.3 | 14
1 Reference Case | 2030 | 2 | -23.2 | 14
1 Reference Case | 2030 | 2 | -23.1 | 19
1 Reference Case | 2030 | 2 | -23 | 23
1 Reference Case | 2030 | 2 | -22.9 | 18
1 Reference Case | 2030 | 2 | -22.8 | 11
1 Reference Case | 2030 | 2 | -22.7 | 22
1 Reference Case | 2030 | 2 | -22.6 | 20
1 Reference Case | 2030 | 2 | -22.5 | 18
1 Reference Case | 2030 | 2 | -22.4 | 17
1 Reference Case | 2030 | 2 | -22.3 | 18
1 Reference Case | 2030 | 2 | -22.2 | 16
1 Reference Case | 2030 | 2 | -22.1 | 18
1 Reference Case | 2030 | 2 | -22 | 19
1 Reference Case | 2030 | 2 | -21.9 | 20
1 Reference Case | 2030 | 2 | -21.8 | 10
1 Reference Case | 2030 | 2 | -21.7 | 22
1 Reference Case | 2030 | 2 | -21.6 | 19
1 Reference Case | 2030 | 2 | -21.5 | 27
1 Reference Case | 2030 | 2 | -21.4 | 12
1 Reference Case | 2030 | 2 | -21.3 | 19
1 Reference Case | 2030 | 2 | -21.2 | 30
1 Reference Case | 2030 | 2 | -21.1 | 22
1 Reference Case | 2030 | 2 | -21 | 28
1 Reference Case | 2030 | 2 | -20.9 | 19
1 Reference Case | 2030 | 2 | -20.8 | 25
1 Reference Case | 2030 | 2 | -20.7 | 21
1 Reference Case | 2030 | 2 | -20.6 | 19
1 Reference Case | 2030 | 2 | -20.5 | 24
1 Reference Case | 2030 | 2 | -20.4 | 24
1 Reference Case | 2030 | 2 | -20.3 | 20
1 Reference Case | 2030 | 2 | -20.2 | 26
1 Reference Case | 2030 | 2 | -20.1 | 25
1 Reference Case | 2030 | 2 | -20 | 29
1 Reference Case | 2030 | 2 | -19.9 | 20
1 Reference Case | 2030 | 2 | -19.8 | 23
1 Reference Case | 2030 | 2 | -19.7 | 35
1 Reference Case | 2030 | 2 | -19.6 | 24
1 Reference Case | 2030 | 2 | -19.5 | 25
1 Reference Case | 2030 | 2 | -19.4 | 32
1 Reference Case | 2030 | 2 | -19.3 | 27
1 Reference Case | 2030 | 2 | -19.2 | 31
1 Reference Case | 2030 | 2 | -19.1 | 27
1 Reference Case | 2030 | 2 | -19 | 29
1 Reference Case | 2030 | 2 | -18.9 | 27
1 Reference Case | 2030 | 2 | -18.8 | 28
1 Reference Case | 2030 | 2 | -18.7 | 37
1 Reference Case | 2030 | 2 | -18.6 | 33
1 Reference Case | 2030 | 2 | -18.5 | 25
1 Reference Case | 2030 | 2 | -18.4 | 27
1 Reference Case | 2030 | 2 | -18.3 | 42
1 Reference Case | 2030 | 2 | -18.2 | 23
1 Reference Case | 2030 | 2 | -18.1 | 33
1 Reference Case | 2030 | 2 | -18 | 35
1 Reference Case | 2030 | 2 | -17.9 | 31
1 Reference Case | 2030 | 2 | -17.8 | 29
1 Reference Case | 2030 | 2 | -17.7 | 23
1 Reference Case | 2030 | 2 | -17.6 | 37
1 Reference Case | 2030 | 2 | -17.5 | 41
1 Reference Case | 2030 | 2 | -17.4 | 28
1 Reference Case | 2030 | 2 | -17.3 | 25
1 Reference Case | 2030 | 2 | -17.2 | 23
1 Reference Case | 2030 | 2 | -17.1 | 38
1 Reference Case | 2030 | 2 | -17 | 32
1 Reference Case | 2030 | 2 | -16.9 | 25
1 Reference Case | 2030 | 2 | -16.8 | 45
1 Reference Case | 2030 | 2 | -16.7 | 36
1 Reference Case | 2030 | 2 | -16.6 | 39
1 Reference Case | 2030 | 2 | -16.5 | 33
1 Reference Case | 2030 | 2 | -16.4 | 45
1 Reference Case | 2030 | 2 | -16.3 | 30
1 Reference Case | 2030 | 2 | -16.2 | 30
1 Reference Case | 2030 | 2 | -16.1 | 44
1 Reference Case | 2030 | 2 | -16 | 37
1 Reference Case | 2030 | 2 | -15.9 | 42
1 Reference Case | 2030 | 2 | -15.8 | 33
1 Reference Case | 2030 | 2 | -15.7 | 38
1 Reference Case | 2030 | 2 | -15.6 | 43
1 Reference Case | 2030 | 2 | -15.5 | 42
1 Reference Case | 2030 | 2 | -15.4 | 40
1 Reference Case | 2030 | 2 | -15.3 | 53
1 Reference Case | 2030 | 2 | -15.2 | 43
1 Reference Case | 2030 | 2 | -15.1 | 52
1 Reference Case | 2030 | 2 | -15 | 50
1 Reference Case | 2030 | 2 | -14.9 | 47
1 Reference Case | 2030 | 2 | -14.8 | 47
1 Reference Case | 2030 | 2 | -14.7 | 63
1 Reference Case | 2030 | 2 | -14.6 | 40
1 Reference Case | 2030 | 2 | -14.5 | 58
1 Reference Case | 2030 | 2 | -14.4 | 45
1 Reference Case | 2030 | 2 | -14.3 | 71
1 Reference Case | 2030 | 2 | -14.2 | 41
1 Reference Case | 2030 | 2 | -14.1 | 66
1 Reference Case | 2030 | 2 | -14 | 48
1 Reference Case | 2030 | 2 | -13.9 | 40
1 Reference Case | 2030 | 2 | -13.8 | 56
1 Reference Case | 2030 | 2 | -13.7 | 49
1 Reference Case | 2030 | 2 | -13.6 | 38
1 Reference Case | 2030 | 2 | -13.5 | 55
1 Reference Case | 2030 | 2 | -13.4 | 47
1 Reference Case | 2030 | 2 | -13.3 | 47
1 Reference Case | 2030 | 2 | -13.2 | 56
1 Reference Case | 2030 | 2 | -13.1 | 66
1 Reference Case | 2030 | 2 | -13 | 52
1 Reference Case | 2030 | 2 | -12.9 | 48
1 Reference Case | 2030 | 2 | -12.8 | 52
1 Reference Case | 2030 | 2 | -12.7 | 51
1 Reference Case | 2030 | 2 | -12.6 | 51
1 Reference Case | 2030 | 2 | -12.5 | 58
1 Reference Case | 2030 | 2 | -12.4 | 58
1 Reference Case | 2030 | 2 | -12.3 | 31
1 Reference Case | 2030 | 2 | -12.2 | 65
1 Reference Case | 2030 | 2 | -12.1 | 66
1 Reference Case | 2030 | 2 | -12 | 57
1 Reference Case | 2030 | 2 | -11.9 | 55
1 Reference Case | 2030 | 2 | -11.8 | 60
1 Reference Case | 2030 | 2 | -11.7 | 59
1 Reference Case | 2030 | 2 | -11.6 | 57
1 Reference Case | 2030 | 2 | -11.5 | 55
1 Reference Case | 2030 | 2 | -11.4 | 55
1 Reference Case | 2030 | 2 | -11.3 | 60
1 Reference Case | 2030 | 2 | -11.2 | 62
1 Reference Case | 2030 | 2 | -11.1 | 76
1 Reference Case | 2030 | 2 | -11 | 55
1 Reference Case | 2030 | 2 | -10.9 | 73
1 Reference Case | 2030 | 2 | -10.8 | 57
1 Reference Case | 2030 | 2 | -10.7 | 58
1 Reference Case | 2030 | 2 | -10.6 | 57
1 Reference Case | 2030 | 2 | -10.5 | 67
1 Reference Case | 2030 | 2 | -10.4 | 71
1 Reference Case | 2030 | 2 | -10.3 | 72
1 Reference Case | 2030 | 2 | -10.2 | 69
1 Reference Case | 2030 | 2 | -10.1 | 68
1 Reference Case | 2030 | 2 | -10 | 56
1 Reference Case | 2030 | 2 | -9.9 | 58
1 Reference Case | 2030 | 2 | -9.8 | 65
1 Reference Case | 2030 | 2 | -9.7 | 66
1 Reference Case | 2030 | 2 | -9.6 | 51
1 Reference Case | 2030 | 2 | -9.5 | 73
1 Reference Case | 2030 | 2 | -9.4 | 70
1 Reference Case | 2030 | 2 | -9.3 | 58
1 Reference Case | 2030 | 2 | -9.2 | 58
1 Reference Case | 2030 | 2 | -9.1 | 73
1 Reference Case | 2030 | 2 | -9 | 80
1 Reference Case | 2030 | 2 | -8.9 | 81
1 Reference Case | 2030 | 2 | -8.8 | 72
1 Reference Case | 2030 | 2 | -8.7 | 74
1 Reference Case | 2030 | 2 | -8.6 | 74
1 Reference Case | 2030 | 2 | -8.5 | 59
1 Reference Case | 2030 | 2 | -8.4 | 74
1 Reference Case | 2030 | 2 | -8.3 | 85
1 Reference Case | 2030 | 2 | -8.2 | 75
1 Reference Case | 2030 | 2 | -8.1 | 95
1 Reference Case | 2030 | 2 | -8 | 83
1 Reference Case | 2030 | 2 | -7.9 | 74
1 Reference Case | 2030 | 2 | -7.8 | 72
1 Reference Case | 2030 | 2 | -7.7 | 91
1 Reference Case | 2030 | 2 | -7.6 | 62
1 Reference Case | 2030 | 2 | -7.5 | 86
1 Reference Case | 2030 | 2 | -7.4 | 74
1 Reference Case | 2030 | 2 | -7.3 | 92
1 Reference Case | 2030 | 2 | -7.2 | 76
1 Reference Case | 2030 | 2 | -7.1 | 78
1 Reference Case | 2030 | 2 | -7 | 74
1 Reference Case | 2030 | 2 | -6.9 | 76
1 Reference Case | 2030 | 2 | -6.8 | 84
1 Reference Case | 2030 | 2 | -6.7 | 84
1 Reference Case | 2030 | 2 | -6.6 | 75
1 Reference Case | 2030 | 2 | -6.5 | 66
1 Reference Case | 2030 | 2 | -6.4 | 67
1 Reference Case | 2030 | 2 | -6.3 | 86
1 Reference Case | 2030 | 2 | -6.2 | 83
1 Reference Case | 2030 | 2 | -6.1 | 77
1 Reference Case | 2030 | 2 | -6 | 82
1 Reference Case | 2030 | 2 | -5.9 | 65
1 Reference Case | 2030 | 2 | -5.8 | 78
1 Reference Case | 2030 | 2 | -5.7 | 79
1 Reference Case | 2030 | 2 | -5.6 | 75
1 Reference Case | 2030 | 2 | -5.5 | 90
1 Reference Case | 2030 | 2 | -5.4 | 70
1 Reference Case | 2030 | 2 | -5.3 | 86
1 Reference Case | 2030 | 2 | -5.2 | 67
1 Reference Case | 2030 | 2 | -5.1 | 72
1 Reference Case | 2030 | 2 | -5 | 86
1 Reference Case | 2030 | 2 | -4.9 | 69
1 Reference Case | 2030 | 2 | -4.8 | 71
1 Reference Case | 2030 | 2 | -4.7 | 79
1 Reference Case | 2030 | 2 | -4.6 | 87
1 Reference Case | 2030 | 2 | -4.5 | 89
1 Reference Case | 2030 | 2 | -4.4 | 86
1 Reference Case | 2030 | 2 | -4.3 | 70
1 Reference Case | 2030 | 2 | -4.2 | 61
1 Reference Case | 2030 | 2 | -4.1 | 82
1 Reference Case | 2030 | 2 | -4 | 50
1 Reference Case | 2030 | 2 | -3.9 | 59
1 Reference Case | 2030 | 2 | -3.8 | 64
1 Reference Case | 2030 | 2 | -3.7 | 64
1 Reference Case | 2030 | 2 | -3.6 | 63
1 Reference Case | 2030 | 2 | -3.5 | 60
1 Reference Case | 2030 | 2 | -3.4 | 62
1 Reference Case | 2030 | 2 | -3.3 | 70
1 Reference Case | 2030 | 2 | -3.2 | 65
1 Reference Case | 2030 | 2 | -3.1 | 54
1 Reference Case | 2030 | 2 | -3 | 60
1 Reference Case | 2030 | 2 | -2.9 | 64
1 Reference Case | 2030 | 2 | -2.8 | 51
1 Reference Case | 2030 | 2 | -2.7 | 52
1 Reference Case | 2030 | 2 | -2.6 | 63
1 Reference Case | 2030 | 2 | -2.5 | 58
1 Reference Case | 2030 | 2 | -2.4 | 84
1 Reference Case | 2030 | 2 | -2.3 | 52
1 Reference Case | 2030 | 2 | -2.2 | 52
1 Reference Case | 2030 | 2 | -2.1 | 52
1 Reference Case | 2030 | 2 | -2 | 62
1 Reference Case | 2030 | 2 | -1.9 | 53
1 Reference Case | 2030 | 2 | -1.8 | 49
1 Reference Case | 2030 | 2 | -1.7 | 50
1 Reference Case | 2030 | 2 | -1.6 | 46
1 Reference Case | 2030 | 2 | -1.5 | 41
1 Reference Case | 2030 | 2 | -1.4 | 41
1 Reference Case | 2030 | 2 | -1.3 | 42
1 Reference Case | 2030 | 2 | -1.2 | 34
1 Reference Case | 2030 | 2 | -1.1 | 46
1 Reference Case | 2030 | 2 | -1 | 40
1 Reference Case | 2030 | 2 | -0.9 | 43
1 Reference Case | 2030 | 2 | -0.8 | 37
1 Reference Case | 2030 | 2 | -0.7 | 43
1 Reference Case | 2030 | 2 | -0.6 | 25
1 Reference Case | 2030 | 2 | -0.5 | 41
1 Reference Case | 2030 | 2 | -0.4 | 31
1 Reference Case | 2030 | 2 | -0.3 | 27
1 Reference Case | 2030 | 2 | -0.2 | 26
1 Reference Case | 2030 | 2 | -0.1 | 24
1 Reference Case | 2030 | 2 | 0 | 752
1 Reference Case | 2030 | 2 | 0.1 | 33
1 Reference Case | 2030 | 2 | 0.2 | 26
1 Reference Case | 2030 | 2 | 0.3 | 31
1 Reference Case | 2030 | 2 | 0.4 | 40
1 Reference Case | 2030 | 2 | 0.5 | 25
1 Reference Case | 2030 | 2 | 0.6 | 35
1 Reference Case | 2030 | 2 | 0.7 | 37
1 Reference Case | 2030 | 2 | 0.8 | 45
1 Reference Case | 2030 | 2 | 0.9 | 42
1 Reference Case | 2030 | 2 | 1 | 34
1 Reference Case | 2030 | 2 | 1.1 | 28
1 Reference Case | 2030 | 2 | 1.2 | 46
1 Reference Case | 2030 | 2 | 1.3 | 40
1 Reference Case | 2030 | 2 | 1.4 | 37
1 Reference Case | 2030 | 2 | 1.5 | 46
1 Reference Case | 2030 | 2 | 1.6 | 37
1 Reference Case | 2030 | 2 | 1.7 | 47
1 Reference Case | 2030 | 2 | 1.8 | 38
1 Reference Case | 2030 | 2 | 1.9 | 59
1 Reference Case | 2030 | 2 | 2 | 59
1 Reference Case | 2030 | 2 | 2.1 | 33
1 Reference Case | 2030 | 2 | 2.2 | 66
1 Reference Case | 2030 | 2 | 2.3 | 68
1 Reference Case | 2030 | 2 | 2.4 | 67
1 Reference Case | 2030 | 2 | 2.5 | 52
1 Reference Case | 2030 | 2 | 2.6 | 53
1 Reference Case | 2030 | 2 | 2.7 | 64
1 Reference Case | 2030 | 2 | 2.8 | 64
1 Reference Case | 2030 | 2 | 2.9 | 57
1 Reference Case | 2030 | 2 | 3 | 57
1 Reference Case | 2030 | 2 | 3.1 | 53
1 Reference Case | 2030 | 2 | 3.2 | 62
1 Reference Case | 2030 | 2 | 3.3 | 69
1 Reference Case | 2030 | 2 | 3.4 | 64
1 Reference Case | 2030 | 2 | 3.5 | 75
1 Reference Case | 2030 | 2 | 3.6 | 66
1 Reference Case | 2030 | 2 | 3.7 | 69
1 Reference Case | 2030 | 2 | 3.8 | 62
1 Reference Case | 2030 | 2 | 3.9 | 83
1 Reference Case | 2030 | 2 | 4 | 64
1 Reference Case | 2030 | 2 | 4.1 | 66
1 Reference Case | 2030 | 2 | 4.2 | 62
1 Reference Case | 2030 | 2 | 4.3 | 75
1 Reference Case | 2030 | 2 | 4.4 | 58
1 Reference Case | 2030 | 2 | 4.5 | 62
1 Reference Case | 2030 | 2 | 4.6 | 68
1 Reference Case | 2030 | 2 | 4.7 | 64
1 Reference Case | 2030 | 2 | 4.8 | 63
1 Reference Case | 2030 | 2 | 4.9 | 62
1 Reference Case | 2030 | 2 | 5 | 71
1 Reference Case | 2030 | 2 | 5.1 | 72
1 Reference Case | 2030 | 2 | 5.2 | 69
1 Reference Case | 2030 | 2 | 5.3 | 82
1 Reference Case | 2030 | 2 | 5.4 | 66
1 Reference Case | 2030 | 2 | 5.5 | 77
1 Reference Case | 2030 | 2 | 5.6 | 86
1 Reference Case | 2030 | 2 | 5.7 | 60
1 Reference Case | 2030 | 2 | 5.8 | 68
1 Reference Case | 2030 | 2 | 5.9 | 70
1 Reference Case | 2030 | 2 | 6 | 66
1 Reference Case | 2030 | 2 | 6.1 | 60
1 Reference Case | 2030 | 2 | 6.2 | 66
1 Reference Case | 2030 | 2 | 6.3 | 76
1 Reference Case | 2030 | 2 | 6.4 | 83
1 Reference Case | 2030 | 2 | 6.5 | 55
1 Reference Case | 2030 | 2 | 6.6 | 82
1 Reference Case | 2030 | 2 | 6.7 | 78
1 Reference Case | 2030 | 2 | 6.8 | 86
1 Reference Case | 2030 | 2 | 6.9 | 74
1 Reference Case | 2030 | 2 | 7 | 76
1 Reference Case | 2030 | 2 | 7.1 | 71
1 Reference Case | 2030 | 2 | 7.2 | 65
1 Reference Case | 2030 | 2 | 7.3 | 77
1 Reference Case | 2030 | 2 | 7.4 | 68
1 Reference Case | 2030 | 2 | 7.5 | 76
1 Reference Case | 2030 | 2 | 7.6 | 70
1 Reference Case | 2030 | 2 | 7.7 | 63
1 Reference Case | 2030 | 2 | 7.8 | 70
1 Reference Case | 2030 | 2 | 7.9 | 58
1 Reference Case | 2030 | 2 | 8 | 67
1 Reference Case | 2030 | 2 | 8.1 | 47
1 Reference Case | 2030 | 2 | 8.2 | 65
1 Reference Case | 2030 | 2 | 8.3 | 71
1 Reference Case | 2030 | 2 | 8.4 | 83
1 Reference Case | 2030 | 2 | 8.5 | 76
1 Reference Case | 2030 | 2 | 8.6 | 67
1 Reference Case | 2030 | 2 | 8.7 | 56
1 Reference Case | 2030 | 2 | 8.8 | 55
1 Reference Case | 2030 | 2 | 8.9 | 59
1 Reference Case | 2030 | 2 | 9 | 66
1 Reference Case | 2030 | 2 | 9.1 | 87
1 Reference Case | 2030 | 2 | 9.2 | 61
1 Reference Case | 2030 | 2 | 9.3 | 72
1 Reference Case | 2030 | 2 | 9.4 | 72
1 Reference Case | 2030 | 2 | 9.5 | 76
1 Reference Case | 2030 | 2 | 9.6 | 82
1 Reference Case | 2030 | 2 | 9.7 | 67
1 Reference Case | 2030 | 2 | 9.8 | 65
1 Reference Case | 2030 | 2 | 9.9 | 76
1 Reference Case | 2030 | 2 | 10 | 76
1 Reference Case | 2030 | 2 | 10.1 | 60
1 Reference Case | 2030 | 2 | 10.2 | 63
1 Reference Case | 2030 | 2 | 10.3 | 60
1 Reference Case | 2030 | 2 | 10.4 | 58
1 Reference Case | 2030 | 2 | 10.5 | 58
1 Reference Case | 2030 | 2 | 10.6 | 77
1 Reference Case | 2030 | 2 | 10.7 | 63
1 Reference Case | 2030 | 2 | 10.8 | 67
1 Reference Case | 2030 | 2 | 10.9 | 49
1 Reference Case | 2030 | 2 | 11 | 58
1 Reference Case | 2030 | 2 | 11.1 | 50
1 Reference Case | 2030 | 2 | 11.2 | 58
1 Reference Case | 2030 | 2 | 11.3 | 59
1 Reference Case | 2030 | 2 | 11.4 | 53
1 Reference Case | 2030 | 2 | 11.5 | 67
1 Reference Case | 2030 | 2 | 11.6 | 53
1 Reference Case | 2030 | 2 | 11.7 | 55
1 Reference Case | 2030 | 2 | 11.8 | 62
1 Reference Case | 2030 | 2 | 11.9 | 49
1 Reference Case | 2030 | 2 | 12 | 52
1 Reference Case | 2030 | 2 | 12.1 | 61
1 Reference Case | 2030 | 2 | 12.2 | 60
1 Reference Case | 2030 | 2 | 12.3 | 51
1 Reference Case | 2030 | 2 | 12.4 | 52
1 Reference Case | 2030 | 2 | 12.5 | 63
1 Reference Case | 2030 | 2 | 12.6 | 47
1 Reference Case | 2030 | 2 | 12.7 | 44
1 Reference Case | 2030 | 2 | 12.8 | 47
1 Reference Case | 2030 | 2 | 12.9 | 55
1 Reference Case | 2030 | 2 | 13 | 56
1 Reference Case | 2030 | 2 | 13.1 | 49
1 Reference Case | 2030 | 2 | 13.2 | 55
1 Reference Case | 2030 | 2 | 13.3 | 46
1 Reference Case | 2030 | 2 | 13.4 | 52
1 Reference Case | 2030 | 2 | 13.5 | 59
1 Reference Case | 2030 | 2 | 13.6 | 39
1 Reference Case | 2030 | 2 | 13.7 | 40
1 Reference Case | 2030 | 2 | 13.8 | 61
1 Reference Case | 2030 | 2 | 13.9 | 52
1 Reference Case | 2030 | 2 | 14 | 41
1 Reference Case | 2030 | 2 | 14.1 | 48
1 Reference Case | 2030 | 2 | 14.2 | 51
1 Reference Case | 2030 | 2 | 14.3 | 54
1 Reference Case | 2030 | 2 | 14.4 | 54
1 Reference Case | 2030 | 2 | 14.5 | 48
1 Reference Case | 2030 | 2 | 14.6 | 51
1 Reference Case | 2030 | 2 | 14.7 | 47
1 Reference Case | 2030 | 2 | 14.8 | 54
1 Reference Case | 2030 | 2 | 14.9 | 37
1 Reference Case | 2030 | 2 | 15 | 49
1 Reference Case | 2030 | 2 | 15.1 | 47
1 Reference Case | 2030 | 2 | 15.2 | 38
1 Reference Case | 2030 | 2 | 15.3 | 40
1 Reference Case | 2030 | 2 | 15.4 | 41
1 Reference Case | 2030 | 2 | 15.5 | 44
1 Reference Case | 2030 | 2 | 15.6 | 52
1 Reference Case | 2030 | 2 | 15.7 | 47
1 Reference Case | 2030 | 2 | 15.8 | 47
1 Reference Case | 2030 | 2 | 15.9 | 36
1 Reference Case | 2030 | 2 | 16 | 39
1 Reference Case | 2030 | 2 | 16.1 | 36
1 Reference Case | 2030 | 2 | 16.2 | 38
1 Reference Case | 2030 | 2 | 16.3 | 41
1 Reference Case | 2030 | 2 | 16.4 | 40
1 Reference Case | 2030 | 2 | 16.5 | 41
1 Reference Case | 2030 | 2 | 16.6 | 38
1 Reference Case | 2030 | 2 | 16.7 | 44
1 Reference Case | 2030 | 2 | 16.8 | 38
1 Reference Case | 2030 | 2 | 16.9 | 32
1 Reference Case | 2030 | 2 | 17 | 34
1 Reference Case | 2030 | 2 | 17.1 | 49
1 Reference Case | 2030 | 2 | 17.2 | 36
1 Reference Case | 2030 | 2 | 17.3 | 52
1 Reference Case | 2030 | 2 | 17.4 | 25
1 Reference Case | 2030 | 2 | 17.5 | 30
1 Reference Case | 2030 | 2 | 17.6 | 31
1 Reference Case | 2030 | 2 | 17.7 | 31
1 Reference Case | 2030 | 2 | 17.8 | 38
1 Reference Case | 2030 | 2 | 17.9 | 46
1 Reference Case | 2030 | 2 | 18 | 23
1 Reference Case | 2030 | 2 | 18.1 | 34
1 Reference Case | 2030 | 2 | 18.2 | 36
1 Reference Case | 2030 | 2 | 18.3 | 36
1 Reference Case | 2030 | 2 | 18.4 | 37
1 Reference Case | 2030 | 2 | 18.5 | 20
1 Reference Case | 2030 | 2 | 18.6 | 33
1 Reference Case | 2030 | 2 | 18.7 | 29
1 Reference Case | 2030 | 2 | 18.8 | 38
1 Reference Case | 2030 | 2 | 18.9 | 33
1 Reference Case | 2030 | 2 | 19 | 29
1 Reference Case | 2030 | 2 | 19.1 | 29
1 Reference Case | 2030 | 2 | 19.2 | 36
1 Reference Case | 2030 | 2 | 19.3 | 28
1 Reference Case | 2030 | 2 | 19.4 | 28
1 Reference Case | 2030 | 2 | 19.5 | 30
1 Reference Case | 2030 | 2 | 19.6 | 22
1 Reference Case | 2030 | 2 | 19.7 | 27
1 Reference Case | 2030 | 2 | 19.8 | 33
1 Reference Case | 2030 | 2 | 19.9 | 28
1 Reference Case | 2030 | 2 | 20 | 29
1 Reference Case | 2030 | 2 | 20.1 | 27
1 Reference Case | 2030 | 2 | 20.2 | 25
1 Reference Case | 2030 | 2 | 20.3 | 22
1 Reference Case | 2030 | 2 | 20.4 | 23
1 Reference Case | 2030 | 2 | 20.5 | 26
1 Reference Case | 2030 | 2 | 20.6 | 27
1 Reference Case | 2030 | 2 | 20.7 | 24
1 Reference Case | 2030 | 2 | 20.8 | 13
1 Reference Case | 2030 | 2 | 20.9 | 28
1 Reference Case | 2030 | 2 | 21 | 30
1 Reference Case | 2030 | 2 | 21.1 | 29
1 Reference Case | 2030 | 2 | 21.2 | 20
1 Reference Case | 2030 | 2 | 21.3 | 22
1 Reference Case | 2030 | 2 | 21.4 | 31
1 Reference Case | 2030 | 2 | 21.5 | 35
1 Reference Case | 2030 | 2 | 21.6 | 19
1 Reference Case | 2030 | 2 | 21.7 | 24
1 Reference Case | 2030 | 2 | 21.8 | 23
1 Reference Case | 2030 | 2 | 21.9 | 20
1 Reference Case | 2030 | 2 | 22 | 23
1 Reference Case | 2030 | 2 | 22.1 | 19
1 Reference Case | 2030 | 2 | 22.2 | 20
1 Reference Case | 2030 | 2 | 22.3 | 34
1 Reference Case | 2030 | 2 | 22.4 | 17
1 Reference Case | 2030 | 2 | 22.5 | 30
1 Reference Case | 2030 | 2 | 22.6 | 20
1 Reference Case | 2030 | 2 | 22.7 | 21
1 Reference Case | 2030 | 2 | 22.8 | 12
1 Reference Case | 2030 | 2 | 22.9 | 15
1 Reference Case | 2030 | 2 | 23 | 14
1 Reference Case | 2030 | 2 | 23.1 | 21
1 Reference Case | 2030 | 2 | 23.2 | 25
1 Reference Case | 2030 | 2 | 23.3 | 14
1 Reference Case | 2030 | 2 | 23.4 | 18
1 Reference Case | 2030 | 2 | 23.5 | 25
1 Reference Case | 2030 | 2 | 23.6 | 18
1 Reference Case | 2030 | 2 | 23.7 | 18
1 Reference Case | 2030 | 2 | 23.8 | 16
1 Reference Case | 2030 | 2 | 23.9 | 19
1 Reference Case | 2030 | 2 | 24 | 21
1 Reference Case | 2030 | 2 | 24.1 | 22
1 Reference Case | 2030 | 2 | 24.2 | 22
1 Reference Case | 2030 | 2 | 24.3 | 17
1 Reference Case | 2030 | 2 | 24.4 | 18
1 Reference Case | 2030 | 2 | 24.5 | 16
1 Reference Case | 2030 | 2 | 24.6 | 18
1 Reference Case | 2030 | 2 | 24.7 | 18
1 Reference Case | 2030 | 2 | 24.8 | 17
1 Reference Case | 2030 | 2 | 24.9 | 9
1 Reference Case | 2030 | 2 | 25 | 13
1 Reference Case | 2030 | 2 | 25.1 | 12
1 Reference Case | 2030 | 2 | 25.2 | 21
1 Reference Case | 2030 | 2 | 25.3 | 14
1 Reference Case | 2030 | 2 | 25.4 | 20
1 Reference Case | 2030 | 2 | 25.5 | 14
1 Reference Case | 2030 | 2 | 25.6 | 15
1 Reference Case | 2030 | 2 | 25.7 | 8
1 Reference Case | 2030 | 2 | 25.8 | 16
1 Reference Case | 2030 | 2 | 25.9 | 16
1 Reference Case | 2030 | 2 | 26 | 16
1 Reference Case | 2030 | 2 | 26.1 | 17
1 Reference Case | 2030 | 2 | 26.2 | 14
1 Reference Case | 2030 | 2 | 26.3 | 4
1 Reference Case | 2030 | 2 | 26.4 | 12
1 Reference Case | 2030 | 2 | 26.5 | 11
1 Reference Case | 2030 | 2 | 26.6 | 17
1 Reference Case | 2030 | 2 | 26.7 | 15
1 Reference Case | 2030 | 2 | 26.8 | 15
1 Reference Case | 2030 | 2 | 26.9 | 10
1 Reference Case | 2030 | 2 | 27 | 8
1 Reference Case | 2030 | 2 | 27.1 | 11
1 Reference Case | 2030 | 2 | 27.2 | 21
1 Reference Case | 2030 | 2 | 27.3 | 11
1 Reference Case | 2030 | 2 | 27.4 | 13
1 Reference Case | 2030 | 2 | 27.5 | 17
1 Reference Case | 2030 | 2 | 27.6 | 16
1 Reference Case | 2030 | 2 | 27.7 | 10
1 Reference Case | 2030 | 2 | 27.8 | 12
1 Reference Case | 2030 | 2 | 27.9 | 15
1 Reference Case | 2030 | 2 | 28 | 11
1 Reference Case | 2030 | 2 | 28.1 | 15
1 Reference Case | 2030 | 2 | 28.2 | 9
1 Reference Case | 2030 | 2 | 28.3 | 14
1 Reference Case | 2030 | 2 | 28.4 | 10
1 Reference Case | 2030 | 2 | 28.5 | 7
1 Reference Case | 2030 | 2 | 28.6 | 8
1 Reference Case | 2030 | 2 | 28.7 | 15
1 Reference Case | 2030 | 2 | 28.8 | 11
1 Reference Case | 2030 | 2 | 28.9 | 14
1 Reference Case | 2030 | 2 | 29 | 6
1 Reference Case | 2030 | 2 | 29.1 | 9
1 Reference Case | 2030 | 2 | 29.2 | 9
1 Reference Case | 2030 | 2 | 29.3 | 10
1 Reference Case | 2030 | 2 | 29.4 | 3
1 Reference Case | 2030 | 2 | 29.5 | 6
1 Reference Case | 2030 | 2 | 29.6 | 8
1 Reference Case | 2030 | 2 | 29.7 | 8
1 Reference Case | 2030 | 2 | 29.8 | 13
1 Reference Case | 2030 | 2 | 29.9 | 7
1 Reference Case | 2030 | 2 | 30 | 4
1 Reference Case | 2030 | 2 | 30.1 | 10
1 Reference Case | 2030 | 2 | 30.2 | 9
1 Reference Case | 2030 | 2 | 30.3 | 8
1 Reference Case | 2030 | 2 | 30.4 | 5
1 Reference Case | 2030 | 2 | 30.5 | 10
1 Reference Case | 2030 | 2 | 30.6 | 14
1 Reference Case | 2030 | 2 | 30.7 | 11
1 Reference Case | 2030 | 2 | 30.8 | 5
1 Reference Case | 2030 | 2 | 30.9 | 8
1 Reference Case | 2030 | 2 | 31 | 10
1 Reference Case | 2030 | 2 | 31.1 | 8
1 Reference Case | 2030 | 2 | 31.2 | 6
1 Reference Case | 2030 | 2 | 31.3 | 8
1 Reference Case | 2030 | 2 | 31.4 | 8
1 Reference Case | 2030 | 2 | 31.5 | 7
1 Reference Case | 2030 | 2 | 31.6 | 3
1 Reference Case | 2030 | 2 | 31.7 | 3
1 Reference Case | 2030 | 2 | 31.8 | 11
1 Reference Case | 2030 | 2 | 31.9 | 4
1 Reference Case | 2030 | 2 | 32 | 8
1 Reference Case | 2030 | 2 | 32.1 | 3
1 Reference Case | 2030 | 2 | 32.2 | 6
1 Reference Case | 2030 | 2 | 32.3 | 10
1 Reference Case | 2030 | 2 | 32.4 | 7
1 Reference Case | 2030 | 2 | 32.5 | 4
1 Reference Case | 2030 | 2 | 32.6 | 8
1 Reference Case | 2030 | 2 | 32.7 | 10
1 Reference Case | 2030 | 2 | 32.8 | 4
1 Reference Case | 2030 | 2 | 32.9 | 6
1 Reference Case | 2030 | 2 | 33 | 10
1 Reference Case | 2030 | 2 | 33.1 | 4
1 Reference Case | 2030 | 2 | 33.2 | 4
1 Reference Case | 2030 | 2 | 33.3 | 4
1 Reference Case | 2030 | 2 | 33.4 | 7
1 Reference Case | 2030 | 2 | 33.5 | 4
1 Reference Case | 2030 | 2 | 33.6 | 10
1 Reference Case | 2030 | 2 | 33.7 | 5
1 Reference Case | 2030 | 2 | 33.8 | 8
1 Reference Case | 2030 | 2 | 33.9 | 7
1 Reference Case | 2030 | 2 | 34 | 11
1 Reference Case | 2030 | 2 | 34.1 | 5
1 Reference Case | 2030 | 2 | 34.2 | 5
1 Reference Case | 2030 | 2 | 34.3 | 12
1 Reference Case | 2030 | 2 | 34.4 | 6
1 Reference Case | 2030 | 2 | 34.5 | 5
1 Reference Case | 2030 | 2 | 34.6 | 2
1 Reference Case | 2030 | 2 | 34.7 | 2
1 Reference Case | 2030 | 2 | 34.8 | 4
1 Reference Case | 2030 | 2 | 34.9 | 2
1 Reference Case | 2030 | 2 | 35 | 4
1 Reference Case | 2030 | 2 | 35.1 | 6
1 Reference Case | 2030 | 2 | 35.2 | 4
1 Reference Case | 2030 | 2 | 35.3 | 3
1 Reference Case | 2030 | 2 | 35.4 | 8
1 Reference Case | 2030 | 2 | 35.5 | 2
1 Reference Case | 2030 | 2 | 35.6 | 4
1 Reference Case | 2030 | 2 | 35.7 | 5
1 Reference Case | 2030 | 2 | 35.8 | 7
1 Reference Case | 2030 | 2 | 35.9 | 3
1 Reference Case | 2030 | 2 | 36 | 9
1 Reference Case | 2030 | 2 | 36.1 | 6
1 Reference Case | 2030 | 2 | 36.2 | 2
1 Reference Case | 2030 | 2 | 36.3 | 7
1 Reference Case | 2030 | 2 | 36.4 | 3
1 Reference Case | 2030 | 2 | 36.5 | 1
1 Reference Case | 2030 | 2 | 36.6 | 2
1 Reference Case | 2030 | 2 | 36.7 | 7
1 Reference Case | 2030 | 2 | 36.8 | 4
1 Reference Case | 2030 | 2 | 36.9 | 2
1 Reference Case | 2030 | 2 | 37 | 8
1 Reference Case | 2030 | 2 | 37.1 | 5
1 Reference Case | 2030 | 2 | 37.2 | 5
1 Reference Case | 2030 | 2 | 37.3 | 5
1 Reference Case | 2030 | 2 | 37.4 | 4
1 Reference Case | 2030 | 2 | 37.5 | 5
1 Reference Case | 2030 | 2 | 37.6 | 2
1 Reference Case | 2030 | 2 | 37.7 | 7
1 Reference Case | 2030 | 2 | 37.8 | 5
1 Reference Case | 2030 | 2 | 37.9 | 2
1 Reference Case | 2030 | 2 | 38 | 5
1 Reference Case | 2030 | 2 | 38.1 | 5
1 Reference Case | 2030 | 2 | 38.2 | 2
1 Reference Case | 2030 | 2 | 38.3 | 7
1 Reference Case | 2030 | 2 | 38.4 | 3
1 Reference Case | 2030 | 2 | 38.5 | 8
1 Reference Case | 2030 | 2 | 38.6 | 3
1 Reference Case | 2030 | 2 | 38.7 | 1
1 Reference Case | 2030 | 2 | 38.8 | 6
1 Reference Case | 2030 | 2 | 38.9 | 5
1 Reference Case | 2030 | 2 | 39 | 9
1 Reference Case | 2030 | 2 | 39.1 | 6
1 Reference Case | 2030 | 2 | 39.2 | 3
1 Reference Case | 2030 | 2 | 39.3 | 4
1 Reference Case | 2030 | 2 | 39.4 | 2
1 Reference Case | 2030 | 2 | 39.5 | 4
1 Reference Case | 2030 | 2 | 39.6 | 1
1 Reference Case | 2030 | 2 | 39.7 | 2
1 Reference Case | 2030 | 2 | 39.8 | 7
1 Reference Case | 2030 | 2 | 39.9 | 3
1 Reference Case | 2030 | 2 | 40 | 1
1 Reference Case | 2030 | 2 | 40.2 | 2
1 Reference Case | 2030 | 2 | 40.3 | 2
1 Reference Case | 2030 | 2 | 40.4 | 2
1 Reference Case | 2030 | 2 | 40.5 | 3
1 Reference Case | 2030 | 2 | 40.6 | 2
1 Reference Case | 2030 | 2 | 40.7 | 2
1 Reference Case | 2030 | 2 | 40.8 | 2
1 Reference Case | 2030 | 2 | 40.9 | 3
1 Reference Case | 2030 | 2 | 41 | 4
1 Reference Case | 2030 | 2 | 41.1 | 1
1 Reference Case | 2030 | 2 | 41.2 | 5
1 Reference Case | 2030 | 2 | 41.3 | 4
1 Reference Case | 2030 | 2 | 41.4 | 4
1 Reference Case | 2030 | 2 | 41.5 | 5
1 Reference Case | 2030 | 2 | 41.6 | 2
1 Reference Case | 2030 | 2 | 41.7 | 1
1 Reference Case | 2030 | 2 | 41.8 | 2
1 Reference Case | 2030 | 2 | 41.9 | 4
1 Reference Case | 2030 | 2 | 42.1 | 2
1 Reference Case | 2030 | 2 | 42.2 | 4
1 Reference Case | 2030 | 2 | 42.3 | 2
1 Reference Case | 2030 | 2 | 42.4 | 3
1 Reference Case | 2030 | 2 | 42.6 | 1
1 Reference Case | 2030 | 2 | 42.7 | 3
1 Reference Case | 2030 | 2 | 42.8 | 2
1 Reference Case | 2030 | 2 | 42.9 | 1
1 Reference Case | 2030 | 2 | 43 | 3
1 Reference Case | 2030 | 2 | 43.1 | 2
1 Reference Case | 2030 | 2 | 43.2 | 4
1 Reference Case | 2030 | 2 | 43.3 | 3
1 Reference Case | 2030 | 2 | 43.4 | 2
1 Reference Case | 2030 | 2 | 43.6 | 1
1 Reference Case | 2030 | 2 | 43.7 | 6
1 Reference Case | 2030 | 2 | 43.8 | 3
1 Reference Case | 2030 | 2 | 43.9 | 3
1 Reference Case | 2030 | 2 | 44 | 2
1 Reference Case | 2030 | 2 | 44.1 | 2
1 Reference Case | 2030 | 2 | 44.2 | 6
1 Reference Case | 2030 | 2 | 44.4 | 3
1 Reference Case | 2030 | 2 | 44.6 | 1
1 Reference Case | 2030 | 2 | 44.7 | 3
1 Reference Case | 2030 | 2 | 44.8 | 3
1 Reference Case | 2030 | 2 | 44.9 | 4
1 Reference Case | 2030 | 2 | 45.1 | 3
1 Reference Case | 2030 | 2 | 45.2 | 2
1 Reference Case | 2030 | 2 | 45.3 | 2
1 Reference Case | 2030 | 2 | 45.4 | 1
1 Reference Case | 2030 | 2 | 45.5 | 5
1 Reference Case | 2030 | 2 | 45.7 | 2
1 Reference Case | 2030 | 2 | 45.8 | 1
1 Reference Case | 2030 | 2 | 45.9 | 2
1 Reference Case | 2030 | 2 | 46 | 2
1 Reference Case | 2030 | 2 | 46.1 | 2
1 Reference Case | 2030 | 2 | 46.3 | 1
1 Reference Case | 2030 | 2 | 46.4 | 1
1 Reference Case | 2030 | 2 | 46.5 | 1
1 Reference Case | 2030 | 2 | 46.6 | 2
1 Reference Case | 2030 | 2 | 46.7 | 1
1 Reference Case | 2030 | 2 | 46.8 | 1
1 Reference Case | 2030 | 2 | 46.9 | 2
1 Reference Case | 2030 | 2 | 47 | 3
1 Reference Case | 2030 | 2 | 47.1 | 2
1 Reference Case | 2030 | 2 | 47.2 | 2
1 Reference Case | 2030 | 2 | 47.3 | 1
1 Reference Case | 2030 | 2 | 47.4 | 2
1 Reference Case | 2030 | 2 | 47.6 | 1
1 Reference Case | 2030 | 2 | 47.7 | 1
1 Reference Case | 2030 | 2 | 47.9 | 1
1 Reference Case | 2030 | 2 | 48.1 | 2
1 Reference Case | 2030 | 2 | 48.2 | 1
1 Reference Case | 2030 | 2 | 48.5 | 1
1 Reference Case | 2030 | 2 | 48.7 | 1
1 Reference Case | 2030 | 2 | 48.8 | 2
1 Reference Case | 2030 | 2 | 48.9 | 3
1 Reference Case | 2030 | 2 | 49.2 | 1
1 Reference Case | 2030 | 2 | 49.3 | 1
1 Reference Case | 2030 | 2 | 49.4 | 2
1 Reference Case | 2030 | 2 | 49.5 | 2
1 Reference Case | 2030 | 2 | 49.6 | 3
1 Reference Case | 2030 | 2 | 49.7 | 2
1 Reference Case | 2030 | 2 | 49.8 | 2
1 Reference Case | 2030 | 2 | 49.9 | 1
1 Reference Case | 2030 | 2 | 50 | 1
1 Reference Case | 2030 | 2 | 50.1 | 3
1 Reference Case | 2030 | 2 | 50.3 | 2
1 Reference Case | 2030 | 2 | 50.4 | 2
1 Reference Case | 2030 | 2 | 50.5 | 2
1 Reference Case | 2030 | 2 | 50.6 | 1
1 Reference Case | 2030 | 2 | 50.7 | 1
1 Reference Case | 2030 | 2 | 50.8 | 1
1 Reference Case | 2030 | 2 | 50.9 | 1
1 Reference Case | 2030 | 2 | 51 | 1
1 Reference Case | 2030 | 2 | 51.1 | 2
1 Reference Case | 2030 | 2 | 51.5 | 2
1 Reference Case | 2030 | 2 | 51.6 | 1
1 Reference Case | 2030 | 2 | 51.7 | 1
1 Reference Case | 2030 | 2 | 51.8 | 1
1 Reference Case | 2030 | 2 | 51.9 | 2
1 Reference Case | 2030 | 2 | 52.1 | 2
1 Reference Case | 2030 | 2 | 52.4 | 2
1 Reference Case | 2030 | 2 | 52.5 | 2
1 Reference Case | 2030 | 2 | 52.8 | 2
1 Reference Case | 2030 | 2 | 52.9 | 1
1 Reference Case | 2030 | 2 | 53.1 | 2
1 Reference Case | 2030 | 2 | 53.2 | 2
1 Reference Case | 2030 | 2 | 53.3 | 1
1 Reference Case | 2030 | 2 | 53.4 | 1
1 Reference Case | 2030 | 2 | 53.7 | 1
1 Reference Case | 2030 | 2 | 54 | 1
1 Reference Case | 2030 | 2 | 54.2 | 1
1 Reference Case | 2030 | 2 | 54.6 | 2
1 Reference Case | 2030 | 2 | 54.9 | 1
1 Reference Case | 2030 | 2 | 55 | 2
1 Reference Case | 2030 | 2 | 55.1 | 2
1 Reference Case | 2030 | 2 | 55.5 | 1
1 Reference Case | 2030 | 2 | 55.7 | 1
1 Reference Case | 2030 | 2 | 55.9 | 1
1 Reference Case | 2030 | 2 | 56.5 | 1
1 Reference Case | 2030 | 2 | 56.6 | 4
1 Reference Case | 2030 | 2 | 57.1 | 2
1 Reference Case | 2030 | 2 | 57.3 | 1
1 Reference Case | 2030 | 2 | 57.9 | 1
1 Reference Case | 2030 | 2 | 58 | 1
1 Reference Case | 2030 | 2 | 58.4 | 1
1 Reference Case | 2030 | 2 | 58.6 | 1
1 Reference Case | 2030 | 2 | 58.9 | 1
1 Reference Case | 2030 | 2 | 59 | 1
1 Reference Case | 2030 | 2 | 59.4 | 1
1 Reference Case | 2030 | 2 | 59.6 | 1
1 Reference Case | 2030 | 2 | 61.3 | 1
1 Reference Case | 2030 | 2 | 61.5 | 1
1 Reference Case | 2030 | 2 | 61.8 | 1
1 Reference Case | 2030 | 2 | 62.1 | 1
1 Reference Case | 2030 | 2 | 62.7 | 1
1 Reference Case | 2030 | 2 | 63.6 | 1
1 Reference Case | 2030 | 2 | 66.1 | 1
1 Reference Case | 2030 | 2 | 67.6 | 1
1 Reference Case | 2030 | 2 | 68.7 | 1
1 Reference Case | 2030 | 2 | 70.4 | 1
1 Reference Case | 2030 | 2 | 122 | 1
1 Reference Case | 2030 | 2 | 164.1 | 1
1 Reference Case | 2030 | 2 | 169.1 | 1
1 Reference Case | 2030 | 2 | 221 | 1
1 Reference Case | 2030 | 3 | -79.5 | 1
1 Reference Case | 2030 | 3 | -58 | 1
1 Reference Case | 2030 | 3 | -57 | 1
1 Reference Case | 2030 | 3 | -56.8 | 1
1 Reference Case | 2030 | 3 | -55.8 | 1
1 Reference Case | 2030 | 3 | -55.5 | 1
1 Reference Case | 2030 | 3 | -54.6 | 1
1 Reference Case | 2030 | 3 | -52.6 | 1
1 Reference Case | 2030 | 3 | -52.2 | 1
1 Reference Case | 2030 | 3 | -52.1 | 2
1 Reference Case | 2030 | 3 | -51.9 | 2
1 Reference Case | 2030 | 3 | -51.7 | 1
1 Reference Case | 2030 | 3 | -51.2 | 2
1 Reference Case | 2030 | 3 | -50 | 2
1 Reference Case | 2030 | 3 | -49 | 1
1 Reference Case | 2030 | 3 | -48.6 | 1
1 Reference Case | 2030 | 3 | -48.2 | 1
1 Reference Case | 2030 | 3 | -48.1 | 1
1 Reference Case | 2030 | 3 | -47.3 | 1
1 Reference Case | 2030 | 3 | -47.2 | 1
1 Reference Case | 2030 | 3 | -45.7 | 1
1 Reference Case | 2030 | 3 | -45.4 | 1
1 Reference Case | 2030 | 3 | -44.4 | 3
1 Reference Case | 2030 | 3 | -44.3 | 1
1 Reference Case | 2030 | 3 | -44 | 2
1 Reference Case | 2030 | 3 | -43.5 | 1
1 Reference Case | 2030 | 3 | -43.4 | 1
1 Reference Case | 2030 | 3 | -43 | 2
1 Reference Case | 2030 | 3 | -42.9 | 1
1 Reference Case | 2030 | 3 | -42.8 | 1
1 Reference Case | 2030 | 3 | -42.4 | 1
1 Reference Case | 2030 | 3 | -42.2 | 1
1 Reference Case | 2030 | 3 | -42.1 | 1
1 Reference Case | 2030 | 3 | -41.9 | 1
1 Reference Case | 2030 | 3 | -41.8 | 2
1 Reference Case | 2030 | 3 | -41.7 | 1
1 Reference Case | 2030 | 3 | -41.3 | 1
1 Reference Case | 2030 | 3 | -41.1 | 1
1 Reference Case | 2030 | 3 | -40.7 | 2
1 Reference Case | 2030 | 3 | -40.6 | 2
1 Reference Case | 2030 | 3 | -40.4 | 1
1 Reference Case | 2030 | 3 | -40.3 | 2
1 Reference Case | 2030 | 3 | -40.2 | 1
1 Reference Case | 2030 | 3 | -39.9 | 3
1 Reference Case | 2030 | 3 | -39.7 | 2
1 Reference Case | 2030 | 3 | -39.6 | 1
1 Reference Case | 2030 | 3 | -39.5 | 3
1 Reference Case | 2030 | 3 | -39.4 | 2
1 Reference Case | 2030 | 3 | -39.3 | 2
1 Reference Case | 2030 | 3 | -39.2 | 2
1 Reference Case | 2030 | 3 | -39.1 | 1
1 Reference Case | 2030 | 3 | -38.6 | 2
1 Reference Case | 2030 | 3 | -38.5 | 3
1 Reference Case | 2030 | 3 | -38.4 | 1
1 Reference Case | 2030 | 3 | -38.3 | 1
1 Reference Case | 2030 | 3 | -38.1 | 1
1 Reference Case | 2030 | 3 | -38 | 1
1 Reference Case | 2030 | 3 | -37.9 | 1
1 Reference Case | 2030 | 3 | -37.8 | 1
1 Reference Case | 2030 | 3 | -37.7 | 2
1 Reference Case | 2030 | 3 | -37.6 | 2
1 Reference Case | 2030 | 3 | -37.5 | 3
1 Reference Case | 2030 | 3 | -37.4 | 1
1 Reference Case | 2030 | 3 | -37 | 2
1 Reference Case | 2030 | 3 | -36.9 | 1
1 Reference Case | 2030 | 3 | -36.7 | 3
1 Reference Case | 2030 | 3 | -36.6 | 1
1 Reference Case | 2030 | 3 | -36.5 | 1
1 Reference Case | 2030 | 3 | -36.4 | 1
1 Reference Case | 2030 | 3 | -36.3 | 3
1 Reference Case | 2030 | 3 | -36.2 | 1
1 Reference Case | 2030 | 3 | -36.1 | 7
1 Reference Case | 2030 | 3 | -36 | 2
1 Reference Case | 2030 | 3 | -35.9 | 3
1 Reference Case | 2030 | 3 | -35.8 | 3
1 Reference Case | 2030 | 3 | -35.6 | 4
1 Reference Case | 2030 | 3 | -35.5 | 2
1 Reference Case | 2030 | 3 | -35.4 | 4
1 Reference Case | 2030 | 3 | -35.3 | 1
1 Reference Case | 2030 | 3 | -35.1 | 2
1 Reference Case | 2030 | 3 | -35 | 2
1 Reference Case | 2030 | 3 | -34.9 | 1
1 Reference Case | 2030 | 3 | -34.8 | 1
1 Reference Case | 2030 | 3 | -34.6 | 1
1 Reference Case | 2030 | 3 | -34.5 | 2
1 Reference Case | 2030 | 3 | -34.4 | 2
1 Reference Case | 2030 | 3 | -34.3 | 6
1 Reference Case | 2030 | 3 | -34.2 | 1
1 Reference Case | 2030 | 3 | -34.1 | 2
1 Reference Case | 2030 | 3 | -34 | 2
1 Reference Case | 2030 | 3 | -33.9 | 5
1 Reference Case | 2030 | 3 | -33.8 | 2
1 Reference Case | 2030 | 3 | -33.7 | 5
1 Reference Case | 2030 | 3 | -33.6 | 2
1 Reference Case | 2030 | 3 | -33.5 | 2
1 Reference Case | 2030 | 3 | -33.4 | 3
1 Reference Case | 2030 | 3 | -33.3 | 3
1 Reference Case | 2030 | 3 | -33.2 | 4
1 Reference Case | 2030 | 3 | -33.1 | 1
1 Reference Case | 2030 | 3 | -33 | 1
1 Reference Case | 2030 | 3 | -32.9 | 3
1 Reference Case | 2030 | 3 | -32.8 | 3
1 Reference Case | 2030 | 3 | -32.7 | 2
1 Reference Case | 2030 | 3 | -32.6 | 2
1 Reference Case | 2030 | 3 | -32.5 | 1
1 Reference Case | 2030 | 3 | -32.4 | 5
1 Reference Case | 2030 | 3 | -32.3 | 4
1 Reference Case | 2030 | 3 | -32.2 | 4
1 Reference Case | 2030 | 3 | -32.1 | 5
1 Reference Case | 2030 | 3 | -32 | 2
1 Reference Case | 2030 | 3 | -31.9 | 4
1 Reference Case | 2030 | 3 | -31.8 | 5
1 Reference Case | 2030 | 3 | -31.7 | 1
1 Reference Case | 2030 | 3 | -31.6 | 3
1 Reference Case | 2030 | 3 | -31.4 | 1
1 Reference Case | 2030 | 3 | -31.3 | 3
1 Reference Case | 2030 | 3 | -31.2 | 2
1 Reference Case | 2030 | 3 | -31.1 | 6
1 Reference Case | 2030 | 3 | -31 | 3
1 Reference Case | 2030 | 3 | -30.9 | 6
1 Reference Case | 2030 | 3 | -30.8 | 3
1 Reference Case | 2030 | 3 | -30.7 | 2
1 Reference Case | 2030 | 3 | -30.6 | 3
1 Reference Case | 2030 | 3 | -30.5 | 5
1 Reference Case | 2030 | 3 | -30.4 | 3
1 Reference Case | 2030 | 3 | -30.3 | 7
1 Reference Case | 2030 | 3 | -30.2 | 4
1 Reference Case | 2030 | 3 | -30.1 | 3
1 Reference Case | 2030 | 3 | -30 | 7
1 Reference Case | 2030 | 3 | -29.9 | 6
1 Reference Case | 2030 | 3 | -29.8 | 4
1 Reference Case | 2030 | 3 | -29.7 | 6
1 Reference Case | 2030 | 3 | -29.6 | 4
1 Reference Case | 2030 | 3 | -29.5 | 1
1 Reference Case | 2030 | 3 | -29.4 | 5
1 Reference Case | 2030 | 3 | -29.3 | 5
1 Reference Case | 2030 | 3 | -29.2 | 4
1 Reference Case | 2030 | 3 | -29.1 | 6
1 Reference Case | 2030 | 3 | -29 | 3
1 Reference Case | 2030 | 3 | -28.9 | 5
1 Reference Case | 2030 | 3 | -28.8 | 1
1 Reference Case | 2030 | 3 | -28.7 | 4
1 Reference Case | 2030 | 3 | -28.6 | 7
1 Reference Case | 2030 | 3 | -28.5 | 7
1 Reference Case | 2030 | 3 | -28.4 | 1
1 Reference Case | 2030 | 3 | -28.3 | 5
1 Reference Case | 2030 | 3 | -28.2 | 8
1 Reference Case | 2030 | 3 | -28.1 | 5
1 Reference Case | 2030 | 3 | -28 | 5
1 Reference Case | 2030 | 3 | -27.9 | 8
1 Reference Case | 2030 | 3 | -27.8 | 7
1 Reference Case | 2030 | 3 | -27.7 | 5
1 Reference Case | 2030 | 3 | -27.6 | 9
1 Reference Case | 2030 | 3 | -27.5 | 8
1 Reference Case | 2030 | 3 | -27.4 | 3
1 Reference Case | 2030 | 3 | -27.3 | 8
1 Reference Case | 2030 | 3 | -27.2 | 7
1 Reference Case | 2030 | 3 | -27.1 | 8
1 Reference Case | 2030 | 3 | -27 | 7
1 Reference Case | 2030 | 3 | -26.9 | 3
1 Reference Case | 2030 | 3 | -26.8 | 4
1 Reference Case | 2030 | 3 | -26.7 | 6
1 Reference Case | 2030 | 3 | -26.6 | 3
1 Reference Case | 2030 | 3 | -26.5 | 8
1 Reference Case | 2030 | 3 | -26.4 | 5
1 Reference Case | 2030 | 3 | -26.3 | 7
1 Reference Case | 2030 | 3 | -26.2 | 8
1 Reference Case | 2030 | 3 | -26.1 | 12
1 Reference Case | 2030 | 3 | -26 | 8
1 Reference Case | 2030 | 3 | -25.9 | 8
1 Reference Case | 2030 | 3 | -25.8 | 6
1 Reference Case | 2030 | 3 | -25.7 | 13
1 Reference Case | 2030 | 3 | -25.6 | 5
1 Reference Case | 2030 | 3 | -25.5 | 5
1 Reference Case | 2030 | 3 | -25.4 | 5
1 Reference Case | 2030 | 3 | -25.3 | 7
1 Reference Case | 2030 | 3 | -25.2 | 8
1 Reference Case | 2030 | 3 | -25.1 | 8
1 Reference Case | 2030 | 3 | -25 | 8
1 Reference Case | 2030 | 3 | -24.9 | 7
1 Reference Case | 2030 | 3 | -24.8 | 6
1 Reference Case | 2030 | 3 | -24.7 | 8
1 Reference Case | 2030 | 3 | -24.6 | 6
1 Reference Case | 2030 | 3 | -24.5 | 7
1 Reference Case | 2030 | 3 | -24.4 | 3
1 Reference Case | 2030 | 3 | -24.3 | 5
1 Reference Case | 2030 | 3 | -24.2 | 11
1 Reference Case | 2030 | 3 | -24.1 | 10
1 Reference Case | 2030 | 3 | -24 | 3
1 Reference Case | 2030 | 3 | -23.9 | 10
1 Reference Case | 2030 | 3 | -23.8 | 6
1 Reference Case | 2030 | 3 | -23.7 | 13
1 Reference Case | 2030 | 3 | -23.6 | 9
1 Reference Case | 2030 | 3 | -23.5 | 10
1 Reference Case | 2030 | 3 | -23.4 | 8
1 Reference Case | 2030 | 3 | -23.3 | 12
1 Reference Case | 2030 | 3 | -23.2 | 11
1 Reference Case | 2030 | 3 | -23.1 | 16
1 Reference Case | 2030 | 3 | -23 | 8
1 Reference Case | 2030 | 3 | -22.9 | 14
1 Reference Case | 2030 | 3 | -22.8 | 9
1 Reference Case | 2030 | 3 | -22.7 | 14
1 Reference Case | 2030 | 3 | -22.6 | 14
1 Reference Case | 2030 | 3 | -22.5 | 15
1 Reference Case | 2030 | 3 | -22.4 | 7
1 Reference Case | 2030 | 3 | -22.3 | 13
1 Reference Case | 2030 | 3 | -22.2 | 11
1 Reference Case | 2030 | 3 | -22.1 | 11
1 Reference Case | 2030 | 3 | -22 | 11
1 Reference Case | 2030 | 3 | -21.9 | 13
1 Reference Case | 2030 | 3 | -21.8 | 16
1 Reference Case | 2030 | 3 | -21.7 | 14
1 Reference Case | 2030 | 3 | -21.6 | 15
1 Reference Case | 2030 | 3 | -21.5 | 10
1 Reference Case | 2030 | 3 | -21.4 | 10
1 Reference Case | 2030 | 3 | -21.3 | 15
1 Reference Case | 2030 | 3 | -21.2 | 8
1 Reference Case | 2030 | 3 | -21.1 | 12
1 Reference Case | 2030 | 3 | -21 | 12
1 Reference Case | 2030 | 3 | -20.9 | 11
1 Reference Case | 2030 | 3 | -20.8 | 12
1 Reference Case | 2030 | 3 | -20.7 | 18
1 Reference Case | 2030 | 3 | -20.6 | 7
1 Reference Case | 2030 | 3 | -20.5 | 12
1 Reference Case | 2030 | 3 | -20.4 | 11
1 Reference Case | 2030 | 3 | -20.3 | 10
1 Reference Case | 2030 | 3 | -20.2 | 18
1 Reference Case | 2030 | 3 | -20.1 | 12
1 Reference Case | 2030 | 3 | -20 | 16
1 Reference Case | 2030 | 3 | -19.9 | 22
1 Reference Case | 2030 | 3 | -19.8 | 19
1 Reference Case | 2030 | 3 | -19.7 | 10
1 Reference Case | 2030 | 3 | -19.6 | 18
1 Reference Case | 2030 | 3 | -19.5 | 17
1 Reference Case | 2030 | 3 | -19.4 | 7
1 Reference Case | 2030 | 3 | -19.3 | 20
1 Reference Case | 2030 | 3 | -19.2 | 12
1 Reference Case | 2030 | 3 | -19.1 | 19
1 Reference Case | 2030 | 3 | -19 | 19
1 Reference Case | 2030 | 3 | -18.9 | 11
1 Reference Case | 2030 | 3 | -18.8 | 13
1 Reference Case | 2030 | 3 | -18.7 | 8
1 Reference Case | 2030 | 3 | -18.6 | 15
1 Reference Case | 2030 | 3 | -18.5 | 19
1 Reference Case | 2030 | 3 | -18.4 | 13
1 Reference Case | 2030 | 3 | -18.3 | 18
1 Reference Case | 2030 | 3 | -18.2 | 17
1 Reference Case | 2030 | 3 | -18.1 | 18
1 Reference Case | 2030 | 3 | -18 | 18
1 Reference Case | 2030 | 3 | -17.9 | 14
1 Reference Case | 2030 | 3 | -17.8 | 17
1 Reference Case | 2030 | 3 | -17.7 | 17
1 Reference Case | 2030 | 3 | -17.6 | 13
1 Reference Case | 2030 | 3 | -17.5 | 15
1 Reference Case | 2030 | 3 | -17.4 | 11
1 Reference Case | 2030 | 3 | -17.3 | 18
1 Reference Case | 2030 | 3 | -17.2 | 12
1 Reference Case | 2030 | 3 | -17.1 | 11
1 Reference Case | 2030 | 3 | -17 | 17
1 Reference Case | 2030 | 3 | -16.9 | 12
1 Reference Case | 2030 | 3 | -16.8 | 11
1 Reference Case | 2030 | 3 | -16.7 | 23
1 Reference Case | 2030 | 3 | -16.6 | 21
1 Reference Case | 2030 | 3 | -16.5 | 21
1 Reference Case | 2030 | 3 | -16.4 | 22
1 Reference Case | 2030 | 3 | -16.3 | 17
1 Reference Case | 2030 | 3 | -16.2 | 14
1 Reference Case | 2030 | 3 | -16.1 | 14
1 Reference Case | 2030 | 3 | -16 | 22
1 Reference Case | 2030 | 3 | -15.9 | 20
1 Reference Case | 2030 | 3 | -15.8 | 32
1 Reference Case | 2030 | 3 | -15.7 | 11
1 Reference Case | 2030 | 3 | -15.6 | 20
1 Reference Case | 2030 | 3 | -15.5 | 18
1 Reference Case | 2030 | 3 | -15.4 | 21
1 Reference Case | 2030 | 3 | -15.3 | 23
1 Reference Case | 2030 | 3 | -15.2 | 27
1 Reference Case | 2030 | 3 | -15.1 | 16
1 Reference Case | 2030 | 3 | -15 | 16
1 Reference Case | 2030 | 3 | -14.9 | 23
1 Reference Case | 2030 | 3 | -14.8 | 26
1 Reference Case | 2030 | 3 | -14.7 | 20
1 Reference Case | 2030 | 3 | -14.6 | 18
1 Reference Case | 2030 | 3 | -14.5 | 22
1 Reference Case | 2030 | 3 | -14.4 | 18
1 Reference Case | 2030 | 3 | -14.3 | 16
1 Reference Case | 2030 | 3 | -14.2 | 24
1 Reference Case | 2030 | 3 | -14.1 | 31
1 Reference Case | 2030 | 3 | -14 | 25
1 Reference Case | 2030 | 3 | -13.9 | 23
1 Reference Case | 2030 | 3 | -13.8 | 22
1 Reference Case | 2030 | 3 | -13.7 | 18
1 Reference Case | 2030 | 3 | -13.6 | 15
1 Reference Case | 2030 | 3 | -13.5 | 18
1 Reference Case | 2030 | 3 | -13.4 | 23
1 Reference Case | 2030 | 3 | -13.3 | 32
1 Reference Case | 2030 | 3 | -13.2 | 22
1 Reference Case | 2030 | 3 | -13.1 | 26
1 Reference Case | 2030 | 3 | -13 | 20
1 Reference Case | 2030 | 3 | -12.9 | 29
1 Reference Case | 2030 | 3 | -12.8 | 31
1 Reference Case | 2030 | 3 | -12.7 | 27
1 Reference Case | 2030 | 3 | -12.6 | 25
1 Reference Case | 2030 | 3 | -12.5 | 21
1 Reference Case | 2030 | 3 | -12.4 | 26
1 Reference Case | 2030 | 3 | -12.3 | 18
1 Reference Case | 2030 | 3 | -12.2 | 24
1 Reference Case | 2030 | 3 | -12.1 | 34
1 Reference Case | 2030 | 3 | -12 | 29
1 Reference Case | 2030 | 3 | -11.9 | 29
1 Reference Case | 2030 | 3 | -11.8 | 24
1 Reference Case | 2030 | 3 | -11.7 | 21
1 Reference Case | 2030 | 3 | -11.6 | 25
1 Reference Case | 2030 | 3 | -11.5 | 33
1 Reference Case | 2030 | 3 | -11.4 | 26
1 Reference Case | 2030 | 3 | -11.3 | 24
1 Reference Case | 2030 | 3 | -11.2 | 27
1 Reference Case | 2030 | 3 | -11.1 | 28
1 Reference Case | 2030 | 3 | -11 | 26
1 Reference Case | 2030 | 3 | -10.9 | 35
1 Reference Case | 2030 | 3 | -10.8 | 24
1 Reference Case | 2030 | 3 | -10.7 | 26
1 Reference Case | 2030 | 3 | -10.6 | 28
1 Reference Case | 2030 | 3 | -10.5 | 26
1 Reference Case | 2030 | 3 | -10.4 | 26
1 Reference Case | 2030 | 3 | -10.3 | 29
1 Reference Case | 2030 | 3 | -10.2 | 28
1 Reference Case | 2030 | 3 | -10.1 | 26
1 Reference Case | 2030 | 3 | -10 | 23
1 Reference Case | 2030 | 3 | -9.9 | 39
1 Reference Case | 2030 | 3 | -9.8 | 29
1 Reference Case | 2030 | 3 | -9.7 | 37
1 Reference Case | 2030 | 3 | -9.6 | 34
1 Reference Case | 2030 | 3 | -9.5 | 40
1 Reference Case | 2030 | 3 | -9.4 | 23
1 Reference Case | 2030 | 3 | -9.3 | 23
1 Reference Case | 2030 | 3 | -9.2 | 21
1 Reference Case | 2030 | 3 | -9.1 | 25
1 Reference Case | 2030 | 3 | -9 | 27
1 Reference Case | 2030 | 3 | -8.9 | 28
1 Reference Case | 2030 | 3 | -8.8 | 33
1 Reference Case | 2030 | 3 | -8.7 | 23
1 Reference Case | 2030 | 3 | -8.6 | 17
1 Reference Case | 2030 | 3 | -8.5 | 24
1 Reference Case | 2030 | 3 | -8.4 | 34
1 Reference Case | 2030 | 3 | -8.3 | 34
1 Reference Case | 2030 | 3 | -8.2 | 21
1 Reference Case | 2030 | 3 | -8.1 | 23
1 Reference Case | 2030 | 3 | -8 | 28
1 Reference Case | 2030 | 3 | -7.9 | 30
1 Reference Case | 2030 | 3 | -7.8 | 29
1 Reference Case | 2030 | 3 | -7.7 | 36
1 Reference Case | 2030 | 3 | -7.6 | 36
1 Reference Case | 2030 | 3 | -7.5 | 25
1 Reference Case | 2030 | 3 | -7.4 | 25
1 Reference Case | 2030 | 3 | -7.3 | 25
1 Reference Case | 2030 | 3 | -7.2 | 22
1 Reference Case | 2030 | 3 | -7.1 | 29
1 Reference Case | 2030 | 3 | -7 | 28
1 Reference Case | 2030 | 3 | -6.9 | 22
1 Reference Case | 2030 | 3 | -6.8 | 26
1 Reference Case | 2030 | 3 | -6.7 | 24
1 Reference Case | 2030 | 3 | -6.6 | 24
1 Reference Case | 2030 | 3 | -6.5 | 23
1 Reference Case | 2030 | 3 | -6.4 | 26
1 Reference Case | 2030 | 3 | -6.3 | 35
1 Reference Case | 2030 | 3 | -6.2 | 23
1 Reference Case | 2030 | 3 | -6.1 | 21
1 Reference Case | 2030 | 3 | -6 | 20
1 Reference Case | 2030 | 3 | -5.9 | 20
1 Reference Case | 2030 | 3 | -5.8 | 34
1 Reference Case | 2030 | 3 | -5.7 | 26
1 Reference Case | 2030 | 3 | -5.6 | 22
1 Reference Case | 2030 | 3 | -5.5 | 24
1 Reference Case | 2030 | 3 | -5.4 | 23
1 Reference Case | 2030 | 3 | -5.3 | 28
1 Reference Case | 2030 | 3 | -5.2 | 18
1 Reference Case | 2030 | 3 | -5.1 | 20
1 Reference Case | 2030 | 3 | -5 | 16
1 Reference Case | 2030 | 3 | -4.9 | 13
1 Reference Case | 2030 | 3 | -4.8 | 24
1 Reference Case | 2030 | 3 | -4.7 | 15
1 Reference Case | 2030 | 3 | -4.6 | 14
1 Reference Case | 2030 | 3 | -4.5 | 19
1 Reference Case | 2030 | 3 | -4.4 | 20
1 Reference Case | 2030 | 3 | -4.3 | 17
1 Reference Case | 2030 | 3 | -4.2 | 25
1 Reference Case | 2030 | 3 | -4.1 | 19
1 Reference Case | 2030 | 3 | -4 | 9
1 Reference Case | 2030 | 3 | -3.9 | 16
1 Reference Case | 2030 | 3 | -3.8 | 14
1 Reference Case | 2030 | 3 | -3.7 | 19
1 Reference Case | 2030 | 3 | -3.6 | 19
1 Reference Case | 2030 | 3 | -3.5 | 17
1 Reference Case | 2030 | 3 | -3.4 | 10
1 Reference Case | 2030 | 3 | -3.3 | 17
1 Reference Case | 2030 | 3 | -3.2 | 18
1 Reference Case | 2030 | 3 | -3.1 | 11
1 Reference Case | 2030 | 3 | -3 | 12
1 Reference Case | 2030 | 3 | -2.9 | 13
1 Reference Case | 2030 | 3 | -2.8 | 13
1 Reference Case | 2030 | 3 | -2.7 | 7
1 Reference Case | 2030 | 3 | -2.6 | 8
1 Reference Case | 2030 | 3 | -2.5 | 7
1 Reference Case | 2030 | 3 | -2.4 | 12
1 Reference Case | 2030 | 3 | -2.3 | 13
1 Reference Case | 2030 | 3 | -2.2 | 16
1 Reference Case | 2030 | 3 | -2.1 | 8
1 Reference Case | 2030 | 3 | -2 | 12
1 Reference Case | 2030 | 3 | -1.9 | 15
1 Reference Case | 2030 | 3 | -1.8 | 10
1 Reference Case | 2030 | 3 | -1.7 | 9
1 Reference Case | 2030 | 3 | -1.6 | 12
1 Reference Case | 2030 | 3 | -1.5 | 7
1 Reference Case | 2030 | 3 | -1.4 | 10
1 Reference Case | 2030 | 3 | -1.3 | 7
1 Reference Case | 2030 | 3 | -1.2 | 9
1 Reference Case | 2030 | 3 | -1.1 | 5
1 Reference Case | 2030 | 3 | -1 | 14
1 Reference Case | 2030 | 3 | -0.9 | 5
1 Reference Case | 2030 | 3 | -0.8 | 14
1 Reference Case | 2030 | 3 | -0.7 | 8
1 Reference Case | 2030 | 3 | -0.6 | 7
1 Reference Case | 2030 | 3 | -0.5 | 6
1 Reference Case | 2030 | 3 | -0.4 | 7
1 Reference Case | 2030 | 3 | -0.3 | 1
1 Reference Case | 2030 | 3 | -0.2 | 2
1 Reference Case | 2030 | 3 | -0.1 | 5
1 Reference Case | 2030 | 3 | 0 | 99
1 Reference Case | 2030 | 3 | 0.1 | 5
1 Reference Case | 2030 | 3 | 0.2 | 4
1 Reference Case | 2030 | 3 | 0.3 | 6
1 Reference Case | 2030 | 3 | 0.4 | 4
1 Reference Case | 2030 | 3 | 0.5 | 6
1 Reference Case | 2030 | 3 | 0.6 | 3
1 Reference Case | 2030 | 3 | 0.7 | 5
1 Reference Case | 2030 | 3 | 0.8 | 8
1 Reference Case | 2030 | 3 | 0.9 | 8
1 Reference Case | 2030 | 3 | 1 | 6
1 Reference Case | 2030 | 3 | 1.1 | 8
1 Reference Case | 2030 | 3 | 1.2 | 10
1 Reference Case | 2030 | 3 | 1.3 | 10
1 Reference Case | 2030 | 3 | 1.4 | 9
1 Reference Case | 2030 | 3 | 1.5 | 7
1 Reference Case | 2030 | 3 | 1.6 | 9
1 Reference Case | 2030 | 3 | 1.7 | 6
1 Reference Case | 2030 | 3 | 1.8 | 11
1 Reference Case | 2030 | 3 | 1.9 | 6
1 Reference Case | 2030 | 3 | 2 | 8
1 Reference Case | 2030 | 3 | 2.1 | 8
1 Reference Case | 2030 | 3 | 2.2 | 9
1 Reference Case | 2030 | 3 | 2.3 | 8
1 Reference Case | 2030 | 3 | 2.4 | 8
1 Reference Case | 2030 | 3 | 2.5 | 7
1 Reference Case | 2030 | 3 | 2.6 | 15
1 Reference Case | 2030 | 3 | 2.7 | 9
1 Reference Case | 2030 | 3 | 2.8 | 5
1 Reference Case | 2030 | 3 | 2.9 | 10
1 Reference Case | 2030 | 3 | 3 | 17
1 Reference Case | 2030 | 3 | 3.1 | 13
1 Reference Case | 2030 | 3 | 3.2 | 11
1 Reference Case | 2030 | 3 | 3.3 | 17
1 Reference Case | 2030 | 3 | 3.4 | 22
1 Reference Case | 2030 | 3 | 3.5 | 12
1 Reference Case | 2030 | 3 | 3.6 | 18
1 Reference Case | 2030 | 3 | 3.7 | 14
1 Reference Case | 2030 | 3 | 3.8 | 23
1 Reference Case | 2030 | 3 | 3.9 | 15
1 Reference Case | 2030 | 3 | 4 | 16
1 Reference Case | 2030 | 3 | 4.1 | 12
1 Reference Case | 2030 | 3 | 4.2 | 22
1 Reference Case | 2030 | 3 | 4.3 | 11
1 Reference Case | 2030 | 3 | 4.4 | 23
1 Reference Case | 2030 | 3 | 4.5 | 19
1 Reference Case | 2030 | 3 | 4.6 | 11
1 Reference Case | 2030 | 3 | 4.7 | 20
1 Reference Case | 2030 | 3 | 4.8 | 16
1 Reference Case | 2030 | 3 | 4.9 | 14
1 Reference Case | 2030 | 3 | 5 | 22
1 Reference Case | 2030 | 3 | 5.1 | 28
1 Reference Case | 2030 | 3 | 5.2 | 24
1 Reference Case | 2030 | 3 | 5.3 | 14
1 Reference Case | 2030 | 3 | 5.4 | 26
1 Reference Case | 2030 | 3 | 5.5 | 23
1 Reference Case | 2030 | 3 | 5.6 | 24
1 Reference Case | 2030 | 3 | 5.7 | 24
1 Reference Case | 2030 | 3 | 5.8 | 19
1 Reference Case | 2030 | 3 | 5.9 | 18
1 Reference Case | 2030 | 3 | 6 | 20
1 Reference Case | 2030 | 3 | 6.1 | 20
1 Reference Case | 2030 | 3 | 6.2 | 19
1 Reference Case | 2030 | 3 | 6.3 | 21
1 Reference Case | 2030 | 3 | 6.4 | 17
1 Reference Case | 2030 | 3 | 6.5 | 22
1 Reference Case | 2030 | 3 | 6.6 | 21
1 Reference Case | 2030 | 3 | 6.7 | 19
1 Reference Case | 2030 | 3 | 6.8 | 26
1 Reference Case | 2030 | 3 | 6.9 | 23
1 Reference Case | 2030 | 3 | 7 | 22
1 Reference Case | 2030 | 3 | 7.1 | 27
1 Reference Case | 2030 | 3 | 7.2 | 25
1 Reference Case | 2030 | 3 | 7.3 | 23
1 Reference Case | 2030 | 3 | 7.4 | 18
1 Reference Case | 2030 | 3 | 7.5 | 32
1 Reference Case | 2030 | 3 | 7.6 | 29
1 Reference Case | 2030 | 3 | 7.7 | 16
1 Reference Case | 2030 | 3 | 7.8 | 25
1 Reference Case | 2030 | 3 | 7.9 | 27
1 Reference Case | 2030 | 3 | 8 | 38
1 Reference Case | 2030 | 3 | 8.1 | 28
1 Reference Case | 2030 | 3 | 8.2 | 21
1 Reference Case | 2030 | 3 | 8.3 | 26
1 Reference Case | 2030 | 3 | 8.4 | 26
1 Reference Case | 2030 | 3 | 8.5 | 25
1 Reference Case | 2030 | 3 | 8.6 | 27
1 Reference Case | 2030 | 3 | 8.7 | 26
1 Reference Case | 2030 | 3 | 8.8 | 26
1 Reference Case | 2030 | 3 | 8.9 | 14
1 Reference Case | 2030 | 3 | 9 | 26
1 Reference Case | 2030 | 3 | 9.1 | 26
1 Reference Case | 2030 | 3 | 9.2 | 23
1 Reference Case | 2030 | 3 | 9.3 | 27
1 Reference Case | 2030 | 3 | 9.4 | 24
1 Reference Case | 2030 | 3 | 9.5 | 30
1 Reference Case | 2030 | 3 | 9.6 | 28
1 Reference Case | 2030 | 3 | 9.7 | 17
1 Reference Case | 2030 | 3 | 9.8 | 32
1 Reference Case | 2030 | 3 | 9.9 | 25
1 Reference Case | 2030 | 3 | 10 | 21
1 Reference Case | 2030 | 3 | 10.1 | 17
1 Reference Case | 2030 | 3 | 10.2 | 22
1 Reference Case | 2030 | 3 | 10.3 | 29
1 Reference Case | 2030 | 3 | 10.4 | 18
1 Reference Case | 2030 | 3 | 10.5 | 32
1 Reference Case | 2030 | 3 | 10.6 | 17
1 Reference Case | 2030 | 3 | 10.7 | 28
1 Reference Case | 2030 | 3 | 10.8 | 24
1 Reference Case | 2030 | 3 | 10.9 | 39
1 Reference Case | 2030 | 3 | 11 | 20
1 Reference Case | 2030 | 3 | 11.1 | 20
1 Reference Case | 2030 | 3 | 11.2 | 25
1 Reference Case | 2030 | 3 | 11.3 | 25
1 Reference Case | 2030 | 3 | 11.4 | 29
1 Reference Case | 2030 | 3 | 11.5 | 20
1 Reference Case | 2030 | 3 | 11.6 | 19
1 Reference Case | 2030 | 3 | 11.7 | 25
1 Reference Case | 2030 | 3 | 11.8 | 26
1 Reference Case | 2030 | 3 | 11.9 | 34
1 Reference Case | 2030 | 3 | 12 | 18
1 Reference Case | 2030 | 3 | 12.1 | 23
1 Reference Case | 2030 | 3 | 12.2 | 40
1 Reference Case | 2030 | 3 | 12.3 | 26
1 Reference Case | 2030 | 3 | 12.4 | 18
1 Reference Case | 2030 | 3 | 12.5 | 20
1 Reference Case | 2030 | 3 | 12.6 | 33
1 Reference Case | 2030 | 3 | 12.7 | 28
1 Reference Case | 2030 | 3 | 12.8 | 28
1 Reference Case | 2030 | 3 | 12.9 | 18
1 Reference Case | 2030 | 3 | 13 | 22
1 Reference Case | 2030 | 3 | 13.1 | 20
1 Reference Case | 2030 | 3 | 13.2 | 28
1 Reference Case | 2030 | 3 | 13.3 | 15
1 Reference Case | 2030 | 3 | 13.4 | 26
1 Reference Case | 2030 | 3 | 13.5 | 23
1 Reference Case | 2030 | 3 | 13.6 | 13
1 Reference Case | 2030 | 3 | 13.7 | 23
1 Reference Case | 2030 | 3 | 13.8 | 23
1 Reference Case | 2030 | 3 | 13.9 | 22
1 Reference Case | 2030 | 3 | 14 | 14
1 Reference Case | 2030 | 3 | 14.1 | 26
1 Reference Case | 2030 | 3 | 14.2 | 28
1 Reference Case | 2030 | 3 | 14.3 | 27
1 Reference Case | 2030 | 3 | 14.4 | 25
1 Reference Case | 2030 | 3 | 14.5 | 25
1 Reference Case | 2030 | 3 | 14.6 | 20
1 Reference Case | 2030 | 3 | 14.7 | 23
1 Reference Case | 2030 | 3 | 14.8 | 22
1 Reference Case | 2030 | 3 | 14.9 | 21
1 Reference Case | 2030 | 3 | 15 | 25
1 Reference Case | 2030 | 3 | 15.1 | 22
1 Reference Case | 2030 | 3 | 15.2 | 15
1 Reference Case | 2030 | 3 | 15.3 | 10
1 Reference Case | 2030 | 3 | 15.4 | 29
1 Reference Case | 2030 | 3 | 15.5 | 23
1 Reference Case | 2030 | 3 | 15.6 | 13
1 Reference Case | 2030 | 3 | 15.7 | 26
1 Reference Case | 2030 | 3 | 15.8 | 26
1 Reference Case | 2030 | 3 | 15.9 | 16
1 Reference Case | 2030 | 3 | 16 | 23
1 Reference Case | 2030 | 3 | 16.1 | 26
1 Reference Case | 2030 | 3 | 16.2 | 21
1 Reference Case | 2030 | 3 | 16.3 | 30
1 Reference Case | 2030 | 3 | 16.4 | 14
1 Reference Case | 2030 | 3 | 16.5 | 23
1 Reference Case | 2030 | 3 | 16.6 | 16
1 Reference Case | 2030 | 3 | 16.7 | 19
1 Reference Case | 2030 | 3 | 16.8 | 16
1 Reference Case | 2030 | 3 | 16.9 | 16
1 Reference Case | 2030 | 3 | 17 | 17
1 Reference Case | 2030 | 3 | 17.1 | 21
1 Reference Case | 2030 | 3 | 17.2 | 21
1 Reference Case | 2030 | 3 | 17.3 | 18
1 Reference Case | 2030 | 3 | 17.4 | 23
1 Reference Case | 2030 | 3 | 17.5 | 16
1 Reference Case | 2030 | 3 | 17.6 | 22
1 Reference Case | 2030 | 3 | 17.7 | 25
1 Reference Case | 2030 | 3 | 17.8 | 21
1 Reference Case | 2030 | 3 | 17.9 | 18
1 Reference Case | 2030 | 3 | 18 | 16
1 Reference Case | 2030 | 3 | 18.1 | 23
1 Reference Case | 2030 | 3 | 18.2 | 12
1 Reference Case | 2030 | 3 | 18.3 | 23
1 Reference Case | 2030 | 3 | 18.4 | 24
1 Reference Case | 2030 | 3 | 18.5 | 18
1 Reference Case | 2030 | 3 | 18.6 | 17
1 Reference Case | 2030 | 3 | 18.7 | 22
1 Reference Case | 2030 | 3 | 18.8 | 14
1 Reference Case | 2030 | 3 | 18.9 | 16
1 Reference Case | 2030 | 3 | 19 | 15
1 Reference Case | 2030 | 3 | 19.1 | 15
1 Reference Case | 2030 | 3 | 19.2 | 10
1 Reference Case | 2030 | 3 | 19.3 | 22
1 Reference Case | 2030 | 3 | 19.4 | 16
1 Reference Case | 2030 | 3 | 19.5 | 18
1 Reference Case | 2030 | 3 | 19.6 | 25
1 Reference Case | 2030 | 3 | 19.7 | 17
1 Reference Case | 2030 | 3 | 19.8 | 13
1 Reference Case | 2030 | 3 | 19.9 | 13
1 Reference Case | 2030 | 3 | 20 | 17
1 Reference Case | 2030 | 3 | 20.1 | 13
1 Reference Case | 2030 | 3 | 20.2 | 9
1 Reference Case | 2030 | 3 | 20.3 | 16
1 Reference Case | 2030 | 3 | 20.4 | 11
1 Reference Case | 2030 | 3 | 20.5 | 10
1 Reference Case | 2030 | 3 | 20.6 | 24
1 Reference Case | 2030 | 3 | 20.7 | 10
1 Reference Case | 2030 | 3 | 20.8 | 23
1 Reference Case | 2030 | 3 | 20.9 | 15
1 Reference Case | 2030 | 3 | 21 | 13
1 Reference Case | 2030 | 3 | 21.1 | 8
1 Reference Case | 2030 | 3 | 21.2 | 16
1 Reference Case | 2030 | 3 | 21.3 | 11
1 Reference Case | 2030 | 3 | 21.4 | 13
1 Reference Case | 2030 | 3 | 21.5 | 17
1 Reference Case | 2030 | 3 | 21.6 | 19
1 Reference Case | 2030 | 3 | 21.7 | 10
1 Reference Case | 2030 | 3 | 21.8 | 17
1 Reference Case | 2030 | 3 | 21.9 | 9
1 Reference Case | 2030 | 3 | 22 | 18
1 Reference Case | 2030 | 3 | 22.1 | 11
1 Reference Case | 2030 | 3 | 22.2 | 19
1 Reference Case | 2030 | 3 | 22.3 | 19
1 Reference Case | 2030 | 3 | 22.4 | 16
1 Reference Case | 2030 | 3 | 22.5 | 10
1 Reference Case | 2030 | 3 | 22.6 | 14
1 Reference Case | 2030 | 3 | 22.7 | 11
1 Reference Case | 2030 | 3 | 22.8 | 17
1 Reference Case | 2030 | 3 | 22.9 | 14
1 Reference Case | 2030 | 3 | 23 | 9
1 Reference Case | 2030 | 3 | 23.1 | 15
1 Reference Case | 2030 | 3 | 23.2 | 13
1 Reference Case | 2030 | 3 | 23.3 | 7
1 Reference Case | 2030 | 3 | 23.4 | 18
1 Reference Case | 2030 | 3 | 23.5 | 13
1 Reference Case | 2030 | 3 | 23.6 | 10
1 Reference Case | 2030 | 3 | 23.7 | 6
1 Reference Case | 2030 | 3 | 23.8 | 15
1 Reference Case | 2030 | 3 | 23.9 | 9
1 Reference Case | 2030 | 3 | 24 | 6
1 Reference Case | 2030 | 3 | 24.1 | 15
1 Reference Case | 2030 | 3 | 24.2 | 9
1 Reference Case | 2030 | 3 | 24.3 | 8
1 Reference Case | 2030 | 3 | 24.4 | 7
1 Reference Case | 2030 | 3 | 24.5 | 14
1 Reference Case | 2030 | 3 | 24.6 | 8
1 Reference Case | 2030 | 3 | 24.7 | 9
1 Reference Case | 2030 | 3 | 24.8 | 9
1 Reference Case | 2030 | 3 | 24.9 | 6
1 Reference Case | 2030 | 3 | 25 | 9
1 Reference Case | 2030 | 3 | 25.1 | 11
1 Reference Case | 2030 | 3 | 25.2 | 6
1 Reference Case | 2030 | 3 | 25.3 | 12
1 Reference Case | 2030 | 3 | 25.4 | 10
1 Reference Case | 2030 | 3 | 25.5 | 7
1 Reference Case | 2030 | 3 | 25.6 | 10
1 Reference Case | 2030 | 3 | 25.7 | 13
1 Reference Case | 2030 | 3 | 25.8 | 4
1 Reference Case | 2030 | 3 | 25.9 | 10
1 Reference Case | 2030 | 3 | 26 | 8
1 Reference Case | 2030 | 3 | 26.1 | 3
1 Reference Case | 2030 | 3 | 26.2 | 8
1 Reference Case | 2030 | 3 | 26.3 | 14
1 Reference Case | 2030 | 3 | 26.4 | 13
1 Reference Case | 2030 | 3 | 26.5 | 11
1 Reference Case | 2030 | 3 | 26.6 | 5
1 Reference Case | 2030 | 3 | 26.7 | 9
1 Reference Case | 2030 | 3 | 26.8 | 9
1 Reference Case | 2030 | 3 | 26.9 | 7
1 Reference Case | 2030 | 3 | 27 | 7
1 Reference Case | 2030 | 3 | 27.1 | 5
1 Reference Case | 2030 | 3 | 27.2 | 10
1 Reference Case | 2030 | 3 | 27.3 | 3
1 Reference Case | 2030 | 3 | 27.4 | 9
1 Reference Case | 2030 | 3 | 27.5 | 9
1 Reference Case | 2030 | 3 | 27.6 | 9
1 Reference Case | 2030 | 3 | 27.7 | 8
1 Reference Case | 2030 | 3 | 27.8 | 9
1 Reference Case | 2030 | 3 | 27.9 | 8
1 Reference Case | 2030 | 3 | 28 | 10
1 Reference Case | 2030 | 3 | 28.1 | 8
1 Reference Case | 2030 | 3 | 28.2 | 4
1 Reference Case | 2030 | 3 | 28.3 | 12
1 Reference Case | 2030 | 3 | 28.4 | 6
1 Reference Case | 2030 | 3 | 28.5 | 7
1 Reference Case | 2030 | 3 | 28.6 | 5
1 Reference Case | 2030 | 3 | 28.7 | 5
1 Reference Case | 2030 | 3 | 28.8 | 6
1 Reference Case | 2030 | 3 | 28.9 | 4
1 Reference Case | 2030 | 3 | 29 | 8
1 Reference Case | 2030 | 3 | 29.1 | 6
1 Reference Case | 2030 | 3 | 29.2 | 4
1 Reference Case | 2030 | 3 | 29.3 | 6
1 Reference Case | 2030 | 3 | 29.4 | 7
1 Reference Case | 2030 | 3 | 29.5 | 2
1 Reference Case | 2030 | 3 | 29.6 | 8
1 Reference Case | 2030 | 3 | 29.7 | 13
1 Reference Case | 2030 | 3 | 29.8 | 9
1 Reference Case | 2030 | 3 | 29.9 | 4
1 Reference Case | 2030 | 3 | 30 | 3
1 Reference Case | 2030 | 3 | 30.1 | 6
1 Reference Case | 2030 | 3 | 30.2 | 6
1 Reference Case | 2030 | 3 | 30.3 | 7
1 Reference Case | 2030 | 3 | 30.4 | 8
1 Reference Case | 2030 | 3 | 30.5 | 5
1 Reference Case | 2030 | 3 | 30.6 | 5
1 Reference Case | 2030 | 3 | 30.7 | 3
1 Reference Case | 2030 | 3 | 30.8 | 7
1 Reference Case | 2030 | 3 | 30.9 | 5
1 Reference Case | 2030 | 3 | 31 | 8
1 Reference Case | 2030 | 3 | 31.2 | 4
1 Reference Case | 2030 | 3 | 31.3 | 7
1 Reference Case | 2030 | 3 | 31.4 | 5
1 Reference Case | 2030 | 3 | 31.5 | 4
1 Reference Case | 2030 | 3 | 31.6 | 7
1 Reference Case | 2030 | 3 | 31.7 | 4
1 Reference Case | 2030 | 3 | 31.8 | 8
1 Reference Case | 2030 | 3 | 31.9 | 4
1 Reference Case | 2030 | 3 | 32 | 5
1 Reference Case | 2030 | 3 | 32.1 | 5
1 Reference Case | 2030 | 3 | 32.2 | 7
1 Reference Case | 2030 | 3 | 32.3 | 4
1 Reference Case | 2030 | 3 | 32.4 | 7
1 Reference Case | 2030 | 3 | 32.5 | 4
1 Reference Case | 2030 | 3 | 32.6 | 5
1 Reference Case | 2030 | 3 | 32.7 | 3
1 Reference Case | 2030 | 3 | 32.8 | 5
1 Reference Case | 2030 | 3 | 32.9 | 7
1 Reference Case | 2030 | 3 | 33 | 3
1 Reference Case | 2030 | 3 | 33.1 | 10
1 Reference Case | 2030 | 3 | 33.2 | 4
1 Reference Case | 2030 | 3 | 33.3 | 6
1 Reference Case | 2030 | 3 | 33.4 | 3
1 Reference Case | 2030 | 3 | 33.5 | 5
1 Reference Case | 2030 | 3 | 33.6 | 2
1 Reference Case | 2030 | 3 | 33.7 | 7
1 Reference Case | 2030 | 3 | 33.8 | 3
1 Reference Case | 2030 | 3 | 33.9 | 7
1 Reference Case | 2030 | 3 | 34 | 5
1 Reference Case | 2030 | 3 | 34.1 | 6
1 Reference Case | 2030 | 3 | 34.2 | 3
1 Reference Case | 2030 | 3 | 34.3 | 5
1 Reference Case | 2030 | 3 | 34.4 | 1
1 Reference Case | 2030 | 3 | 34.5 | 6
1 Reference Case | 2030 | 3 | 34.6 | 3
1 Reference Case | 2030 | 3 | 34.7 | 3
1 Reference Case | 2030 | 3 | 34.8 | 3
1 Reference Case | 2030 | 3 | 34.9 | 4
1 Reference Case | 2030 | 3 | 35 | 4
1 Reference Case | 2030 | 3 | 35.1 | 2
1 Reference Case | 2030 | 3 | 35.2 | 4
1 Reference Case | 2030 | 3 | 35.3 | 7
1 Reference Case | 2030 | 3 | 35.4 | 3
1 Reference Case | 2030 | 3 | 35.5 | 4
1 Reference Case | 2030 | 3 | 35.6 | 6
1 Reference Case | 2030 | 3 | 35.7 | 2
1 Reference Case | 2030 | 3 | 35.8 | 4
1 Reference Case | 2030 | 3 | 35.9 | 4
1 Reference Case | 2030 | 3 | 36 | 3
1 Reference Case | 2030 | 3 | 36.1 | 2
1 Reference Case | 2030 | 3 | 36.4 | 10
1 Reference Case | 2030 | 3 | 36.5 | 6
1 Reference Case | 2030 | 3 | 36.6 | 2
1 Reference Case | 2030 | 3 | 36.7 | 3
1 Reference Case | 2030 | 3 | 36.8 | 2
1 Reference Case | 2030 | 3 | 36.9 | 3
1 Reference Case | 2030 | 3 | 37 | 2
1 Reference Case | 2030 | 3 | 37.1 | 3
1 Reference Case | 2030 | 3 | 37.2 | 4
1 Reference Case | 2030 | 3 | 37.4 | 3
1 Reference Case | 2030 | 3 | 37.5 | 2
1 Reference Case | 2030 | 3 | 37.6 | 5
1 Reference Case | 2030 | 3 | 37.7 | 2
1 Reference Case | 2030 | 3 | 37.8 | 10
1 Reference Case | 2030 | 3 | 37.9 | 3
1 Reference Case | 2030 | 3 | 38 | 6
1 Reference Case | 2030 | 3 | 38.1 | 1
1 Reference Case | 2030 | 3 | 38.2 | 2
1 Reference Case | 2030 | 3 | 38.3 | 3
1 Reference Case | 2030 | 3 | 38.4 | 4
1 Reference Case | 2030 | 3 | 38.5 | 2
1 Reference Case | 2030 | 3 | 38.6 | 4
1 Reference Case | 2030 | 3 | 38.7 | 1
1 Reference Case | 2030 | 3 | 38.8 | 3
1 Reference Case | 2030 | 3 | 38.9 | 3
1 Reference Case | 2030 | 3 | 39 | 1
1 Reference Case | 2030 | 3 | 39.1 | 1
1 Reference Case | 2030 | 3 | 39.2 | 1
1 Reference Case | 2030 | 3 | 39.3 | 2
1 Reference Case | 2030 | 3 | 39.4 | 3
1 Reference Case | 2030 | 3 | 39.5 | 1
1 Reference Case | 2030 | 3 | 39.6 | 1
1 Reference Case | 2030 | 3 | 39.7 | 1
1 Reference Case | 2030 | 3 | 39.8 | 5
1 Reference Case | 2030 | 3 | 39.9 | 2
1 Reference Case | 2030 | 3 | 40 | 3
1 Reference Case | 2030 | 3 | 40.1 | 2
1 Reference Case | 2030 | 3 | 40.2 | 4
1 Reference Case | 2030 | 3 | 40.3 | 5
1 Reference Case | 2030 | 3 | 40.5 | 1
1 Reference Case | 2030 | 3 | 40.6 | 3
1 Reference Case | 2030 | 3 | 40.7 | 1
1 Reference Case | 2030 | 3 | 40.8 | 2
1 Reference Case | 2030 | 3 | 41 | 3
1 Reference Case | 2030 | 3 | 41.1 | 2
1 Reference Case | 2030 | 3 | 41.2 | 2
1 Reference Case | 2030 | 3 | 41.3 | 1
1 Reference Case | 2030 | 3 | 41.4 | 3
1 Reference Case | 2030 | 3 | 41.5 | 3
1 Reference Case | 2030 | 3 | 41.6 | 2
1 Reference Case | 2030 | 3 | 41.7 | 2
1 Reference Case | 2030 | 3 | 41.9 | 1
1 Reference Case | 2030 | 3 | 42.1 | 1
1 Reference Case | 2030 | 3 | 42.2 | 2
1 Reference Case | 2030 | 3 | 42.3 | 3
1 Reference Case | 2030 | 3 | 42.4 | 2
1 Reference Case | 2030 | 3 | 42.5 | 3
1 Reference Case | 2030 | 3 | 42.6 | 1
1 Reference Case | 2030 | 3 | 42.7 | 1
1 Reference Case | 2030 | 3 | 42.8 | 2
1 Reference Case | 2030 | 3 | 43 | 1
1 Reference Case | 2030 | 3 | 43.1 | 2
1 Reference Case | 2030 | 3 | 43.2 | 2
1 Reference Case | 2030 | 3 | 43.3 | 2
1 Reference Case | 2030 | 3 | 43.4 | 3
1 Reference Case | 2030 | 3 | 43.5 | 1
1 Reference Case | 2030 | 3 | 43.7 | 1
1 Reference Case | 2030 | 3 | 43.8 | 3
1 Reference Case | 2030 | 3 | 43.9 | 1
1 Reference Case | 2030 | 3 | 44 | 2
1 Reference Case | 2030 | 3 | 44.1 | 1
1 Reference Case | 2030 | 3 | 44.2 | 1
1 Reference Case | 2030 | 3 | 44.3 | 2
1 Reference Case | 2030 | 3 | 44.5 | 4
1 Reference Case | 2030 | 3 | 44.8 | 1
1 Reference Case | 2030 | 3 | 45 | 1
1 Reference Case | 2030 | 3 | 45.1 | 3
1 Reference Case | 2030 | 3 | 45.3 | 1
1 Reference Case | 2030 | 3 | 45.4 | 1
1 Reference Case | 2030 | 3 | 45.5 | 1
1 Reference Case | 2030 | 3 | 45.8 | 2
1 Reference Case | 2030 | 3 | 45.9 | 1
1 Reference Case | 2030 | 3 | 46 | 1
1 Reference Case | 2030 | 3 | 46.3 | 2
1 Reference Case | 2030 | 3 | 46.4 | 2
1 Reference Case | 2030 | 3 | 46.6 | 2
1 Reference Case | 2030 | 3 | 46.7 | 1
1 Reference Case | 2030 | 3 | 46.8 | 1
1 Reference Case | 2030 | 3 | 46.9 | 1
1 Reference Case | 2030 | 3 | 47 | 2
1 Reference Case | 2030 | 3 | 47.2 | 1
1 Reference Case | 2030 | 3 | 47.3 | 1
1 Reference Case | 2030 | 3 | 47.4 | 1
1 Reference Case | 2030 | 3 | 47.5 | 2
1 Reference Case | 2030 | 3 | 47.6 | 2
1 Reference Case | 2030 | 3 | 47.7 | 2
1 Reference Case | 2030 | 3 | 47.9 | 1
1 Reference Case | 2030 | 3 | 48.2 | 2
1 Reference Case | 2030 | 3 | 48.3 | 2
1 Reference Case | 2030 | 3 | 48.4 | 1
1 Reference Case | 2030 | 3 | 48.5 | 1
1 Reference Case | 2030 | 3 | 48.7 | 1
1 Reference Case | 2030 | 3 | 49 | 1
1 Reference Case | 2030 | 3 | 49.1 | 1
1 Reference Case | 2030 | 3 | 49.2 | 1
1 Reference Case | 2030 | 3 | 49.3 | 1
1 Reference Case | 2030 | 3 | 49.6 | 1
1 Reference Case | 2030 | 3 | 49.8 | 2
1 Reference Case | 2030 | 3 | 49.9 | 1
1 Reference Case | 2030 | 3 | 50.1 | 1
1 Reference Case | 2030 | 3 | 50.2 | 1
1 Reference Case | 2030 | 3 | 50.6 | 1
1 Reference Case | 2030 | 3 | 50.9 | 2
1 Reference Case | 2030 | 3 | 51 | 1
1 Reference Case | 2030 | 3 | 51.1 | 2
1 Reference Case | 2030 | 3 | 51.4 | 1
1 Reference Case | 2030 | 3 | 51.9 | 2
1 Reference Case | 2030 | 3 | 52.1 | 2
1 Reference Case | 2030 | 3 | 52.2 | 1
1 Reference Case | 2030 | 3 | 52.3 | 3
1 Reference Case | 2030 | 3 | 52.6 | 1
1 Reference Case | 2030 | 3 | 52.9 | 1
1 Reference Case | 2030 | 3 | 53 | 2
1 Reference Case | 2030 | 3 | 53.1 | 1
1 Reference Case | 2030 | 3 | 53.7 | 1
1 Reference Case | 2030 | 3 | 54 | 1
1 Reference Case | 2030 | 3 | 54.1 | 1
1 Reference Case | 2030 | 3 | 54.5 | 1
1 Reference Case | 2030 | 3 | 54.6 | 4
1 Reference Case | 2030 | 3 | 54.7 | 1
1 Reference Case | 2030 | 3 | 54.8 | 1
1 Reference Case | 2030 | 3 | 55.1 | 1
1 Reference Case | 2030 | 3 | 55.5 | 1
1 Reference Case | 2030 | 3 | 56.5 | 1
1 Reference Case | 2030 | 3 | 57.3 | 1
1 Reference Case | 2030 | 3 | 58 | 1
1 Reference Case | 2030 | 3 | 58.1 | 2
1 Reference Case | 2030 | 3 | 59.1 | 1
1 Reference Case | 2030 | 3 | 59.8 | 1
1 Reference Case | 2030 | 3 | 59.9 | 1
1 Reference Case | 2030 | 3 | 60 | 1
1 Reference Case | 2030 | 3 | 60.3 | 1
1 Reference Case | 2030 | 3 | 61.5 | 1
1 Reference Case | 2030 | 3 | 61.7 | 1
1 Reference Case | 2030 | 3 | 62.8 | 1
1 Reference Case | 2030 | 3 | 62.9 | 1
1 Reference Case | 2030 | 3 | 63.5 | 1
1 Reference Case | 2030 | 3 | 64 | 1
1 Reference Case | 2030 | 3 | 64.1 | 1
1 Reference Case | 2030 | 3 | 64.9 | 1
1 Reference Case | 2030 | 3 | 65.6 | 1
1 Reference Case | 2030 | 3 | 66 | 1
1 Reference Case | 2030 | 3 | 68.6 | 1
1 Reference Case | 2030 | 3 | 69.1 | 1
1 Reference Case | 2030 | 3 | 70.8 | 1
1 Reference Case | 2030 | 3 | 73.4 | 1
1 Reference Case | 2030 | 3 | 87.4 | 1
1 Reference Case | 2030 | 3 | 214.1 | 1
1 Reference Case | 2030 | 4 | -164.9 | 1
1 Reference Case | 2030 | 4 | -62.3 | 1
1 Reference Case | 2030 | 4 | -58.7 | 1
1 Reference Case | 2030 | 4 | -56.8 | 1
1 Reference Case | 2030 | 4 | -56.3 | 1
1 Reference Case | 2030 | 4 | -55.1 | 1
1 Reference Case | 2030 | 4 | -54.7 | 1
1 Reference Case | 2030 | 4 | -53.2 | 1
1 Reference Case | 2030 | 4 | -52.3 | 1
1 Reference Case | 2030 | 4 | -51.7 | 1
1 Reference Case | 2030 | 4 | -50.9 | 1
1 Reference Case | 2030 | 4 | -50.6 | 2
1 Reference Case | 2030 | 4 | -49.7 | 2
1 Reference Case | 2030 | 4 | -49.4 | 1
1 Reference Case | 2030 | 4 | -48.8 | 1
1 Reference Case | 2030 | 4 | -48.3 | 1
1 Reference Case | 2030 | 4 | -48.1 | 2
1 Reference Case | 2030 | 4 | -47.9 | 1
1 Reference Case | 2030 | 4 | -47.2 | 2
1 Reference Case | 2030 | 4 | -46.4 | 2
1 Reference Case | 2030 | 4 | -46.1 | 1
1 Reference Case | 2030 | 4 | -45.9 | 1
1 Reference Case | 2030 | 4 | -45.8 | 1
1 Reference Case | 2030 | 4 | -45.5 | 1
1 Reference Case | 2030 | 4 | -45.2 | 1
1 Reference Case | 2030 | 4 | -45 | 1
1 Reference Case | 2030 | 4 | -44.8 | 1
1 Reference Case | 2030 | 4 | -44.5 | 1
1 Reference Case | 2030 | 4 | -43.7 | 1
1 Reference Case | 2030 | 4 | -43.3 | 1
1 Reference Case | 2030 | 4 | -42.9 | 2
1 Reference Case | 2030 | 4 | -42.7 | 1
1 Reference Case | 2030 | 4 | -42.3 | 1
1 Reference Case | 2030 | 4 | -41.7 | 1
1 Reference Case | 2030 | 4 | -41.5 | 1
1 Reference Case | 2030 | 4 | -41.3 | 1
1 Reference Case | 2030 | 4 | -40.9 | 2
1 Reference Case | 2030 | 4 | -40.7 | 1
1 Reference Case | 2030 | 4 | -40.6 | 1
1 Reference Case | 2030 | 4 | -40.5 | 1
1 Reference Case | 2030 | 4 | -40.4 | 1
1 Reference Case | 2030 | 4 | -40.3 | 1
1 Reference Case | 2030 | 4 | -40.2 | 1
1 Reference Case | 2030 | 4 | -40.1 | 1
1 Reference Case | 2030 | 4 | -39.9 | 3
1 Reference Case | 2030 | 4 | -39.8 | 2
1 Reference Case | 2030 | 4 | -39.4 | 1
1 Reference Case | 2030 | 4 | -39.3 | 1
1 Reference Case | 2030 | 4 | -38.8 | 1
1 Reference Case | 2030 | 4 | -38.7 | 1
1 Reference Case | 2030 | 4 | -38.6 | 5
1 Reference Case | 2030 | 4 | -38.5 | 1
1 Reference Case | 2030 | 4 | -38.4 | 1
1 Reference Case | 2030 | 4 | -38.3 | 1
1 Reference Case | 2030 | 4 | -38.2 | 1
1 Reference Case | 2030 | 4 | -38 | 4
1 Reference Case | 2030 | 4 | -37.9 | 2
1 Reference Case | 2030 | 4 | -37.8 | 1
1 Reference Case | 2030 | 4 | -37.7 | 1
1 Reference Case | 2030 | 4 | -37.6 | 2
1 Reference Case | 2030 | 4 | -37.4 | 1
1 Reference Case | 2030 | 4 | -37.2 | 1
1 Reference Case | 2030 | 4 | -37.1 | 1
1 Reference Case | 2030 | 4 | -37 | 2
1 Reference Case | 2030 | 4 | -36.9 | 2
1 Reference Case | 2030 | 4 | -36.8 | 2
1 Reference Case | 2030 | 4 | -36.7 | 1
1 Reference Case | 2030 | 4 | -36.6 | 3
1 Reference Case | 2030 | 4 | -36.4 | 1
1 Reference Case | 2030 | 4 | -36.2 | 1
1 Reference Case | 2030 | 4 | -36.1 | 1
1 Reference Case | 2030 | 4 | -36 | 2
1 Reference Case | 2030 | 4 | -35.9 | 3
1 Reference Case | 2030 | 4 | -35.8 | 2
1 Reference Case | 2030 | 4 | -35.7 | 3
1 Reference Case | 2030 | 4 | -35.6 | 3
1 Reference Case | 2030 | 4 | -35.5 | 4
1 Reference Case | 2030 | 4 | -35.4 | 3
1 Reference Case | 2030 | 4 | -35.1 | 2
1 Reference Case | 2030 | 4 | -35 | 2
1 Reference Case | 2030 | 4 | -34.9 | 1
1 Reference Case | 2030 | 4 | -34.8 | 5
1 Reference Case | 2030 | 4 | -34.7 | 2
1 Reference Case | 2030 | 4 | -34.5 | 2
1 Reference Case | 2030 | 4 | -34.4 | 3
1 Reference Case | 2030 | 4 | -34.3 | 1
1 Reference Case | 2030 | 4 | -34.2 | 1
1 Reference Case | 2030 | 4 | -34 | 1
1 Reference Case | 2030 | 4 | -33.9 | 2
1 Reference Case | 2030 | 4 | -33.8 | 2
1 Reference Case | 2030 | 4 | -33.7 | 1
1 Reference Case | 2030 | 4 | -33.6 | 2
1 Reference Case | 2030 | 4 | -33.5 | 2
1 Reference Case | 2030 | 4 | -33.4 | 3
1 Reference Case | 2030 | 4 | -33.3 | 1
1 Reference Case | 2030 | 4 | -33.2 | 1
1 Reference Case | 2030 | 4 | -33.1 | 3
1 Reference Case | 2030 | 4 | -33 | 3
1 Reference Case | 2030 | 4 | -32.8 | 3
1 Reference Case | 2030 | 4 | -32.7 | 3
1 Reference Case | 2030 | 4 | -32.6 | 1
1 Reference Case | 2030 | 4 | -32.5 | 1
1 Reference Case | 2030 | 4 | -32.3 | 5
1 Reference Case | 2030 | 4 | -32.2 | 2
1 Reference Case | 2030 | 4 | -32.1 | 2
1 Reference Case | 2030 | 4 | -32 | 3
1 Reference Case | 2030 | 4 | -31.9 | 2
1 Reference Case | 2030 | 4 | -31.7 | 4
1 Reference Case | 2030 | 4 | -31.6 | 1
1 Reference Case | 2030 | 4 | -31.5 | 2
1 Reference Case | 2030 | 4 | -31.4 | 3
1 Reference Case | 2030 | 4 | -31.3 | 3
1 Reference Case | 2030 | 4 | -31.2 | 2
1 Reference Case | 2030 | 4 | -31.1 | 3
1 Reference Case | 2030 | 4 | -31 | 2
1 Reference Case | 2030 | 4 | -30.9 | 4
1 Reference Case | 2030 | 4 | -30.8 | 3
1 Reference Case | 2030 | 4 | -30.7 | 2
1 Reference Case | 2030 | 4 | -30.6 | 3
1 Reference Case | 2030 | 4 | -30.5 | 2
1 Reference Case | 2030 | 4 | -30.4 | 2
1 Reference Case | 2030 | 4 | -30.3 | 1
1 Reference Case | 2030 | 4 | -30.2 | 6
1 Reference Case | 2030 | 4 | -30.1 | 1
1 Reference Case | 2030 | 4 | -30 | 2
1 Reference Case | 2030 | 4 | -29.9 | 5
1 Reference Case | 2030 | 4 | -29.8 | 1
1 Reference Case | 2030 | 4 | -29.7 | 8
1 Reference Case | 2030 | 4 | -29.6 | 1
1 Reference Case | 2030 | 4 | -29.5 | 3
1 Reference Case | 2030 | 4 | -29.4 | 2
1 Reference Case | 2030 | 4 | -29.3 | 5
1 Reference Case | 2030 | 4 | -29.2 | 3
1 Reference Case | 2030 | 4 | -29.1 | 1
1 Reference Case | 2030 | 4 | -29 | 5
1 Reference Case | 2030 | 4 | -28.9 | 2
1 Reference Case | 2030 | 4 | -28.8 | 3
1 Reference Case | 2030 | 4 | -28.7 | 3
1 Reference Case | 2030 | 4 | -28.6 | 2
1 Reference Case | 2030 | 4 | -28.5 | 1
1 Reference Case | 2030 | 4 | -28.3 | 7
1 Reference Case | 2030 | 4 | -28.2 | 4
1 Reference Case | 2030 | 4 | -28.1 | 3
1 Reference Case | 2030 | 4 | -28 | 4
1 Reference Case | 2030 | 4 | -27.9 | 7
1 Reference Case | 2030 | 4 | -27.8 | 5
1 Reference Case | 2030 | 4 | -27.7 | 2
1 Reference Case | 2030 | 4 | -27.6 | 2
1 Reference Case | 2030 | 4 | -27.5 | 3
1 Reference Case | 2030 | 4 | -27.4 | 6
1 Reference Case | 2030 | 4 | -27.3 | 3
1 Reference Case | 2030 | 4 | -27.2 | 3
1 Reference Case | 2030 | 4 | -27.1 | 3
1 Reference Case | 2030 | 4 | -27 | 6
1 Reference Case | 2030 | 4 | -26.9 | 2
1 Reference Case | 2030 | 4 | -26.8 | 5
1 Reference Case | 2030 | 4 | -26.7 | 4
1 Reference Case | 2030 | 4 | -26.6 | 1
1 Reference Case | 2030 | 4 | -26.5 | 2
1 Reference Case | 2030 | 4 | -26.4 | 6
1 Reference Case | 2030 | 4 | -26.3 | 5
1 Reference Case | 2030 | 4 | -26.2 | 6
1 Reference Case | 2030 | 4 | -26.1 | 4
1 Reference Case | 2030 | 4 | -26 | 5
1 Reference Case | 2030 | 4 | -25.9 | 1
1 Reference Case | 2030 | 4 | -25.8 | 5
1 Reference Case | 2030 | 4 | -25.7 | 4
1 Reference Case | 2030 | 4 | -25.6 | 6
1 Reference Case | 2030 | 4 | -25.5 | 4
1 Reference Case | 2030 | 4 | -25.4 | 2
1 Reference Case | 2030 | 4 | -25.3 | 7
1 Reference Case | 2030 | 4 | -25.2 | 5
1 Reference Case | 2030 | 4 | -25.1 | 5
1 Reference Case | 2030 | 4 | -25 | 4
1 Reference Case | 2030 | 4 | -24.9 | 9
1 Reference Case | 2030 | 4 | -24.8 | 6
1 Reference Case | 2030 | 4 | -24.7 | 5
1 Reference Case | 2030 | 4 | -24.6 | 4
1 Reference Case | 2030 | 4 | -24.5 | 7
1 Reference Case | 2030 | 4 | -24.4 | 9
1 Reference Case | 2030 | 4 | -24.3 | 6
1 Reference Case | 2030 | 4 | -24.2 | 1
1 Reference Case | 2030 | 4 | -24.1 | 7
1 Reference Case | 2030 | 4 | -24 | 6
1 Reference Case | 2030 | 4 | -23.9 | 6
1 Reference Case | 2030 | 4 | -23.8 | 8
1 Reference Case | 2030 | 4 | -23.7 | 8
1 Reference Case | 2030 | 4 | -23.6 | 4
1 Reference Case | 2030 | 4 | -23.5 | 6
1 Reference Case | 2030 | 4 | -23.4 | 9
1 Reference Case | 2030 | 4 | -23.3 | 3
1 Reference Case | 2030 | 4 | -23.2 | 5
1 Reference Case | 2030 | 4 | -23.1 | 6
1 Reference Case | 2030 | 4 | -23 | 4
1 Reference Case | 2030 | 4 | -22.9 | 3
1 Reference Case | 2030 | 4 | -22.8 | 6
1 Reference Case | 2030 | 4 | -22.7 | 7
1 Reference Case | 2030 | 4 | -22.6 | 7
1 Reference Case | 2030 | 4 | -22.5 | 9
1 Reference Case | 2030 | 4 | -22.4 | 9
1 Reference Case | 2030 | 4 | -22.3 | 5
1 Reference Case | 2030 | 4 | -22.2 | 3
1 Reference Case | 2030 | 4 | -22.1 | 6
1 Reference Case | 2030 | 4 | -22 | 6
1 Reference Case | 2030 | 4 | -21.9 | 9
1 Reference Case | 2030 | 4 | -21.8 | 7
1 Reference Case | 2030 | 4 | -21.7 | 9
1 Reference Case | 2030 | 4 | -21.6 | 6
1 Reference Case | 2030 | 4 | -21.5 | 8
1 Reference Case | 2030 | 4 | -21.4 | 5
1 Reference Case | 2030 | 4 | -21.3 | 5
1 Reference Case | 2030 | 4 | -21.2 | 8
1 Reference Case | 2030 | 4 | -21.1 | 9
1 Reference Case | 2030 | 4 | -21 | 11
1 Reference Case | 2030 | 4 | -20.9 | 9
1 Reference Case | 2030 | 4 | -20.8 | 3
1 Reference Case | 2030 | 4 | -20.7 | 7
1 Reference Case | 2030 | 4 | -20.6 | 4
1 Reference Case | 2030 | 4 | -20.5 | 8
1 Reference Case | 2030 | 4 | -20.4 | 6
1 Reference Case | 2030 | 4 | -20.3 | 11
1 Reference Case | 2030 | 4 | -20.2 | 6
1 Reference Case | 2030 | 4 | -20.1 | 9
1 Reference Case | 2030 | 4 | -20 | 10
1 Reference Case | 2030 | 4 | -19.9 | 3
1 Reference Case | 2030 | 4 | -19.8 | 9
1 Reference Case | 2030 | 4 | -19.7 | 7
1 Reference Case | 2030 | 4 | -19.6 | 11
1 Reference Case | 2030 | 4 | -19.5 | 11
1 Reference Case | 2030 | 4 | -19.4 | 7
1 Reference Case | 2030 | 4 | -19.3 | 5
1 Reference Case | 2030 | 4 | -19.2 | 8
1 Reference Case | 2030 | 4 | -19.1 | 11
1 Reference Case | 2030 | 4 | -19 | 6
1 Reference Case | 2030 | 4 | -18.9 | 8
1 Reference Case | 2030 | 4 | -18.8 | 4
1 Reference Case | 2030 | 4 | -18.7 | 8
1 Reference Case | 2030 | 4 | -18.6 | 11
1 Reference Case | 2030 | 4 | -18.5 | 8
1 Reference Case | 2030 | 4 | -18.4 | 9
1 Reference Case | 2030 | 4 | -18.3 | 12
1 Reference Case | 2030 | 4 | -18.2 | 11
1 Reference Case | 2030 | 4 | -18.1 | 10
1 Reference Case | 2030 | 4 | -18 | 8
1 Reference Case | 2030 | 4 | -17.9 | 7
1 Reference Case | 2030 | 4 | -17.8 | 7
1 Reference Case | 2030 | 4 | -17.7 | 13
1 Reference Case | 2030 | 4 | -17.6 | 10
1 Reference Case | 2030 | 4 | -17.5 | 9
1 Reference Case | 2030 | 4 | -17.4 | 10
1 Reference Case | 2030 | 4 | -17.3 | 9
1 Reference Case | 2030 | 4 | -17.2 | 9
1 Reference Case | 2030 | 4 | -17.1 | 13
1 Reference Case | 2030 | 4 | -17 | 17
1 Reference Case | 2030 | 4 | -16.9 | 14
1 Reference Case | 2030 | 4 | -16.8 | 9
1 Reference Case | 2030 | 4 | -16.7 | 8
1 Reference Case | 2030 | 4 | -16.6 | 16
1 Reference Case | 2030 | 4 | -16.5 | 11
1 Reference Case | 2030 | 4 | -16.4 | 12
1 Reference Case | 2030 | 4 | -16.3 | 7
1 Reference Case | 2030 | 4 | -16.2 | 6
1 Reference Case | 2030 | 4 | -16.1 | 12
1 Reference Case | 2030 | 4 | -16 | 15
1 Reference Case | 2030 | 4 | -15.9 | 12
1 Reference Case | 2030 | 4 | -15.8 | 7
1 Reference Case | 2030 | 4 | -15.7 | 12
1 Reference Case | 2030 | 4 | -15.6 | 10
1 Reference Case | 2030 | 4 | -15.5 | 13
1 Reference Case | 2030 | 4 | -15.4 | 18
1 Reference Case | 2030 | 4 | -15.3 | 14
1 Reference Case | 2030 | 4 | -15.2 | 13
1 Reference Case | 2030 | 4 | -15.1 | 10
1 Reference Case | 2030 | 4 | -15 | 9
1 Reference Case | 2030 | 4 | -14.9 | 10
1 Reference Case | 2030 | 4 | -14.8 | 7
1 Reference Case | 2030 | 4 | -14.7 | 7
1 Reference Case | 2030 | 4 | -14.6 | 15
1 Reference Case | 2030 | 4 | -14.5 | 8
1 Reference Case | 2030 | 4 | -14.4 | 10
1 Reference Case | 2030 | 4 | -14.3 | 13
1 Reference Case | 2030 | 4 | -14.2 | 13
1 Reference Case | 2030 | 4 | -14.1 | 16
1 Reference Case | 2030 | 4 | -14 | 10
1 Reference Case | 2030 | 4 | -13.9 | 7
1 Reference Case | 2030 | 4 | -13.8 | 14
1 Reference Case | 2030 | 4 | -13.7 | 11
1 Reference Case | 2030 | 4 | -13.6 | 14
1 Reference Case | 2030 | 4 | -13.5 | 13
1 Reference Case | 2030 | 4 | -13.4 | 10
1 Reference Case | 2030 | 4 | -13.3 | 12
1 Reference Case | 2030 | 4 | -13.2 | 9
1 Reference Case | 2030 | 4 | -13.1 | 13
1 Reference Case | 2030 | 4 | -13 | 13
1 Reference Case | 2030 | 4 | -12.9 | 16
1 Reference Case | 2030 | 4 | -12.8 | 15
1 Reference Case | 2030 | 4 | -12.7 | 10
1 Reference Case | 2030 | 4 | -12.6 | 7
1 Reference Case | 2030 | 4 | -12.5 | 11
1 Reference Case | 2030 | 4 | -12.4 | 19
1 Reference Case | 2030 | 4 | -12.3 | 20
1 Reference Case | 2030 | 4 | -12.2 | 15
1 Reference Case | 2030 | 4 | -12.1 | 9
1 Reference Case | 2030 | 4 | -12 | 11
1 Reference Case | 2030 | 4 | -11.9 | 10
1 Reference Case | 2030 | 4 | -11.8 | 13
1 Reference Case | 2030 | 4 | -11.7 | 11
1 Reference Case | 2030 | 4 | -11.6 | 18
1 Reference Case | 2030 | 4 | -11.5 | 8
1 Reference Case | 2030 | 4 | -11.4 | 14
1 Reference Case | 2030 | 4 | -11.3 | 8
1 Reference Case | 2030 | 4 | -11.2 | 12
1 Reference Case | 2030 | 4 | -11.1 | 8
1 Reference Case | 2030 | 4 | -11 | 11
1 Reference Case | 2030 | 4 | -10.9 | 15
1 Reference Case | 2030 | 4 | -10.8 | 15
1 Reference Case | 2030 | 4 | -10.7 | 11
1 Reference Case | 2030 | 4 | -10.6 | 8
1 Reference Case | 2030 | 4 | -10.5 | 18
1 Reference Case | 2030 | 4 | -10.4 | 8
1 Reference Case | 2030 | 4 | -10.3 | 14
1 Reference Case | 2030 | 4 | -10.2 | 12
1 Reference Case | 2030 | 4 | -10.1 | 15
1 Reference Case | 2030 | 4 | -10 | 13
1 Reference Case | 2030 | 4 | -9.9 | 7
1 Reference Case | 2030 | 4 | -9.8 | 12
1 Reference Case | 2030 | 4 | -9.7 | 16
1 Reference Case | 2030 | 4 | -9.6 | 13
1 Reference Case | 2030 | 4 | -9.5 | 12
1 Reference Case | 2030 | 4 | -9.4 | 11
1 Reference Case | 2030 | 4 | -9.3 | 12
1 Reference Case | 2030 | 4 | -9.2 | 20
1 Reference Case | 2030 | 4 | -9.1 | 10
1 Reference Case | 2030 | 4 | -9 | 7
1 Reference Case | 2030 | 4 | -8.9 | 19
1 Reference Case | 2030 | 4 | -8.8 | 10
1 Reference Case | 2030 | 4 | -8.7 | 13
1 Reference Case | 2030 | 4 | -8.6 | 12
1 Reference Case | 2030 | 4 | -8.5 | 8
1 Reference Case | 2030 | 4 | -8.4 | 8
1 Reference Case | 2030 | 4 | -8.3 | 12
1 Reference Case | 2030 | 4 | -8.2 | 18
1 Reference Case | 2030 | 4 | -8.1 | 18
1 Reference Case | 2030 | 4 | -8 | 14
1 Reference Case | 2030 | 4 | -7.9 | 12
1 Reference Case | 2030 | 4 | -7.8 | 8
1 Reference Case | 2030 | 4 | -7.7 | 12
1 Reference Case | 2030 | 4 | -7.6 | 6
1 Reference Case | 2030 | 4 | -7.5 | 12
1 Reference Case | 2030 | 4 | -7.4 | 7
1 Reference Case | 2030 | 4 | -7.3 | 8
1 Reference Case | 2030 | 4 | -7.2 | 11
1 Reference Case | 2030 | 4 | -7.1 | 5
1 Reference Case | 2030 | 4 | -7 | 8
1 Reference Case | 2030 | 4 | -6.9 | 6
1 Reference Case | 2030 | 4 | -6.8 | 14
1 Reference Case | 2030 | 4 | -6.7 | 8
1 Reference Case | 2030 | 4 | -6.6 | 19
1 Reference Case | 2030 | 4 | -6.5 | 12
1 Reference Case | 2030 | 4 | -6.4 | 7
1 Reference Case | 2030 | 4 | -6.3 | 6
1 Reference Case | 2030 | 4 | -6.2 | 9
1 Reference Case | 2030 | 4 | -6.1 | 7
1 Reference Case | 2030 | 4 | -6 | 8
1 Reference Case | 2030 | 4 | -5.9 | 8
1 Reference Case | 2030 | 4 | -5.8 | 4
1 Reference Case | 2030 | 4 | -5.7 | 6
1 Reference Case | 2030 | 4 | -5.6 | 8
1 Reference Case | 2030 | 4 | -5.5 | 5
1 Reference Case | 2030 | 4 | -5.4 | 7
1 Reference Case | 2030 | 4 | -5.3 | 8
1 Reference Case | 2030 | 4 | -5.2 | 5
1 Reference Case | 2030 | 4 | -5.1 | 5
1 Reference Case | 2030 | 4 | -5 | 9
1 Reference Case | 2030 | 4 | -4.9 | 8
1 Reference Case | 2030 | 4 | -4.8 | 12
1 Reference Case | 2030 | 4 | -4.7 | 6
1 Reference Case | 2030 | 4 | -4.6 | 4
1 Reference Case | 2030 | 4 | -4.5 | 8
1 Reference Case | 2030 | 4 | -4.4 | 2
1 Reference Case | 2030 | 4 | -4.3 | 4
1 Reference Case | 2030 | 4 | -4.2 | 9
1 Reference Case | 2030 | 4 | -4.1 | 8
1 Reference Case | 2030 | 4 | -4 | 5
1 Reference Case | 2030 | 4 | -3.9 | 3
1 Reference Case | 2030 | 4 | -3.8 | 5
1 Reference Case | 2030 | 4 | -3.7 | 9
1 Reference Case | 2030 | 4 | -3.6 | 5
1 Reference Case | 2030 | 4 | -3.5 | 2
1 Reference Case | 2030 | 4 | -3.4 | 4
1 Reference Case | 2030 | 4 | -3.3 | 7
1 Reference Case | 2030 | 4 | -3.2 | 5
1 Reference Case | 2030 | 4 | -3.1 | 8
1 Reference Case | 2030 | 4 | -3 | 1
1 Reference Case | 2030 | 4 | -2.9 | 6
1 Reference Case | 2030 | 4 | -2.8 | 7
1 Reference Case | 2030 | 4 | -2.7 | 1
1 Reference Case | 2030 | 4 | -2.6 | 3
1 Reference Case | 2030 | 4 | -2.5 | 2
1 Reference Case | 2030 | 4 | -2.4 | 7
1 Reference Case | 2030 | 4 | -2.3 | 3
1 Reference Case | 2030 | 4 | -2.2 | 4
1 Reference Case | 2030 | 4 | -2.1 | 4
1 Reference Case | 2030 | 4 | -2 | 4
1 Reference Case | 2030 | 4 | -1.9 | 3
1 Reference Case | 2030 | 4 | -1.8 | 3
1 Reference Case | 2030 | 4 | -1.7 | 3
1 Reference Case | 2030 | 4 | -1.6 | 2
1 Reference Case | 2030 | 4 | -1.5 | 1
1 Reference Case | 2030 | 4 | -1.4 | 3
1 Reference Case | 2030 | 4 | -1.3 | 1
1 Reference Case | 2030 | 4 | -1.1 | 5
1 Reference Case | 2030 | 4 | -1 | 1
1 Reference Case | 2030 | 4 | -0.9 | 2
1 Reference Case | 2030 | 4 | -0.8 | 2
1 Reference Case | 2030 | 4 | -0.6 | 1
1 Reference Case | 2030 | 4 | -0.5 | 4
1 Reference Case | 2030 | 4 | -0.4 | 1
1 Reference Case | 2030 | 4 | -0.3 | 1
1 Reference Case | 2030 | 4 | -0.2 | 1
1 Reference Case | 2030 | 4 | -0.1 | 3
1 Reference Case | 2030 | 4 | 0 | 20
1 Reference Case | 2030 | 4 | 0.2 | 2
1 Reference Case | 2030 | 4 | 0.3 | 1
1 Reference Case | 2030 | 4 | 0.4 | 2
1 Reference Case | 2030 | 4 | 0.7 | 2
1 Reference Case | 2030 | 4 | 0.8 | 1
1 Reference Case | 2030 | 4 | 0.9 | 1
1 Reference Case | 2030 | 4 | 1 | 1
1 Reference Case | 2030 | 4 | 1.1 | 3
1 Reference Case | 2030 | 4 | 1.2 | 5
1 Reference Case | 2030 | 4 | 1.4 | 2
1 Reference Case | 2030 | 4 | 1.6 | 3
1 Reference Case | 2030 | 4 | 1.8 | 3
1 Reference Case | 2030 | 4 | 1.9 | 2
1 Reference Case | 2030 | 4 | 2 | 2
1 Reference Case | 2030 | 4 | 2.1 | 3
1 Reference Case | 2030 | 4 | 2.2 | 3
1 Reference Case | 2030 | 4 | 2.3 | 2
1 Reference Case | 2030 | 4 | 2.4 | 6
1 Reference Case | 2030 | 4 | 2.5 | 4
1 Reference Case | 2030 | 4 | 2.6 | 3
1 Reference Case | 2030 | 4 | 2.7 | 1
1 Reference Case | 2030 | 4 | 2.8 | 2
1 Reference Case | 2030 | 4 | 2.9 | 2
1 Reference Case | 2030 | 4 | 3 | 2
1 Reference Case | 2030 | 4 | 3.1 | 4
1 Reference Case | 2030 | 4 | 3.2 | 5
1 Reference Case | 2030 | 4 | 3.3 | 4
1 Reference Case | 2030 | 4 | 3.4 | 5
1 Reference Case | 2030 | 4 | 3.5 | 4
1 Reference Case | 2030 | 4 | 3.6 | 5
1 Reference Case | 2030 | 4 | 3.7 | 6
1 Reference Case | 2030 | 4 | 3.8 | 6
1 Reference Case | 2030 | 4 | 3.9 | 4
1 Reference Case | 2030 | 4 | 4 | 3
1 Reference Case | 2030 | 4 | 4.1 | 5
1 Reference Case | 2030 | 4 | 4.2 | 5
1 Reference Case | 2030 | 4 | 4.3 | 6
1 Reference Case | 2030 | 4 | 4.4 | 2
1 Reference Case | 2030 | 4 | 4.5 | 5
1 Reference Case | 2030 | 4 | 4.6 | 1
1 Reference Case | 2030 | 4 | 4.7 | 4
1 Reference Case | 2030 | 4 | 4.8 | 4
1 Reference Case | 2030 | 4 | 4.9 | 3
1 Reference Case | 2030 | 4 | 5 | 9
1 Reference Case | 2030 | 4 | 5.1 | 10
1 Reference Case | 2030 | 4 | 5.2 | 3
1 Reference Case | 2030 | 4 | 5.3 | 4
1 Reference Case | 2030 | 4 | 5.4 | 5
1 Reference Case | 2030 | 4 | 5.5 | 8
1 Reference Case | 2030 | 4 | 5.6 | 6
1 Reference Case | 2030 | 4 | 5.7 | 5
1 Reference Case | 2030 | 4 | 5.8 | 10
1 Reference Case | 2030 | 4 | 5.9 | 6
1 Reference Case | 2030 | 4 | 6 | 8
1 Reference Case | 2030 | 4 | 6.1 | 8
1 Reference Case | 2030 | 4 | 6.2 | 5
1 Reference Case | 2030 | 4 | 6.3 | 7
1 Reference Case | 2030 | 4 | 6.4 | 8
1 Reference Case | 2030 | 4 | 6.5 | 11
1 Reference Case | 2030 | 4 | 6.6 | 7
1 Reference Case | 2030 | 4 | 6.7 | 9
1 Reference Case | 2030 | 4 | 6.8 | 4
1 Reference Case | 2030 | 4 | 6.9 | 7
1 Reference Case | 2030 | 4 | 7 | 6
1 Reference Case | 2030 | 4 | 7.1 | 5
1 Reference Case | 2030 | 4 | 7.2 | 9
1 Reference Case | 2030 | 4 | 7.3 | 4
1 Reference Case | 2030 | 4 | 7.4 | 7
1 Reference Case | 2030 | 4 | 7.5 | 9
1 Reference Case | 2030 | 4 | 7.6 | 9
1 Reference Case | 2030 | 4 | 7.7 | 12
1 Reference Case | 2030 | 4 | 7.8 | 4
1 Reference Case | 2030 | 4 | 7.9 | 5
1 Reference Case | 2030 | 4 | 8 | 16
1 Reference Case | 2030 | 4 | 8.1 | 11
1 Reference Case | 2030 | 4 | 8.2 | 13
1 Reference Case | 2030 | 4 | 8.3 | 9
1 Reference Case | 2030 | 4 | 8.4 | 11
1 Reference Case | 2030 | 4 | 8.5 | 8
1 Reference Case | 2030 | 4 | 8.6 | 10
1 Reference Case | 2030 | 4 | 8.7 | 12
1 Reference Case | 2030 | 4 | 8.8 | 5
1 Reference Case | 2030 | 4 | 8.9 | 10
1 Reference Case | 2030 | 4 | 9 | 12
1 Reference Case | 2030 | 4 | 9.1 | 6
1 Reference Case | 2030 | 4 | 9.2 | 13
1 Reference Case | 2030 | 4 | 9.3 | 10
1 Reference Case | 2030 | 4 | 9.4 | 10
1 Reference Case | 2030 | 4 | 9.5 | 3
1 Reference Case | 2030 | 4 | 9.6 | 19
1 Reference Case | 2030 | 4 | 9.7 | 3
1 Reference Case | 2030 | 4 | 9.8 | 8
1 Reference Case | 2030 | 4 | 9.9 | 9
1 Reference Case | 2030 | 4 | 10 | 7
1 Reference Case | 2030 | 4 | 10.1 | 7
1 Reference Case | 2030 | 4 | 10.2 | 13
1 Reference Case | 2030 | 4 | 10.3 | 6
1 Reference Case | 2030 | 4 | 10.4 | 8
1 Reference Case | 2030 | 4 | 10.5 | 9
1 Reference Case | 2030 | 4 | 10.6 | 12
1 Reference Case | 2030 | 4 | 10.7 | 7
1 Reference Case | 2030 | 4 | 10.8 | 11
1 Reference Case | 2030 | 4 | 10.9 | 6
1 Reference Case | 2030 | 4 | 11 | 11
1 Reference Case | 2030 | 4 | 11.1 | 12
1 Reference Case | 2030 | 4 | 11.2 | 5
1 Reference Case | 2030 | 4 | 11.3 | 12
1 Reference Case | 2030 | 4 | 11.4 | 16
1 Reference Case | 2030 | 4 | 11.5 | 15
1 Reference Case | 2030 | 4 | 11.6 | 5
1 Reference Case | 2030 | 4 | 11.7 | 14
1 Reference Case | 2030 | 4 | 11.8 | 13
1 Reference Case | 2030 | 4 | 11.9 | 13
1 Reference Case | 2030 | 4 | 12 | 13
1 Reference Case | 2030 | 4 | 12.1 | 18
1 Reference Case | 2030 | 4 | 12.2 | 11
1 Reference Case | 2030 | 4 | 12.3 | 19
1 Reference Case | 2030 | 4 | 12.4 | 20
1 Reference Case | 2030 | 4 | 12.5 | 11
1 Reference Case | 2030 | 4 | 12.6 | 13
1 Reference Case | 2030 | 4 | 12.7 | 8
1 Reference Case | 2030 | 4 | 12.8 | 10
1 Reference Case | 2030 | 4 | 12.9 | 11
1 Reference Case | 2030 | 4 | 13 | 12
1 Reference Case | 2030 | 4 | 13.1 | 16
1 Reference Case | 2030 | 4 | 13.2 | 9
1 Reference Case | 2030 | 4 | 13.3 | 6
1 Reference Case | 2030 | 4 | 13.4 | 12
1 Reference Case | 2030 | 4 | 13.5 | 10
1 Reference Case | 2030 | 4 | 13.6 | 12
1 Reference Case | 2030 | 4 | 13.7 | 10
1 Reference Case | 2030 | 4 | 13.8 | 10
1 Reference Case | 2030 | 4 | 13.9 | 12
1 Reference Case | 2030 | 4 | 14 | 6
1 Reference Case | 2030 | 4 | 14.1 | 10
1 Reference Case | 2030 | 4 | 14.2 | 7
1 Reference Case | 2030 | 4 | 14.3 | 14
1 Reference Case | 2030 | 4 | 14.4 | 8
1 Reference Case | 2030 | 4 | 14.5 | 13
1 Reference Case | 2030 | 4 | 14.6 | 13
1 Reference Case | 2030 | 4 | 14.7 | 15
1 Reference Case | 2030 | 4 | 14.8 | 5
1 Reference Case | 2030 | 4 | 14.9 | 6
1 Reference Case | 2030 | 4 | 15 | 13
1 Reference Case | 2030 | 4 | 15.1 | 14
1 Reference Case | 2030 | 4 | 15.2 | 12
1 Reference Case | 2030 | 4 | 15.3 | 10
1 Reference Case | 2030 | 4 | 15.4 | 13
1 Reference Case | 2030 | 4 | 15.5 | 8
1 Reference Case | 2030 | 4 | 15.6 | 7
1 Reference Case | 2030 | 4 | 15.7 | 12
1 Reference Case | 2030 | 4 | 15.8 | 18
1 Reference Case | 2030 | 4 | 15.9 | 10
1 Reference Case | 2030 | 4 | 16 | 11
1 Reference Case | 2030 | 4 | 16.1 | 14
1 Reference Case | 2030 | 4 | 16.2 | 10
1 Reference Case | 2030 | 4 | 16.3 | 16
1 Reference Case | 2030 | 4 | 16.4 | 11
1 Reference Case | 2030 | 4 | 16.5 | 9
1 Reference Case | 2030 | 4 | 16.6 | 7
1 Reference Case | 2030 | 4 | 16.7 | 12
1 Reference Case | 2030 | 4 | 16.8 | 7
1 Reference Case | 2030 | 4 | 16.9 | 8
1 Reference Case | 2030 | 4 | 17 | 8
1 Reference Case | 2030 | 4 | 17.1 | 13
1 Reference Case | 2030 | 4 | 17.2 | 8
1 Reference Case | 2030 | 4 | 17.3 | 17
1 Reference Case | 2030 | 4 | 17.4 | 8
1 Reference Case | 2030 | 4 | 17.5 | 5
1 Reference Case | 2030 | 4 | 17.6 | 5
1 Reference Case | 2030 | 4 | 17.7 | 9
1 Reference Case | 2030 | 4 | 17.8 | 13
1 Reference Case | 2030 | 4 | 17.9 | 4
1 Reference Case | 2030 | 4 | 18 | 10
1 Reference Case | 2030 | 4 | 18.1 | 12
1 Reference Case | 2030 | 4 | 18.2 | 9
1 Reference Case | 2030 | 4 | 18.3 | 14
1 Reference Case | 2030 | 4 | 18.4 | 12
1 Reference Case | 2030 | 4 | 18.5 | 12
1 Reference Case | 2030 | 4 | 18.6 | 9
1 Reference Case | 2030 | 4 | 18.7 | 8
1 Reference Case | 2030 | 4 | 18.8 | 14
1 Reference Case | 2030 | 4 | 18.9 | 11
1 Reference Case | 2030 | 4 | 19 | 5
1 Reference Case | 2030 | 4 | 19.1 | 7
1 Reference Case | 2030 | 4 | 19.2 | 8
1 Reference Case | 2030 | 4 | 19.3 | 14
1 Reference Case | 2030 | 4 | 19.4 | 5
1 Reference Case | 2030 | 4 | 19.5 | 11
1 Reference Case | 2030 | 4 | 19.6 | 6
1 Reference Case | 2030 | 4 | 19.7 | 4
1 Reference Case | 2030 | 4 | 19.8 | 9
1 Reference Case | 2030 | 4 | 19.9 | 9
1 Reference Case | 2030 | 4 | 20 | 10
1 Reference Case | 2030 | 4 | 20.1 | 14
1 Reference Case | 2030 | 4 | 20.2 | 8
1 Reference Case | 2030 | 4 | 20.3 | 5
1 Reference Case | 2030 | 4 | 20.4 | 4
1 Reference Case | 2030 | 4 | 20.5 | 8
1 Reference Case | 2030 | 4 | 20.6 | 6
1 Reference Case | 2030 | 4 | 20.7 | 6
1 Reference Case | 2030 | 4 | 20.8 | 5
1 Reference Case | 2030 | 4 | 20.9 | 9
1 Reference Case | 2030 | 4 | 21 | 8
1 Reference Case | 2030 | 4 | 21.1 | 10
1 Reference Case | 2030 | 4 | 21.2 | 6
1 Reference Case | 2030 | 4 | 21.3 | 10
1 Reference Case | 2030 | 4 | 21.4 | 7
1 Reference Case | 2030 | 4 | 21.5 | 7
1 Reference Case | 2030 | 4 | 21.6 | 8
1 Reference Case | 2030 | 4 | 21.7 | 7
1 Reference Case | 2030 | 4 | 21.8 | 3
1 Reference Case | 2030 | 4 | 21.9 | 10
1 Reference Case | 2030 | 4 | 22 | 3
1 Reference Case | 2030 | 4 | 22.1 | 6
1 Reference Case | 2030 | 4 | 22.2 | 7
1 Reference Case | 2030 | 4 | 22.3 | 7
1 Reference Case | 2030 | 4 | 22.4 | 8
1 Reference Case | 2030 | 4 | 22.5 | 4
1 Reference Case | 2030 | 4 | 22.6 | 6
1 Reference Case | 2030 | 4 | 22.7 | 12
1 Reference Case | 2030 | 4 | 22.8 | 6
1 Reference Case | 2030 | 4 | 22.9 | 9
1 Reference Case | 2030 | 4 | 23 | 10
1 Reference Case | 2030 | 4 | 23.1 | 7
1 Reference Case | 2030 | 4 | 23.3 | 4
1 Reference Case | 2030 | 4 | 23.4 | 6
1 Reference Case | 2030 | 4 | 23.5 | 4
1 Reference Case | 2030 | 4 | 23.6 | 8
1 Reference Case | 2030 | 4 | 23.7 | 8
1 Reference Case | 2030 | 4 | 23.8 | 5
1 Reference Case | 2030 | 4 | 23.9 | 4
1 Reference Case | 2030 | 4 | 24 | 7
1 Reference Case | 2030 | 4 | 24.1 | 2
1 Reference Case | 2030 | 4 | 24.2 | 5
1 Reference Case | 2030 | 4 | 24.3 | 6
1 Reference Case | 2030 | 4 | 24.4 | 9
1 Reference Case | 2030 | 4 | 24.5 | 6
1 Reference Case | 2030 | 4 | 24.6 | 7
1 Reference Case | 2030 | 4 | 24.7 | 7
1 Reference Case | 2030 | 4 | 24.8 | 4
1 Reference Case | 2030 | 4 | 24.9 | 6
1 Reference Case | 2030 | 4 | 25 | 7
1 Reference Case | 2030 | 4 | 25.1 | 7
1 Reference Case | 2030 | 4 | 25.2 | 7
1 Reference Case | 2030 | 4 | 25.3 | 4
1 Reference Case | 2030 | 4 | 25.4 | 6
1 Reference Case | 2030 | 4 | 25.5 | 4
1 Reference Case | 2030 | 4 | 25.6 | 9
1 Reference Case | 2030 | 4 | 25.7 | 8
1 Reference Case | 2030 | 4 | 25.8 | 8
1 Reference Case | 2030 | 4 | 25.9 | 9
1 Reference Case | 2030 | 4 | 26 | 5
1 Reference Case | 2030 | 4 | 26.1 | 7
1 Reference Case | 2030 | 4 | 26.2 | 5
1 Reference Case | 2030 | 4 | 26.3 | 7
1 Reference Case | 2030 | 4 | 26.4 | 5
1 Reference Case | 2030 | 4 | 26.5 | 1
1 Reference Case | 2030 | 4 | 26.6 | 1
1 Reference Case | 2030 | 4 | 26.7 | 8
1 Reference Case | 2030 | 4 | 26.8 | 6
1 Reference Case | 2030 | 4 | 26.9 | 6
1 Reference Case | 2030 | 4 | 27 | 1
1 Reference Case | 2030 | 4 | 27.1 | 3
1 Reference Case | 2030 | 4 | 27.2 | 2
1 Reference Case | 2030 | 4 | 27.3 | 1
1 Reference Case | 2030 | 4 | 27.4 | 4
1 Reference Case | 2030 | 4 | 27.5 | 4
1 Reference Case | 2030 | 4 | 27.6 | 4
1 Reference Case | 2030 | 4 | 27.7 | 7
1 Reference Case | 2030 | 4 | 27.8 | 3
1 Reference Case | 2030 | 4 | 27.9 | 5
1 Reference Case | 2030 | 4 | 28 | 5
1 Reference Case | 2030 | 4 | 28.1 | 3
1 Reference Case | 2030 | 4 | 28.2 | 4
1 Reference Case | 2030 | 4 | 28.3 | 4
1 Reference Case | 2030 | 4 | 28.4 | 2
1 Reference Case | 2030 | 4 | 28.5 | 6
1 Reference Case | 2030 | 4 | 28.6 | 7
1 Reference Case | 2030 | 4 | 28.7 | 5
1 Reference Case | 2030 | 4 | 28.8 | 2
1 Reference Case | 2030 | 4 | 28.9 | 3
1 Reference Case | 2030 | 4 | 29 | 6
1 Reference Case | 2030 | 4 | 29.1 | 4
1 Reference Case | 2030 | 4 | 29.2 | 6
1 Reference Case | 2030 | 4 | 29.3 | 4
1 Reference Case | 2030 | 4 | 29.4 | 4
1 Reference Case | 2030 | 4 | 29.5 | 3
1 Reference Case | 2030 | 4 | 29.6 | 3
1 Reference Case | 2030 | 4 | 29.7 | 4
1 Reference Case | 2030 | 4 | 29.8 | 7
1 Reference Case | 2030 | 4 | 29.9 | 3
1 Reference Case | 2030 | 4 | 30 | 5
1 Reference Case | 2030 | 4 | 30.1 | 6
1 Reference Case | 2030 | 4 | 30.3 | 1
1 Reference Case | 2030 | 4 | 30.4 | 6
1 Reference Case | 2030 | 4 | 30.5 | 2
1 Reference Case | 2030 | 4 | 30.6 | 4
1 Reference Case | 2030 | 4 | 30.7 | 5
1 Reference Case | 2030 | 4 | 30.8 | 4
1 Reference Case | 2030 | 4 | 30.9 | 8
1 Reference Case | 2030 | 4 | 31 | 2
1 Reference Case | 2030 | 4 | 31.1 | 2
1 Reference Case | 2030 | 4 | 31.2 | 5
1 Reference Case | 2030 | 4 | 31.3 | 6
1 Reference Case | 2030 | 4 | 31.4 | 4
1 Reference Case | 2030 | 4 | 31.5 | 2
1 Reference Case | 2030 | 4 | 31.6 | 5
1 Reference Case | 2030 | 4 | 31.7 | 8
1 Reference Case | 2030 | 4 | 31.8 | 3
1 Reference Case | 2030 | 4 | 31.9 | 2
1 Reference Case | 2030 | 4 | 32 | 2
1 Reference Case | 2030 | 4 | 32.2 | 4
1 Reference Case | 2030 | 4 | 32.3 | 4
1 Reference Case | 2030 | 4 | 32.4 | 1
1 Reference Case | 2030 | 4 | 32.5 | 2
1 Reference Case | 2030 | 4 | 32.6 | 2
1 Reference Case | 2030 | 4 | 32.7 | 2
1 Reference Case | 2030 | 4 | 32.8 | 6
1 Reference Case | 2030 | 4 | 32.9 | 1
1 Reference Case | 2030 | 4 | 33 | 2
1 Reference Case | 2030 | 4 | 33.1 | 1
1 Reference Case | 2030 | 4 | 33.2 | 2
1 Reference Case | 2030 | 4 | 33.3 | 3
1 Reference Case | 2030 | 4 | 33.4 | 2
1 Reference Case | 2030 | 4 | 33.5 | 3
1 Reference Case | 2030 | 4 | 33.6 | 4
1 Reference Case | 2030 | 4 | 33.7 | 3
1 Reference Case | 2030 | 4 | 33.8 | 2
1 Reference Case | 2030 | 4 | 33.9 | 3
1 Reference Case | 2030 | 4 | 34 | 1
1 Reference Case | 2030 | 4 | 34.1 | 1
1 Reference Case | 2030 | 4 | 34.3 | 3
1 Reference Case | 2030 | 4 | 34.4 | 3
1 Reference Case | 2030 | 4 | 34.5 | 3
1 Reference Case | 2030 | 4 | 34.6 | 1
1 Reference Case | 2030 | 4 | 34.7 | 2
1 Reference Case | 2030 | 4 | 34.8 | 5
1 Reference Case | 2030 | 4 | 34.9 | 3
1 Reference Case | 2030 | 4 | 35 | 2
1 Reference Case | 2030 | 4 | 35.1 | 1
1 Reference Case | 2030 | 4 | 35.2 | 3
1 Reference Case | 2030 | 4 | 35.3 | 1
1 Reference Case | 2030 | 4 | 35.4 | 1
1 Reference Case | 2030 | 4 | 35.5 | 2
1 Reference Case | 2030 | 4 | 35.7 | 7
1 Reference Case | 2030 | 4 | 35.9 | 1
1 Reference Case | 2030 | 4 | 36 | 2
1 Reference Case | 2030 | 4 | 36.2 | 1
1 Reference Case | 2030 | 4 | 36.3 | 3
1 Reference Case | 2030 | 4 | 36.4 | 1
1 Reference Case | 2030 | 4 | 36.5 | 1
1 Reference Case | 2030 | 4 | 36.6 | 1
1 Reference Case | 2030 | 4 | 36.7 | 2
1 Reference Case | 2030 | 4 | 36.8 | 1
1 Reference Case | 2030 | 4 | 36.9 | 2
1 Reference Case | 2030 | 4 | 37 | 1
1 Reference Case | 2030 | 4 | 37.1 | 2
1 Reference Case | 2030 | 4 | 37.2 | 4
1 Reference Case | 2030 | 4 | 37.3 | 1
1 Reference Case | 2030 | 4 | 37.5 | 1
1 Reference Case | 2030 | 4 | 37.6 | 1
1 Reference Case | 2030 | 4 | 37.7 | 1
1 Reference Case | 2030 | 4 | 37.8 | 2
1 Reference Case | 2030 | 4 | 37.9 | 2
1 Reference Case | 2030 | 4 | 38.2 | 1
1 Reference Case | 2030 | 4 | 38.3 | 1
1 Reference Case | 2030 | 4 | 38.4 | 6
1 Reference Case | 2030 | 4 | 38.5 | 2
1 Reference Case | 2030 | 4 | 38.8 | 1
1 Reference Case | 2030 | 4 | 38.9 | 5
1 Reference Case | 2030 | 4 | 39 | 1
1 Reference Case | 2030 | 4 | 39.1 | 3
1 Reference Case | 2030 | 4 | 39.2 | 2
1 Reference Case | 2030 | 4 | 39.3 | 2
1 Reference Case | 2030 | 4 | 39.4 | 2
1 Reference Case | 2030 | 4 | 39.6 | 2
1 Reference Case | 2030 | 4 | 39.8 | 1
1 Reference Case | 2030 | 4 | 39.9 | 4
1 Reference Case | 2030 | 4 | 40 | 1
1 Reference Case | 2030 | 4 | 40.1 | 2
1 Reference Case | 2030 | 4 | 40.2 | 2
1 Reference Case | 2030 | 4 | 40.3 | 3
1 Reference Case | 2030 | 4 | 40.4 | 1
1 Reference Case | 2030 | 4 | 40.5 | 2
1 Reference Case | 2030 | 4 | 40.6 | 2
1 Reference Case | 2030 | 4 | 40.7 | 1
1 Reference Case | 2030 | 4 | 40.8 | 1
1 Reference Case | 2030 | 4 | 40.9 | 4
1 Reference Case | 2030 | 4 | 41 | 1
1 Reference Case | 2030 | 4 | 41.1 | 1
1 Reference Case | 2030 | 4 | 41.2 | 1
1 Reference Case | 2030 | 4 | 41.3 | 2
1 Reference Case | 2030 | 4 | 41.7 | 2
1 Reference Case | 2030 | 4 | 41.9 | 2
1 Reference Case | 2030 | 4 | 42 | 3
1 Reference Case | 2030 | 4 | 42.1 | 1
1 Reference Case | 2030 | 4 | 42.4 | 2
1 Reference Case | 2030 | 4 | 42.5 | 1
1 Reference Case | 2030 | 4 | 42.6 | 1
1 Reference Case | 2030 | 4 | 42.7 | 1
1 Reference Case | 2030 | 4 | 42.8 | 1
1 Reference Case | 2030 | 4 | 43 | 2
1 Reference Case | 2030 | 4 | 43.1 | 1
1 Reference Case | 2030 | 4 | 43.2 | 2
1 Reference Case | 2030 | 4 | 43.3 | 2
1 Reference Case | 2030 | 4 | 43.7 | 1
1 Reference Case | 2030 | 4 | 43.8 | 2
1 Reference Case | 2030 | 4 | 44 | 2
1 Reference Case | 2030 | 4 | 44.1 | 1
1 Reference Case | 2030 | 4 | 44.3 | 1
1 Reference Case | 2030 | 4 | 44.4 | 1
1 Reference Case | 2030 | 4 | 44.6 | 1
1 Reference Case | 2030 | 4 | 44.7 | 1
1 Reference Case | 2030 | 4 | 44.9 | 2
1 Reference Case | 2030 | 4 | 45 | 1
1 Reference Case | 2030 | 4 | 45.2 | 1
1 Reference Case | 2030 | 4 | 45.3 | 1
1 Reference Case | 2030 | 4 | 45.5 | 1
1 Reference Case | 2030 | 4 | 45.6 | 2
1 Reference Case | 2030 | 4 | 45.7 | 1
1 Reference Case | 2030 | 4 | 46 | 1
1 Reference Case | 2030 | 4 | 46.1 | 1
1 Reference Case | 2030 | 4 | 46.3 | 1
1 Reference Case | 2030 | 4 | 46.7 | 1
1 Reference Case | 2030 | 4 | 46.8 | 1
1 Reference Case | 2030 | 4 | 47 | 2
1 Reference Case | 2030 | 4 | 47.2 | 1
1 Reference Case | 2030 | 4 | 47.5 | 1
1 Reference Case | 2030 | 4 | 47.6 | 1
1 Reference Case | 2030 | 4 | 47.7 | 1
1 Reference Case | 2030 | 4 | 48 | 1
1 Reference Case | 2030 | 4 | 48.7 | 1
1 Reference Case | 2030 | 4 | 48.9 | 1
1 Reference Case | 2030 | 4 | 49 | 1
1 Reference Case | 2030 | 4 | 49.2 | 2
1 Reference Case | 2030 | 4 | 49.5 | 1
1 Reference Case | 2030 | 4 | 49.7 | 2
1 Reference Case | 2030 | 4 | 50 | 1
1 Reference Case | 2030 | 4 | 50.7 | 2
1 Reference Case | 2030 | 4 | 50.8 | 1
1 Reference Case | 2030 | 4 | 50.9 | 2
1 Reference Case | 2030 | 4 | 51.2 | 2
1 Reference Case | 2030 | 4 | 51.7 | 1
1 Reference Case | 2030 | 4 | 51.9 | 2
1 Reference Case | 2030 | 4 | 52.1 | 1
1 Reference Case | 2030 | 4 | 52.2 | 1
1 Reference Case | 2030 | 4 | 52.3 | 1
1 Reference Case | 2030 | 4 | 53 | 1
1 Reference Case | 2030 | 4 | 53.5 | 1
1 Reference Case | 2030 | 4 | 54.9 | 1
1 Reference Case | 2030 | 4 | 55.3 | 1
1 Reference Case | 2030 | 4 | 55.4 | 1
1 Reference Case | 2030 | 4 | 56 | 1
1 Reference Case | 2030 | 4 | 56.6 | 1
1 Reference Case | 2030 | 4 | 56.9 | 3
1 Reference Case | 2030 | 4 | 57.2 | 1
1 Reference Case | 2030 | 4 | 57.3 | 1
1 Reference Case | 2030 | 4 | 57.7 | 1
1 Reference Case | 2030 | 4 | 58.1 | 1
1 Reference Case | 2030 | 4 | 58.6 | 1
1 Reference Case | 2030 | 4 | 58.9 | 1
1 Reference Case | 2030 | 4 | 59.2 | 1
1 Reference Case | 2030 | 4 | 61.6 | 1
1 Reference Case | 2030 | 4 | 62.5 | 1
1 Reference Case | 2030 | 4 | 65.2 | 1
1 Reference Case | 2030 | 4 | 66 | 1
1 Reference Case | 2030 | 4 | 73.1 | 1
1 Reference Case | 2030 | 4 | 74.3 | 1
1 Reference Case | 2030 | 4 | 75.7 | 1
1 Reference Case | 2030 | 4 | 75.8 | 1
1 Reference Case | 2030 | 4 | 77.1 | 1
1 Reference Case | 2030 | 4 | 81.6 | 1
1 Reference Case | 2030 | 5 | -77.2 | 1
1 Reference Case | 2030 | 5 | -63.1 | 1
1 Reference Case | 2030 | 5 | -60.7 | 1
1 Reference Case | 2030 | 5 | -59.7 | 1
1 Reference Case | 2030 | 5 | -57.3 | 1
1 Reference Case | 2030 | 5 | -56.9 | 1
1 Reference Case | 2030 | 5 | -56.2 | 1
1 Reference Case | 2030 | 5 | -55.5 | 1
1 Reference Case | 2030 | 5 | -54.5 | 1
1 Reference Case | 2030 | 5 | -54 | 1
1 Reference Case | 2030 | 5 | -53.5 | 1
1 Reference Case | 2030 | 5 | -52.4 | 2
1 Reference Case | 2030 | 5 | -51.8 | 1
1 Reference Case | 2030 | 5 | -51.5 | 1
1 Reference Case | 2030 | 5 | -49.2 | 2
1 Reference Case | 2030 | 5 | -48.4 | 3
1 Reference Case | 2030 | 5 | -47.7 | 1
1 Reference Case | 2030 | 5 | -47.2 | 2
1 Reference Case | 2030 | 5 | -47 | 1
1 Reference Case | 2030 | 5 | -46.7 | 1
1 Reference Case | 2030 | 5 | -46.6 | 1
1 Reference Case | 2030 | 5 | -45.9 | 2
1 Reference Case | 2030 | 5 | -45.8 | 1
1 Reference Case | 2030 | 5 | -45.2 | 1
1 Reference Case | 2030 | 5 | -44.9 | 1
1 Reference Case | 2030 | 5 | -44.8 | 1
1 Reference Case | 2030 | 5 | -44.1 | 1
1 Reference Case | 2030 | 5 | -44 | 2
1 Reference Case | 2030 | 5 | -43.9 | 1
1 Reference Case | 2030 | 5 | -43.8 | 1
1 Reference Case | 2030 | 5 | -43.6 | 2
1 Reference Case | 2030 | 5 | -42.6 | 2
1 Reference Case | 2030 | 5 | -42.4 | 1
1 Reference Case | 2030 | 5 | -42.3 | 1
1 Reference Case | 2030 | 5 | -41.4 | 2
1 Reference Case | 2030 | 5 | -40.9 | 1
1 Reference Case | 2030 | 5 | -40.8 | 1
1 Reference Case | 2030 | 5 | -40.7 | 1
1 Reference Case | 2030 | 5 | -40.6 | 2
1 Reference Case | 2030 | 5 | -40.5 | 1
1 Reference Case | 2030 | 5 | -40.4 | 1
1 Reference Case | 2030 | 5 | -40.3 | 1
1 Reference Case | 2030 | 5 | -40.1 | 3
1 Reference Case | 2030 | 5 | -40 | 1
1 Reference Case | 2030 | 5 | -39.9 | 2
1 Reference Case | 2030 | 5 | -39.2 | 1
1 Reference Case | 2030 | 5 | -39.1 | 1
1 Reference Case | 2030 | 5 | -39 | 1
1 Reference Case | 2030 | 5 | -38.8 | 1
1 Reference Case | 2030 | 5 | -38.5 | 1
1 Reference Case | 2030 | 5 | -38.3 | 2
1 Reference Case | 2030 | 5 | -38.2 | 1
1 Reference Case | 2030 | 5 | -38.1 | 1
1 Reference Case | 2030 | 5 | -37.9 | 1
1 Reference Case | 2030 | 5 | -37.8 | 2
1 Reference Case | 2030 | 5 | -37.7 | 2
1 Reference Case | 2030 | 5 | -37.5 | 3
1 Reference Case | 2030 | 5 | -37.3 | 2
1 Reference Case | 2030 | 5 | -37.2 | 2
1 Reference Case | 2030 | 5 | -37.1 | 1
1 Reference Case | 2030 | 5 | -37 | 1
1 Reference Case | 2030 | 5 | -36.9 | 1
1 Reference Case | 2030 | 5 | -36.8 | 2
1 Reference Case | 2030 | 5 | -36.7 | 2
1 Reference Case | 2030 | 5 | -36.4 | 3
1 Reference Case | 2030 | 5 | -36.2 | 2
1 Reference Case | 2030 | 5 | -36.1 | 1
1 Reference Case | 2030 | 5 | -35.9 | 2
1 Reference Case | 2030 | 5 | -35.8 | 3
1 Reference Case | 2030 | 5 | -35.7 | 2
1 Reference Case | 2030 | 5 | -35.6 | 1
1 Reference Case | 2030 | 5 | -35.3 | 2
1 Reference Case | 2030 | 5 | -35.1 | 1
1 Reference Case | 2030 | 5 | -34.9 | 1
1 Reference Case | 2030 | 5 | -34.8 | 1
1 Reference Case | 2030 | 5 | -34.5 | 1
1 Reference Case | 2030 | 5 | -34.4 | 2
1 Reference Case | 2030 | 5 | -34.3 | 1
1 Reference Case | 2030 | 5 | -34.2 | 2
1 Reference Case | 2030 | 5 | -34.1 | 1
1 Reference Case | 2030 | 5 | -34 | 2
1 Reference Case | 2030 | 5 | -33.8 | 2
1 Reference Case | 2030 | 5 | -33.7 | 1
1 Reference Case | 2030 | 5 | -33.6 | 1
1 Reference Case | 2030 | 5 | -33.5 | 1
1 Reference Case | 2030 | 5 | -33.4 | 5
1 Reference Case | 2030 | 5 | -33.3 | 1
1 Reference Case | 2030 | 5 | -33.2 | 2
1 Reference Case | 2030 | 5 | -33.1 | 2
1 Reference Case | 2030 | 5 | -32.8 | 5
1 Reference Case | 2030 | 5 | -32.7 | 3
1 Reference Case | 2030 | 5 | -32.6 | 3
1 Reference Case | 2030 | 5 | -32.5 | 1
1 Reference Case | 2030 | 5 | -32.4 | 2
1 Reference Case | 2030 | 5 | -32.3 | 2
1 Reference Case | 2030 | 5 | -32.2 | 2
1 Reference Case | 2030 | 5 | -32.1 | 5
1 Reference Case | 2030 | 5 | -32 | 1
1 Reference Case | 2030 | 5 | -31.9 | 3
1 Reference Case | 2030 | 5 | -31.8 | 3
1 Reference Case | 2030 | 5 | -31.7 | 2
1 Reference Case | 2030 | 5 | -31.5 | 1
1 Reference Case | 2030 | 5 | -31.4 | 2
1 Reference Case | 2030 | 5 | -31.3 | 2
1 Reference Case | 2030 | 5 | -31.2 | 4
1 Reference Case | 2030 | 5 | -31.1 | 2
1 Reference Case | 2030 | 5 | -31 | 2
1 Reference Case | 2030 | 5 | -30.9 | 1
1 Reference Case | 2030 | 5 | -30.6 | 2
1 Reference Case | 2030 | 5 | -30.5 | 3
1 Reference Case | 2030 | 5 | -30.4 | 4
1 Reference Case | 2030 | 5 | -30.3 | 3
1 Reference Case | 2030 | 5 | -30.2 | 4
1 Reference Case | 2030 | 5 | -30.1 | 1
1 Reference Case | 2030 | 5 | -30 | 3
1 Reference Case | 2030 | 5 | -29.9 | 3
1 Reference Case | 2030 | 5 | -29.8 | 3
1 Reference Case | 2030 | 5 | -29.7 | 4
1 Reference Case | 2030 | 5 | -29.6 | 1
1 Reference Case | 2030 | 5 | -29.5 | 1
1 Reference Case | 2030 | 5 | -29.4 | 2
1 Reference Case | 2030 | 5 | -29.3 | 1
1 Reference Case | 2030 | 5 | -29.2 | 5
1 Reference Case | 2030 | 5 | -29.1 | 3
1 Reference Case | 2030 | 5 | -29 | 3
1 Reference Case | 2030 | 5 | -28.9 | 2
1 Reference Case | 2030 | 5 | -28.8 | 5
1 Reference Case | 2030 | 5 | -28.6 | 2
1 Reference Case | 2030 | 5 | -28.5 | 3
1 Reference Case | 2030 | 5 | -28.4 | 4
1 Reference Case | 2030 | 5 | -28.3 | 1
1 Reference Case | 2030 | 5 | -28.2 | 1
1 Reference Case | 2030 | 5 | -28.1 | 2
1 Reference Case | 2030 | 5 | -28 | 2
1 Reference Case | 2030 | 5 | -27.9 | 5
1 Reference Case | 2030 | 5 | -27.8 | 1
1 Reference Case | 2030 | 5 | -27.7 | 1
1 Reference Case | 2030 | 5 | -27.6 | 4
1 Reference Case | 2030 | 5 | -27.5 | 2
1 Reference Case | 2030 | 5 | -27.4 | 4
1 Reference Case | 2030 | 5 | -27.3 | 3
1 Reference Case | 2030 | 5 | -27.1 | 1
1 Reference Case | 2030 | 5 | -27 | 1
1 Reference Case | 2030 | 5 | -26.9 | 2
1 Reference Case | 2030 | 5 | -26.8 | 4
1 Reference Case | 2030 | 5 | -26.7 | 6
1 Reference Case | 2030 | 5 | -26.6 | 1
1 Reference Case | 2030 | 5 | -26.5 | 4
1 Reference Case | 2030 | 5 | -26.4 | 5
1 Reference Case | 2030 | 5 | -26.3 | 2
1 Reference Case | 2030 | 5 | -26.2 | 2
1 Reference Case | 2030 | 5 | -26.1 | 1
1 Reference Case | 2030 | 5 | -26 | 2
1 Reference Case | 2030 | 5 | -25.9 | 5
1 Reference Case | 2030 | 5 | -25.8 | 2
1 Reference Case | 2030 | 5 | -25.7 | 4
1 Reference Case | 2030 | 5 | -25.6 | 2
1 Reference Case | 2030 | 5 | -25.5 | 1
1 Reference Case | 2030 | 5 | -25.4 | 4
1 Reference Case | 2030 | 5 | -25.3 | 6
1 Reference Case | 2030 | 5 | -25.2 | 3
1 Reference Case | 2030 | 5 | -25.1 | 4
1 Reference Case | 2030 | 5 | -25 | 3
1 Reference Case | 2030 | 5 | -24.9 | 1
1 Reference Case | 2030 | 5 | -24.8 | 3
1 Reference Case | 2030 | 5 | -24.7 | 3
1 Reference Case | 2030 | 5 | -24.6 | 3
1 Reference Case | 2030 | 5 | -24.5 | 4
1 Reference Case | 2030 | 5 | -24.4 | 2
1 Reference Case | 2030 | 5 | -24.3 | 4
1 Reference Case | 2030 | 5 | -24.2 | 6
1 Reference Case | 2030 | 5 | -24.1 | 7
1 Reference Case | 2030 | 5 | -24 | 7
1 Reference Case | 2030 | 5 | -23.9 | 5
1 Reference Case | 2030 | 5 | -23.8 | 3
1 Reference Case | 2030 | 5 | -23.7 | 3
1 Reference Case | 2030 | 5 | -23.6 | 4
1 Reference Case | 2030 | 5 | -23.5 | 5
1 Reference Case | 2030 | 5 | -23.4 | 7
1 Reference Case | 2030 | 5 | -23.3 | 3
1 Reference Case | 2030 | 5 | -23.2 | 2
1 Reference Case | 2030 | 5 | -23.1 | 8
1 Reference Case | 2030 | 5 | -23 | 5
1 Reference Case | 2030 | 5 | -22.9 | 3
1 Reference Case | 2030 | 5 | -22.8 | 6
1 Reference Case | 2030 | 5 | -22.7 | 1
1 Reference Case | 2030 | 5 | -22.6 | 3
1 Reference Case | 2030 | 5 | -22.5 | 4
1 Reference Case | 2030 | 5 | -22.4 | 5
1 Reference Case | 2030 | 5 | -22.3 | 2
1 Reference Case | 2030 | 5 | -22.2 | 5
1 Reference Case | 2030 | 5 | -22.1 | 4
1 Reference Case | 2030 | 5 | -22 | 5
1 Reference Case | 2030 | 5 | -21.9 | 2
1 Reference Case | 2030 | 5 | -21.8 | 5
1 Reference Case | 2030 | 5 | -21.7 | 4
1 Reference Case | 2030 | 5 | -21.6 | 6
1 Reference Case | 2030 | 5 | -21.5 | 2
1 Reference Case | 2030 | 5 | -21.4 | 6
1 Reference Case | 2030 | 5 | -21.3 | 6
1 Reference Case | 2030 | 5 | -21.2 | 5
1 Reference Case | 2030 | 5 | -21.1 | 7
1 Reference Case | 2030 | 5 | -21 | 4
1 Reference Case | 2030 | 5 | -20.9 | 2
1 Reference Case | 2030 | 5 | -20.8 | 7
1 Reference Case | 2030 | 5 | -20.7 | 5
1 Reference Case | 2030 | 5 | -20.6 | 5
1 Reference Case | 2030 | 5 | -20.5 | 5
1 Reference Case | 2030 | 5 | -20.4 | 4
1 Reference Case | 2030 | 5 | -20.3 | 5
1 Reference Case | 2030 | 5 | -20.2 | 2
1 Reference Case | 2030 | 5 | -20.1 | 3
1 Reference Case | 2030 | 5 | -20 | 4
1 Reference Case | 2030 | 5 | -19.9 | 5
1 Reference Case | 2030 | 5 | -19.8 | 7
1 Reference Case | 2030 | 5 | -19.7 | 6
1 Reference Case | 2030 | 5 | -19.6 | 1
1 Reference Case | 2030 | 5 | -19.5 | 11
1 Reference Case | 2030 | 5 | -19.4 | 6
1 Reference Case | 2030 | 5 | -19.3 | 3
1 Reference Case | 2030 | 5 | -19.2 | 4
1 Reference Case | 2030 | 5 | -19.1 | 5
1 Reference Case | 2030 | 5 | -19 | 7
1 Reference Case | 2030 | 5 | -18.9 | 8
1 Reference Case | 2030 | 5 | -18.8 | 6
1 Reference Case | 2030 | 5 | -18.7 | 5
1 Reference Case | 2030 | 5 | -18.6 | 4
1 Reference Case | 2030 | 5 | -18.5 | 7
1 Reference Case | 2030 | 5 | -18.4 | 4
1 Reference Case | 2030 | 5 | -18.3 | 4
1 Reference Case | 2030 | 5 | -18.2 | 5
1 Reference Case | 2030 | 5 | -18.1 | 4
1 Reference Case | 2030 | 5 | -18 | 7
1 Reference Case | 2030 | 5 | -17.9 | 7
1 Reference Case | 2030 | 5 | -17.8 | 8
1 Reference Case | 2030 | 5 | -17.7 | 7
1 Reference Case | 2030 | 5 | -17.6 | 5
1 Reference Case | 2030 | 5 | -17.5 | 3
1 Reference Case | 2030 | 5 | -17.4 | 10
1 Reference Case | 2030 | 5 | -17.3 | 6
1 Reference Case | 2030 | 5 | -17.2 | 5
1 Reference Case | 2030 | 5 | -17.1 | 6
1 Reference Case | 2030 | 5 | -17 | 7
1 Reference Case | 2030 | 5 | -16.9 | 7
1 Reference Case | 2030 | 5 | -16.8 | 7
1 Reference Case | 2030 | 5 | -16.7 | 11
1 Reference Case | 2030 | 5 | -16.6 | 3
1 Reference Case | 2030 | 5 | -16.5 | 4
1 Reference Case | 2030 | 5 | -16.4 | 5
1 Reference Case | 2030 | 5 | -16.3 | 7
1 Reference Case | 2030 | 5 | -16.2 | 5
1 Reference Case | 2030 | 5 | -16.1 | 9
1 Reference Case | 2030 | 5 | -16 | 4
1 Reference Case | 2030 | 5 | -15.9 | 4
1 Reference Case | 2030 | 5 | -15.7 | 9
1 Reference Case | 2030 | 5 | -15.6 | 4
1 Reference Case | 2030 | 5 | -15.5 | 4
1 Reference Case | 2030 | 5 | -15.4 | 5
1 Reference Case | 2030 | 5 | -15.3 | 14
1 Reference Case | 2030 | 5 | -15.2 | 6
1 Reference Case | 2030 | 5 | -15.1 | 3
1 Reference Case | 2030 | 5 | -15 | 6
1 Reference Case | 2030 | 5 | -14.9 | 7
1 Reference Case | 2030 | 5 | -14.8 | 7
1 Reference Case | 2030 | 5 | -14.7 | 4
1 Reference Case | 2030 | 5 | -14.6 | 9
1 Reference Case | 2030 | 5 | -14.5 | 5
1 Reference Case | 2030 | 5 | -14.4 | 8
1 Reference Case | 2030 | 5 | -14.3 | 5
1 Reference Case | 2030 | 5 | -14.2 | 6
1 Reference Case | 2030 | 5 | -14.1 | 11
1 Reference Case | 2030 | 5 | -14 | 9
1 Reference Case | 2030 | 5 | -13.9 | 7
1 Reference Case | 2030 | 5 | -13.8 | 6
1 Reference Case | 2030 | 5 | -13.7 | 5
1 Reference Case | 2030 | 5 | -13.6 | 2
1 Reference Case | 2030 | 5 | -13.5 | 3
1 Reference Case | 2030 | 5 | -13.4 | 7
1 Reference Case | 2030 | 5 | -13.3 | 6
1 Reference Case | 2030 | 5 | -13.2 | 9
1 Reference Case | 2030 | 5 | -13.1 | 14
1 Reference Case | 2030 | 5 | -13 | 7
1 Reference Case | 2030 | 5 | -12.9 | 7
1 Reference Case | 2030 | 5 | -12.8 | 1
1 Reference Case | 2030 | 5 | -12.7 | 6
1 Reference Case | 2030 | 5 | -12.6 | 6
1 Reference Case | 2030 | 5 | -12.5 | 9
1 Reference Case | 2030 | 5 | -12.4 | 9
1 Reference Case | 2030 | 5 | -12.3 | 8
1 Reference Case | 2030 | 5 | -12.2 | 7
1 Reference Case | 2030 | 5 | -12.1 | 4
1 Reference Case | 2030 | 5 | -12 | 6
1 Reference Case | 2030 | 5 | -11.9 | 2
1 Reference Case | 2030 | 5 | -11.8 | 7
1 Reference Case | 2030 | 5 | -11.7 | 5
1 Reference Case | 2030 | 5 | -11.6 | 9
1 Reference Case | 2030 | 5 | -11.5 | 4
1 Reference Case | 2030 | 5 | -11.4 | 4
1 Reference Case | 2030 | 5 | -11.3 | 5
1 Reference Case | 2030 | 5 | -11.2 | 3
1 Reference Case | 2030 | 5 | -11.1 | 10
1 Reference Case | 2030 | 5 | -11 | 8
1 Reference Case | 2030 | 5 | -10.9 | 4
1 Reference Case | 2030 | 5 | -10.8 | 7
1 Reference Case | 2030 | 5 | -10.7 | 14
1 Reference Case | 2030 | 5 | -10.6 | 1
1 Reference Case | 2030 | 5 | -10.5 | 6
1 Reference Case | 2030 | 5 | -10.4 | 2
1 Reference Case | 2030 | 5 | -10.3 | 10
1 Reference Case | 2030 | 5 | -10.2 | 6
1 Reference Case | 2030 | 5 | -10.1 | 3
1 Reference Case | 2030 | 5 | -10 | 6
1 Reference Case | 2030 | 5 | -9.9 | 6
1 Reference Case | 2030 | 5 | -9.8 | 8
1 Reference Case | 2030 | 5 | -9.7 | 5
1 Reference Case | 2030 | 5 | -9.6 | 7
1 Reference Case | 2030 | 5 | -9.5 | 9
1 Reference Case | 2030 | 5 | -9.4 | 4
1 Reference Case | 2030 | 5 | -9.3 | 3
1 Reference Case | 2030 | 5 | -9.2 | 9
1 Reference Case | 2030 | 5 | -9.1 | 4
1 Reference Case | 2030 | 5 | -9 | 5
1 Reference Case | 2030 | 5 | -8.9 | 2
1 Reference Case | 2030 | 5 | -8.8 | 6
1 Reference Case | 2030 | 5 | -8.7 | 8
1 Reference Case | 2030 | 5 | -8.6 | 6
1 Reference Case | 2030 | 5 | -8.5 | 5
1 Reference Case | 2030 | 5 | -8.4 | 1
1 Reference Case | 2030 | 5 | -8.3 | 3
1 Reference Case | 2030 | 5 | -8.2 | 5
1 Reference Case | 2030 | 5 | -8.1 | 8
1 Reference Case | 2030 | 5 | -8 | 7
1 Reference Case | 2030 | 5 | -7.9 | 4
1 Reference Case | 2030 | 5 | -7.8 | 4
1 Reference Case | 2030 | 5 | -7.7 | 6
1 Reference Case | 2030 | 5 | -7.6 | 2
1 Reference Case | 2030 | 5 | -7.5 | 3
1 Reference Case | 2030 | 5 | -7.4 | 3
1 Reference Case | 2030 | 5 | -7.3 | 4
1 Reference Case | 2030 | 5 | -7.2 | 6
1 Reference Case | 2030 | 5 | -7.1 | 6
1 Reference Case | 2030 | 5 | -7 | 6
1 Reference Case | 2030 | 5 | -6.9 | 3
1 Reference Case | 2030 | 5 | -6.8 | 3
1 Reference Case | 2030 | 5 | -6.7 | 6
1 Reference Case | 2030 | 5 | -6.6 | 2
1 Reference Case | 2030 | 5 | -6.5 | 3
1 Reference Case | 2030 | 5 | -6.4 | 3
1 Reference Case | 2030 | 5 | -6.2 | 4
1 Reference Case | 2030 | 5 | -6.1 | 7
1 Reference Case | 2030 | 5 | -6 | 3
1 Reference Case | 2030 | 5 | -5.9 | 3
1 Reference Case | 2030 | 5 | -5.8 | 1
1 Reference Case | 2030 | 5 | -5.7 | 6
1 Reference Case | 2030 | 5 | -5.6 | 4
1 Reference Case | 2030 | 5 | -5.5 | 3
1 Reference Case | 2030 | 5 | -5.4 | 1
1 Reference Case | 2030 | 5 | -5.3 | 2
1 Reference Case | 2030 | 5 | -5.2 | 1
1 Reference Case | 2030 | 5 | -5.1 | 1
1 Reference Case | 2030 | 5 | -5 | 2
1 Reference Case | 2030 | 5 | -4.9 | 3
1 Reference Case | 2030 | 5 | -4.8 | 2
1 Reference Case | 2030 | 5 | -4.7 | 2
1 Reference Case | 2030 | 5 | -4.5 | 3
1 Reference Case | 2030 | 5 | -4.4 | 2
1 Reference Case | 2030 | 5 | -4.3 | 2
1 Reference Case | 2030 | 5 | -4.2 | 3
1 Reference Case | 2030 | 5 | -4.1 | 3
1 Reference Case | 2030 | 5 | -4 | 1
1 Reference Case | 2030 | 5 | -3.7 | 1
1 Reference Case | 2030 | 5 | -3.6 | 1
1 Reference Case | 2030 | 5 | -3.5 | 1
1 Reference Case | 2030 | 5 | -3.4 | 1
1 Reference Case | 2030 | 5 | -3.3 | 2
1 Reference Case | 2030 | 5 | -3.2 | 1
1 Reference Case | 2030 | 5 | -3.1 | 1
1 Reference Case | 2030 | 5 | -3 | 1
1 Reference Case | 2030 | 5 | -2.9 | 1
1 Reference Case | 2030 | 5 | -2.7 | 1
1 Reference Case | 2030 | 5 | -2.6 | 1
1 Reference Case | 2030 | 5 | -2.3 | 2
1 Reference Case | 2030 | 5 | -2.2 | 1
1 Reference Case | 2030 | 5 | -2.1 | 1
1 Reference Case | 2030 | 5 | -2 | 1
1 Reference Case | 2030 | 5 | -1.8 | 1
1 Reference Case | 2030 | 5 | -1.6 | 1
1 Reference Case | 2030 | 5 | -1.5 | 2
1 Reference Case | 2030 | 5 | -1.3 | 1
1 Reference Case | 2030 | 5 | -1.2 | 1
1 Reference Case | 2030 | 5 | -1.1 | 1
1 Reference Case | 2030 | 5 | -0.7 | 2
1 Reference Case | 2030 | 5 | -0.3 | 1
1 Reference Case | 2030 | 5 | -0.1 | 1
1 Reference Case | 2030 | 5 | 0 | 1
1 Reference Case | 2030 | 5 | 0.3 | 1
1 Reference Case | 2030 | 5 | 0.5 | 1
1 Reference Case | 2030 | 5 | 0.6 | 3
1 Reference Case | 2030 | 5 | 0.9 | 1
1 Reference Case | 2030 | 5 | 1.1 | 2
1 Reference Case | 2030 | 5 | 1.2 | 1
1 Reference Case | 2030 | 5 | 1.3 | 1
1 Reference Case | 2030 | 5 | 1.4 | 1
1 Reference Case | 2030 | 5 | 1.6 | 2
1 Reference Case | 2030 | 5 | 1.9 | 1
1 Reference Case | 2030 | 5 | 2.3 | 1
1 Reference Case | 2030 | 5 | 2.4 | 1
1 Reference Case | 2030 | 5 | 2.5 | 2
1 Reference Case | 2030 | 5 | 2.6 | 1
1 Reference Case | 2030 | 5 | 2.7 | 1
1 Reference Case | 2030 | 5 | 2.8 | 1
1 Reference Case | 2030 | 5 | 2.9 | 1
1 Reference Case | 2030 | 5 | 3.3 | 3
1 Reference Case | 2030 | 5 | 3.6 | 1
1 Reference Case | 2030 | 5 | 3.7 | 1
1 Reference Case | 2030 | 5 | 3.9 | 1
1 Reference Case | 2030 | 5 | 4.2 | 1
1 Reference Case | 2030 | 5 | 4.3 | 2
1 Reference Case | 2030 | 5 | 4.4 | 1
1 Reference Case | 2030 | 5 | 4.6 | 3
1 Reference Case | 2030 | 5 | 4.7 | 2
1 Reference Case | 2030 | 5 | 4.8 | 3
1 Reference Case | 2030 | 5 | 5 | 4
1 Reference Case | 2030 | 5 | 5.1 | 1
1 Reference Case | 2030 | 5 | 5.2 | 3
1 Reference Case | 2030 | 5 | 5.3 | 1
1 Reference Case | 2030 | 5 | 5.4 | 4
1 Reference Case | 2030 | 5 | 5.5 | 1
1 Reference Case | 2030 | 5 | 5.6 | 1
1 Reference Case | 2030 | 5 | 5.7 | 3
1 Reference Case | 2030 | 5 | 5.8 | 2
1 Reference Case | 2030 | 5 | 5.9 | 5
1 Reference Case | 2030 | 5 | 6 | 1
1 Reference Case | 2030 | 5 | 6.1 | 4
1 Reference Case | 2030 | 5 | 6.2 | 3
1 Reference Case | 2030 | 5 | 6.3 | 2
1 Reference Case | 2030 | 5 | 6.4 | 2
1 Reference Case | 2030 | 5 | 6.5 | 4
1 Reference Case | 2030 | 5 | 6.6 | 2
1 Reference Case | 2030 | 5 | 6.7 | 3
1 Reference Case | 2030 | 5 | 6.8 | 1
1 Reference Case | 2030 | 5 | 6.9 | 3
1 Reference Case | 2030 | 5 | 7 | 2
1 Reference Case | 2030 | 5 | 7.1 | 5
1 Reference Case | 2030 | 5 | 7.2 | 5
1 Reference Case | 2030 | 5 | 7.3 | 4
1 Reference Case | 2030 | 5 | 7.4 | 5
1 Reference Case | 2030 | 5 | 7.5 | 4
1 Reference Case | 2030 | 5 | 7.6 | 7
1 Reference Case | 2030 | 5 | 7.7 | 2
1 Reference Case | 2030 | 5 | 7.8 | 2
1 Reference Case | 2030 | 5 | 7.9 | 2
1 Reference Case | 2030 | 5 | 8 | 6
1 Reference Case | 2030 | 5 | 8.1 | 2
1 Reference Case | 2030 | 5 | 8.2 | 4
1 Reference Case | 2030 | 5 | 8.3 | 7
1 Reference Case | 2030 | 5 | 8.4 | 8
1 Reference Case | 2030 | 5 | 8.5 | 4
1 Reference Case | 2030 | 5 | 8.6 | 4
1 Reference Case | 2030 | 5 | 8.7 | 5
1 Reference Case | 2030 | 5 | 8.8 | 5
1 Reference Case | 2030 | 5 | 8.9 | 8
1 Reference Case | 2030 | 5 | 9 | 4
1 Reference Case | 2030 | 5 | 9.1 | 5
1 Reference Case | 2030 | 5 | 9.2 | 5
1 Reference Case | 2030 | 5 | 9.3 | 4
1 Reference Case | 2030 | 5 | 9.4 | 4
1 Reference Case | 2030 | 5 | 9.5 | 4
1 Reference Case | 2030 | 5 | 9.6 | 8
1 Reference Case | 2030 | 5 | 9.7 | 2
1 Reference Case | 2030 | 5 | 9.8 | 5
1 Reference Case | 2030 | 5 | 9.9 | 4
1 Reference Case | 2030 | 5 | 10 | 4
1 Reference Case | 2030 | 5 | 10.1 | 7
1 Reference Case | 2030 | 5 | 10.2 | 8
1 Reference Case | 2030 | 5 | 10.3 | 5
1 Reference Case | 2030 | 5 | 10.4 | 8
1 Reference Case | 2030 | 5 | 10.5 | 5
1 Reference Case | 2030 | 5 | 10.6 | 9
1 Reference Case | 2030 | 5 | 10.7 | 9
1 Reference Case | 2030 | 5 | 10.8 | 3
1 Reference Case | 2030 | 5 | 10.9 | 7
1 Reference Case | 2030 | 5 | 11 | 8
1 Reference Case | 2030 | 5 | 11.1 | 2
1 Reference Case | 2030 | 5 | 11.2 | 4
1 Reference Case | 2030 | 5 | 11.3 | 8
1 Reference Case | 2030 | 5 | 11.4 | 5
1 Reference Case | 2030 | 5 | 11.5 | 8
1 Reference Case | 2030 | 5 | 11.6 | 10
1 Reference Case | 2030 | 5 | 11.7 | 3
1 Reference Case | 2030 | 5 | 11.8 | 8
1 Reference Case | 2030 | 5 | 11.9 | 5
1 Reference Case | 2030 | 5 | 12 | 4
1 Reference Case | 2030 | 5 | 12.1 | 4
1 Reference Case | 2030 | 5 | 12.2 | 5
1 Reference Case | 2030 | 5 | 12.3 | 4
1 Reference Case | 2030 | 5 | 12.4 | 6
1 Reference Case | 2030 | 5 | 12.5 | 6
1 Reference Case | 2030 | 5 | 12.6 | 7
1 Reference Case | 2030 | 5 | 12.7 | 4
1 Reference Case | 2030 | 5 | 12.8 | 6
1 Reference Case | 2030 | 5 | 12.9 | 4
1 Reference Case | 2030 | 5 | 13 | 4
1 Reference Case | 2030 | 5 | 13.1 | 5
1 Reference Case | 2030 | 5 | 13.2 | 5
1 Reference Case | 2030 | 5 | 13.3 | 9
1 Reference Case | 2030 | 5 | 13.4 | 8
1 Reference Case | 2030 | 5 | 13.5 | 3
1 Reference Case | 2030 | 5 | 13.6 | 6
1 Reference Case | 2030 | 5 | 13.7 | 5
1 Reference Case | 2030 | 5 | 13.8 | 7
1 Reference Case | 2030 | 5 | 13.9 | 7
1 Reference Case | 2030 | 5 | 14 | 4
1 Reference Case | 2030 | 5 | 14.1 | 3
1 Reference Case | 2030 | 5 | 14.2 | 5
1 Reference Case | 2030 | 5 | 14.3 | 11
1 Reference Case | 2030 | 5 | 14.4 | 4
1 Reference Case | 2030 | 5 | 14.5 | 4
1 Reference Case | 2030 | 5 | 14.6 | 10
1 Reference Case | 2030 | 5 | 14.7 | 10
1 Reference Case | 2030 | 5 | 14.8 | 2
1 Reference Case | 2030 | 5 | 14.9 | 6
1 Reference Case | 2030 | 5 | 15 | 9
1 Reference Case | 2030 | 5 | 15.1 | 1
1 Reference Case | 2030 | 5 | 15.2 | 5
1 Reference Case | 2030 | 5 | 15.3 | 4
1 Reference Case | 2030 | 5 | 15.4 | 9
1 Reference Case | 2030 | 5 | 15.5 | 7
1 Reference Case | 2030 | 5 | 15.6 | 9
1 Reference Case | 2030 | 5 | 15.7 | 6
1 Reference Case | 2030 | 5 | 15.8 | 4
1 Reference Case | 2030 | 5 | 16 | 6
1 Reference Case | 2030 | 5 | 16.1 | 8
1 Reference Case | 2030 | 5 | 16.2 | 9
1 Reference Case | 2030 | 5 | 16.3 | 7
1 Reference Case | 2030 | 5 | 16.4 | 5
1 Reference Case | 2030 | 5 | 16.5 | 6
1 Reference Case | 2030 | 5 | 16.6 | 2
1 Reference Case | 2030 | 5 | 16.7 | 8
1 Reference Case | 2030 | 5 | 16.8 | 5
1 Reference Case | 2030 | 5 | 16.9 | 2
1 Reference Case | 2030 | 5 | 17 | 5
1 Reference Case | 2030 | 5 | 17.1 | 2
1 Reference Case | 2030 | 5 | 17.2 | 6
1 Reference Case | 2030 | 5 | 17.3 | 7
1 Reference Case | 2030 | 5 | 17.4 | 5
1 Reference Case | 2030 | 5 | 17.5 | 6
1 Reference Case | 2030 | 5 | 17.6 | 3
1 Reference Case | 2030 | 5 | 17.7 | 6
1 Reference Case | 2030 | 5 | 17.8 | 7
1 Reference Case | 2030 | 5 | 17.9 | 9
1 Reference Case | 2030 | 5 | 18 | 6
1 Reference Case | 2030 | 5 | 18.1 | 9
1 Reference Case | 2030 | 5 | 18.2 | 6
1 Reference Case | 2030 | 5 | 18.3 | 5
1 Reference Case | 2030 | 5 | 18.4 | 8
1 Reference Case | 2030 | 5 | 18.5 | 7
1 Reference Case | 2030 | 5 | 18.6 | 6
1 Reference Case | 2030 | 5 | 18.7 | 10
1 Reference Case | 2030 | 5 | 18.8 | 10
1 Reference Case | 2030 | 5 | 18.9 | 5
1 Reference Case | 2030 | 5 | 19 | 6
1 Reference Case | 2030 | 5 | 19.1 | 7
1 Reference Case | 2030 | 5 | 19.2 | 8
1 Reference Case | 2030 | 5 | 19.3 | 5
1 Reference Case | 2030 | 5 | 19.4 | 11
1 Reference Case | 2030 | 5 | 19.5 | 8
1 Reference Case | 2030 | 5 | 19.6 | 6
1 Reference Case | 2030 | 5 | 19.7 | 6
1 Reference Case | 2030 | 5 | 19.8 | 8
1 Reference Case | 2030 | 5 | 19.9 | 7
1 Reference Case | 2030 | 5 | 20 | 4
1 Reference Case | 2030 | 5 | 20.1 | 4
1 Reference Case | 2030 | 5 | 20.2 | 4
1 Reference Case | 2030 | 5 | 20.3 | 5
1 Reference Case | 2030 | 5 | 20.4 | 2
1 Reference Case | 2030 | 5 | 20.5 | 2
1 Reference Case | 2030 | 5 | 20.6 | 6
1 Reference Case | 2030 | 5 | 20.7 | 6
1 Reference Case | 2030 | 5 | 20.8 | 2
1 Reference Case | 2030 | 5 | 20.9 | 6
1 Reference Case | 2030 | 5 | 21 | 6
1 Reference Case | 2030 | 5 | 21.1 | 6
1 Reference Case | 2030 | 5 | 21.2 | 6
1 Reference Case | 2030 | 5 | 21.3 | 3
1 Reference Case | 2030 | 5 | 21.4 | 4
1 Reference Case | 2030 | 5 | 21.5 | 5
1 Reference Case | 2030 | 5 | 21.6 | 3
1 Reference Case | 2030 | 5 | 21.7 | 1
1 Reference Case | 2030 | 5 | 21.8 | 4
1 Reference Case | 2030 | 5 | 21.9 | 5
1 Reference Case | 2030 | 5 | 22 | 2
1 Reference Case | 2030 | 5 | 22.1 | 5
1 Reference Case | 2030 | 5 | 22.2 | 6
1 Reference Case | 2030 | 5 | 22.3 | 4
1 Reference Case | 2030 | 5 | 22.4 | 7
1 Reference Case | 2030 | 5 | 22.5 | 2
1 Reference Case | 2030 | 5 | 22.6 | 5
1 Reference Case | 2030 | 5 | 22.7 | 3
1 Reference Case | 2030 | 5 | 22.8 | 3
1 Reference Case | 2030 | 5 | 22.9 | 4
1 Reference Case | 2030 | 5 | 23 | 10
1 Reference Case | 2030 | 5 | 23.1 | 6
1 Reference Case | 2030 | 5 | 23.2 | 6
1 Reference Case | 2030 | 5 | 23.3 | 2
1 Reference Case | 2030 | 5 | 23.4 | 6
1 Reference Case | 2030 | 5 | 23.5 | 5
1 Reference Case | 2030 | 5 | 23.6 | 3
1 Reference Case | 2030 | 5 | 23.7 | 5
1 Reference Case | 2030 | 5 | 23.8 | 5
1 Reference Case | 2030 | 5 | 23.9 | 4
1 Reference Case | 2030 | 5 | 24 | 4
1 Reference Case | 2030 | 5 | 24.1 | 7
1 Reference Case | 2030 | 5 | 24.2 | 4
1 Reference Case | 2030 | 5 | 24.3 | 7
1 Reference Case | 2030 | 5 | 24.5 | 12
1 Reference Case | 2030 | 5 | 24.6 | 2
1 Reference Case | 2030 | 5 | 24.7 | 4
1 Reference Case | 2030 | 5 | 24.8 | 6
1 Reference Case | 2030 | 5 | 24.9 | 5
1 Reference Case | 2030 | 5 | 25 | 4
1 Reference Case | 2030 | 5 | 25.1 | 3
1 Reference Case | 2030 | 5 | 25.2 | 3
1 Reference Case | 2030 | 5 | 25.3 | 3
1 Reference Case | 2030 | 5 | 25.4 | 4
1 Reference Case | 2030 | 5 | 25.5 | 3
1 Reference Case | 2030 | 5 | 25.6 | 2
1 Reference Case | 2030 | 5 | 25.7 | 3
1 Reference Case | 2030 | 5 | 25.8 | 5
1 Reference Case | 2030 | 5 | 25.9 | 5
1 Reference Case | 2030 | 5 | 26 | 7
1 Reference Case | 2030 | 5 | 26.1 | 5
1 Reference Case | 2030 | 5 | 26.2 | 3
1 Reference Case | 2030 | 5 | 26.3 | 6
1 Reference Case | 2030 | 5 | 26.4 | 3
1 Reference Case | 2030 | 5 | 26.5 | 3
1 Reference Case | 2030 | 5 | 26.6 | 1
1 Reference Case | 2030 | 5 | 26.7 | 8
1 Reference Case | 2030 | 5 | 26.8 | 4
1 Reference Case | 2030 | 5 | 26.9 | 8
1 Reference Case | 2030 | 5 | 27 | 2
1 Reference Case | 2030 | 5 | 27.1 | 4
1 Reference Case | 2030 | 5 | 27.2 | 4
1 Reference Case | 2030 | 5 | 27.3 | 1
1 Reference Case | 2030 | 5 | 27.4 | 4
1 Reference Case | 2030 | 5 | 27.5 | 2
1 Reference Case | 2030 | 5 | 27.6 | 4
1 Reference Case | 2030 | 5 | 27.7 | 5
1 Reference Case | 2030 | 5 | 27.8 | 5
1 Reference Case | 2030 | 5 | 27.9 | 2
1 Reference Case | 2030 | 5 | 28 | 2
1 Reference Case | 2030 | 5 | 28.1 | 7
1 Reference Case | 2030 | 5 | 28.2 | 6
1 Reference Case | 2030 | 5 | 28.3 | 1
1 Reference Case | 2030 | 5 | 28.4 | 3
1 Reference Case | 2030 | 5 | 28.5 | 5
1 Reference Case | 2030 | 5 | 28.6 | 3
1 Reference Case | 2030 | 5 | 28.7 | 6
1 Reference Case | 2030 | 5 | 28.8 | 1
1 Reference Case | 2030 | 5 | 28.9 | 6
1 Reference Case | 2030 | 5 | 29 | 4
1 Reference Case | 2030 | 5 | 29.1 | 5
1 Reference Case | 2030 | 5 | 29.2 | 3
1 Reference Case | 2030 | 5 | 29.3 | 4
1 Reference Case | 2030 | 5 | 29.4 | 4
1 Reference Case | 2030 | 5 | 29.5 | 3
1 Reference Case | 2030 | 5 | 29.6 | 4
1 Reference Case | 2030 | 5 | 29.7 | 4
1 Reference Case | 2030 | 5 | 29.8 | 2
1 Reference Case | 2030 | 5 | 29.9 | 5
1 Reference Case | 2030 | 5 | 30 | 3
1 Reference Case | 2030 | 5 | 30.1 | 3
1 Reference Case | 2030 | 5 | 30.2 | 5
1 Reference Case | 2030 | 5 | 30.3 | 4
1 Reference Case | 2030 | 5 | 30.6 | 1
1 Reference Case | 2030 | 5 | 30.7 | 1
1 Reference Case | 2030 | 5 | 30.8 | 3
1 Reference Case | 2030 | 5 | 31 | 1
1 Reference Case | 2030 | 5 | 31.1 | 4
1 Reference Case | 2030 | 5 | 31.2 | 3
1 Reference Case | 2030 | 5 | 31.3 | 5
1 Reference Case | 2030 | 5 | 31.4 | 4
1 Reference Case | 2030 | 5 | 31.5 | 1
1 Reference Case | 2030 | 5 | 31.6 | 3
1 Reference Case | 2030 | 5 | 31.7 | 4
1 Reference Case | 2030 | 5 | 31.8 | 3
1 Reference Case | 2030 | 5 | 31.9 | 1
1 Reference Case | 2030 | 5 | 32 | 3
1 Reference Case | 2030 | 5 | 32.1 | 1
1 Reference Case | 2030 | 5 | 32.2 | 2
1 Reference Case | 2030 | 5 | 32.3 | 3
1 Reference Case | 2030 | 5 | 32.4 | 2
1 Reference Case | 2030 | 5 | 32.5 | 2
1 Reference Case | 2030 | 5 | 32.6 | 1
1 Reference Case | 2030 | 5 | 32.7 | 3
1 Reference Case | 2030 | 5 | 32.8 | 1
1 Reference Case | 2030 | 5 | 32.9 | 4
1 Reference Case | 2030 | 5 | 33 | 3
1 Reference Case | 2030 | 5 | 33.1 | 2
1 Reference Case | 2030 | 5 | 33.2 | 1
1 Reference Case | 2030 | 5 | 33.4 | 3
1 Reference Case | 2030 | 5 | 33.5 | 2
1 Reference Case | 2030 | 5 | 33.6 | 1
1 Reference Case | 2030 | 5 | 33.7 | 4
1 Reference Case | 2030 | 5 | 33.8 | 2
1 Reference Case | 2030 | 5 | 33.9 | 1
1 Reference Case | 2030 | 5 | 34 | 4
1 Reference Case | 2030 | 5 | 34.1 | 2
1 Reference Case | 2030 | 5 | 34.2 | 4
1 Reference Case | 2030 | 5 | 34.3 | 2
1 Reference Case | 2030 | 5 | 34.4 | 1
1 Reference Case | 2030 | 5 | 34.5 | 2
1 Reference Case | 2030 | 5 | 34.6 | 2
1 Reference Case | 2030 | 5 | 34.7 | 2
1 Reference Case | 2030 | 5 | 34.8 | 3
1 Reference Case | 2030 | 5 | 34.9 | 1
1 Reference Case | 2030 | 5 | 35 | 1
1 Reference Case | 2030 | 5 | 35.1 | 4
1 Reference Case | 2030 | 5 | 35.2 | 1
1 Reference Case | 2030 | 5 | 35.3 | 2
1 Reference Case | 2030 | 5 | 35.4 | 2
1 Reference Case | 2030 | 5 | 35.5 | 3
1 Reference Case | 2030 | 5 | 35.7 | 3
1 Reference Case | 2030 | 5 | 35.8 | 1
1 Reference Case | 2030 | 5 | 35.9 | 3
1 Reference Case | 2030 | 5 | 36 | 3
1 Reference Case | 2030 | 5 | 36.1 | 1
1 Reference Case | 2030 | 5 | 36.2 | 1
1 Reference Case | 2030 | 5 | 36.3 | 2
1 Reference Case | 2030 | 5 | 36.4 | 1
1 Reference Case | 2030 | 5 | 36.5 | 2
1 Reference Case | 2030 | 5 | 36.7 | 1
1 Reference Case | 2030 | 5 | 36.8 | 4
1 Reference Case | 2030 | 5 | 36.9 | 2
1 Reference Case | 2030 | 5 | 37 | 1
1 Reference Case | 2030 | 5 | 37.1 | 2
1 Reference Case | 2030 | 5 | 37.2 | 1
1 Reference Case | 2030 | 5 | 37.4 | 2
1 Reference Case | 2030 | 5 | 37.5 | 1
1 Reference Case | 2030 | 5 | 37.7 | 2
1 Reference Case | 2030 | 5 | 37.8 | 1
1 Reference Case | 2030 | 5 | 37.9 | 1
1 Reference Case | 2030 | 5 | 38.1 | 3
1 Reference Case | 2030 | 5 | 38.2 | 2
1 Reference Case | 2030 | 5 | 38.3 | 1
1 Reference Case | 2030 | 5 | 38.5 | 5
1 Reference Case | 2030 | 5 | 38.6 | 4
1 Reference Case | 2030 | 5 | 38.8 | 2
1 Reference Case | 2030 | 5 | 39 | 3
1 Reference Case | 2030 | 5 | 39.1 | 1
1 Reference Case | 2030 | 5 | 39.2 | 1
1 Reference Case | 2030 | 5 | 39.3 | 1
1 Reference Case | 2030 | 5 | 39.4 | 1
1 Reference Case | 2030 | 5 | 39.5 | 1
1 Reference Case | 2030 | 5 | 39.7 | 2
1 Reference Case | 2030 | 5 | 39.9 | 2
1 Reference Case | 2030 | 5 | 40 | 2
1 Reference Case | 2030 | 5 | 40.1 | 1
1 Reference Case | 2030 | 5 | 40.2 | 1
1 Reference Case | 2030 | 5 | 40.3 | 3
1 Reference Case | 2030 | 5 | 40.4 | 2
1 Reference Case | 2030 | 5 | 40.5 | 2
1 Reference Case | 2030 | 5 | 40.6 | 3
1 Reference Case | 2030 | 5 | 40.9 | 1
1 Reference Case | 2030 | 5 | 41.1 | 2
1 Reference Case | 2030 | 5 | 41.3 | 4
1 Reference Case | 2030 | 5 | 41.4 | 1
1 Reference Case | 2030 | 5 | 41.6 | 1
1 Reference Case | 2030 | 5 | 41.7 | 1
1 Reference Case | 2030 | 5 | 42 | 2
1 Reference Case | 2030 | 5 | 42.1 | 1
1 Reference Case | 2030 | 5 | 42.2 | 1
1 Reference Case | 2030 | 5 | 42.4 | 1
1 Reference Case | 2030 | 5 | 42.6 | 1
1 Reference Case | 2030 | 5 | 42.9 | 1
1 Reference Case | 2030 | 5 | 43 | 1
1 Reference Case | 2030 | 5 | 43.1 | 2
1 Reference Case | 2030 | 5 | 43.2 | 2
1 Reference Case | 2030 | 5 | 43.4 | 1
1 Reference Case | 2030 | 5 | 43.6 | 3
1 Reference Case | 2030 | 5 | 43.9 | 2
1 Reference Case | 2030 | 5 | 44 | 1
1 Reference Case | 2030 | 5 | 44.2 | 1
1 Reference Case | 2030 | 5 | 44.3 | 1
1 Reference Case | 2030 | 5 | 44.4 | 1
1 Reference Case | 2030 | 5 | 44.6 | 1
1 Reference Case | 2030 | 5 | 44.8 | 1
1 Reference Case | 2030 | 5 | 45.1 | 2
1 Reference Case | 2030 | 5 | 45.3 | 2
1 Reference Case | 2030 | 5 | 45.5 | 2
1 Reference Case | 2030 | 5 | 45.8 | 1
1 Reference Case | 2030 | 5 | 46 | 1
1 Reference Case | 2030 | 5 | 46.2 | 1
1 Reference Case | 2030 | 5 | 46.3 | 1
1 Reference Case | 2030 | 5 | 46.5 | 1
1 Reference Case | 2030 | 5 | 47.1 | 1
1 Reference Case | 2030 | 5 | 47.7 | 1
1 Reference Case | 2030 | 5 | 48.2 | 1
1 Reference Case | 2030 | 5 | 48.3 | 1
1 Reference Case | 2030 | 5 | 48.4 | 1
1 Reference Case | 2030 | 5 | 49 | 1
1 Reference Case | 2030 | 5 | 49.3 | 1
1 Reference Case | 2030 | 5 | 49.4 | 1
1 Reference Case | 2030 | 5 | 49.5 | 2
1 Reference Case | 2030 | 5 | 49.7 | 1
1 Reference Case | 2030 | 5 | 50.1 | 1
1 Reference Case | 2030 | 5 | 50.3 | 1
1 Reference Case | 2030 | 5 | 50.7 | 1
1 Reference Case | 2030 | 5 | 50.8 | 1
1 Reference Case | 2030 | 5 | 51.2 | 1
1 Reference Case | 2030 | 5 | 51.3 | 1
1 Reference Case | 2030 | 5 | 51.6 | 1
1 Reference Case | 2030 | 5 | 51.8 | 1
1 Reference Case | 2030 | 5 | 52 | 1
1 Reference Case | 2030 | 5 | 52.3 | 1
1 Reference Case | 2030 | 5 | 53 | 1
1 Reference Case | 2030 | 5 | 53.1 | 1
1 Reference Case | 2030 | 5 | 53.2 | 1
1 Reference Case | 2030 | 5 | 54.3 | 1
1 Reference Case | 2030 | 5 | 54.5 | 1
1 Reference Case | 2030 | 5 | 55.1 | 1
1 Reference Case | 2030 | 5 | 55.3 | 2
1 Reference Case | 2030 | 5 | 56.8 | 1
1 Reference Case | 2030 | 5 | 57 | 1
1 Reference Case | 2030 | 5 | 57.2 | 1
1 Reference Case | 2030 | 5 | 58.2 | 1
1 Reference Case | 2030 | 5 | 60.2 | 1
1 Reference Case | 2030 | 5 | 61.9 | 1
1 Reference Case | 2030 | 5 | 62.2 | 1
1 Reference Case | 2030 | 5 | 63.4 | 1
1 Reference Case | 2030 | 5 | 63.5 | 1
1 Reference Case | 2030 | 5 | 63.7 | 2
1 Reference Case | 2030 | 5 | 66 | 1
1 Reference Case | 2030 | 5 | 66.5 | 1
1 Reference Case | 2030 | 5 | 69.5 | 1
1 Reference Case | 2030 | 5 | 81 | 1
1 Reference Case | 2030 | 5 | 433.1 | 1
1 Reference Case | 2030 | 6 | -86.6 | 1
1 Reference Case | 2030 | 6 | -65.9 | 1
1 Reference Case | 2030 | 6 | -64.5 | 1
1 Reference Case | 2030 | 6 | -61.7 | 1
1 Reference Case | 2030 | 6 | -61 | 1
1 Reference Case | 2030 | 6 | -59.1 | 1
1 Reference Case | 2030 | 6 | -56.8 | 1
1 Reference Case | 2030 | 6 | -56.6 | 1
1 Reference Case | 2030 | 6 | -56.1 | 1
1 Reference Case | 2030 | 6 | -55.7 | 1
1 Reference Case | 2030 | 6 | -53.6 | 1
1 Reference Case | 2030 | 6 | -53.2 | 1
1 Reference Case | 2030 | 6 | -52.2 | 1
1 Reference Case | 2030 | 6 | -51 | 1
1 Reference Case | 2030 | 6 | -50.7 | 1
1 Reference Case | 2030 | 6 | -50.6 | 1
1 Reference Case | 2030 | 6 | -49.7 | 1
1 Reference Case | 2030 | 6 | -49.5 | 1
1 Reference Case | 2030 | 6 | -48.9 | 1
1 Reference Case | 2030 | 6 | -48.8 | 1
1 Reference Case | 2030 | 6 | -48.6 | 1
1 Reference Case | 2030 | 6 | -48 | 1
1 Reference Case | 2030 | 6 | -47.3 | 2
1 Reference Case | 2030 | 6 | -47.1 | 1
1 Reference Case | 2030 | 6 | -46.4 | 1
1 Reference Case | 2030 | 6 | -45.8 | 1
1 Reference Case | 2030 | 6 | -45.6 | 1
1 Reference Case | 2030 | 6 | -45.3 | 2
1 Reference Case | 2030 | 6 | -45.1 | 1
1 Reference Case | 2030 | 6 | -45 | 1
1 Reference Case | 2030 | 6 | -44.7 | 1
1 Reference Case | 2030 | 6 | -44.5 | 1
1 Reference Case | 2030 | 6 | -44.4 | 1
1 Reference Case | 2030 | 6 | -43.8 | 1
1 Reference Case | 2030 | 6 | -43.5 | 1
1 Reference Case | 2030 | 6 | -43.3 | 1
1 Reference Case | 2030 | 6 | -43 | 1
1 Reference Case | 2030 | 6 | -42.7 | 1
1 Reference Case | 2030 | 6 | -42.6 | 1
1 Reference Case | 2030 | 6 | -42.3 | 2
1 Reference Case | 2030 | 6 | -42.2 | 2
1 Reference Case | 2030 | 6 | -41.7 | 1
1 Reference Case | 2030 | 6 | -41 | 1
1 Reference Case | 2030 | 6 | -40.9 | 1
1 Reference Case | 2030 | 6 | -40.8 | 1
1 Reference Case | 2030 | 6 | -40.5 | 2
1 Reference Case | 2030 | 6 | -40.2 | 1
1 Reference Case | 2030 | 6 | -40 | 2
1 Reference Case | 2030 | 6 | -39.5 | 1
1 Reference Case | 2030 | 6 | -39.2 | 2
1 Reference Case | 2030 | 6 | -39 | 1
1 Reference Case | 2030 | 6 | -38.8 | 2
1 Reference Case | 2030 | 6 | -38.6 | 1
1 Reference Case | 2030 | 6 | -38.5 | 2
1 Reference Case | 2030 | 6 | -38.2 | 2
1 Reference Case | 2030 | 6 | -38 | 1
1 Reference Case | 2030 | 6 | -37.9 | 2
1 Reference Case | 2030 | 6 | -37.7 | 1
1 Reference Case | 2030 | 6 | -37.6 | 1
1 Reference Case | 2030 | 6 | -37.4 | 3
1 Reference Case | 2030 | 6 | -37.3 | 2
1 Reference Case | 2030 | 6 | -37.1 | 3
1 Reference Case | 2030 | 6 | -37 | 2
1 Reference Case | 2030 | 6 | -36.9 | 1
1 Reference Case | 2030 | 6 | -36.8 | 1
1 Reference Case | 2030 | 6 | -36.6 | 1
1 Reference Case | 2030 | 6 | -36.5 | 1
1 Reference Case | 2030 | 6 | -36.4 | 1
1 Reference Case | 2030 | 6 | -36.3 | 3
1 Reference Case | 2030 | 6 | -36.2 | 1
1 Reference Case | 2030 | 6 | -36 | 1
1 Reference Case | 2030 | 6 | -35.9 | 1
1 Reference Case | 2030 | 6 | -35.8 | 2
1 Reference Case | 2030 | 6 | -35.6 | 1
1 Reference Case | 2030 | 6 | -35.5 | 1
1 Reference Case | 2030 | 6 | -35.4 | 2
1 Reference Case | 2030 | 6 | -35.1 | 1
1 Reference Case | 2030 | 6 | -35 | 1
1 Reference Case | 2030 | 6 | -34.8 | 1
1 Reference Case | 2030 | 6 | -34.7 | 2
1 Reference Case | 2030 | 6 | -34.5 | 1
1 Reference Case | 2030 | 6 | -34.4 | 1
1 Reference Case | 2030 | 6 | -34.3 | 2
1 Reference Case | 2030 | 6 | -34.2 | 2
1 Reference Case | 2030 | 6 | -34 | 3
1 Reference Case | 2030 | 6 | -33.7 | 1
1 Reference Case | 2030 | 6 | -33.5 | 2
1 Reference Case | 2030 | 6 | -33.4 | 2
1 Reference Case | 2030 | 6 | -33.3 | 2
1 Reference Case | 2030 | 6 | -33.2 | 3
1 Reference Case | 2030 | 6 | -33.1 | 2
1 Reference Case | 2030 | 6 | -32.9 | 3
1 Reference Case | 2030 | 6 | -32.8 | 1
1 Reference Case | 2030 | 6 | -32.7 | 1
1 Reference Case | 2030 | 6 | -32.6 | 2
1 Reference Case | 2030 | 6 | -32.5 | 2
1 Reference Case | 2030 | 6 | -32.4 | 3
1 Reference Case | 2030 | 6 | -32.3 | 1
1 Reference Case | 2030 | 6 | -32.2 | 2
1 Reference Case | 2030 | 6 | -32.1 | 1
1 Reference Case | 2030 | 6 | -32 | 2
1 Reference Case | 2030 | 6 | -31.8 | 3
1 Reference Case | 2030 | 6 | -31.7 | 1
1 Reference Case | 2030 | 6 | -31.6 | 3
1 Reference Case | 2030 | 6 | -31.5 | 2
1 Reference Case | 2030 | 6 | -31.4 | 2
1 Reference Case | 2030 | 6 | -31.2 | 1
1 Reference Case | 2030 | 6 | -31.1 | 1
1 Reference Case | 2030 | 6 | -31 | 2
1 Reference Case | 2030 | 6 | -30.9 | 3
1 Reference Case | 2030 | 6 | -30.8 | 1
1 Reference Case | 2030 | 6 | -30.7 | 3
1 Reference Case | 2030 | 6 | -30.5 | 3
1 Reference Case | 2030 | 6 | -30.4 | 2
1 Reference Case | 2030 | 6 | -30.3 | 4
1 Reference Case | 2030 | 6 | -30.2 | 1
1 Reference Case | 2030 | 6 | -30 | 2
1 Reference Case | 2030 | 6 | -29.9 | 4
1 Reference Case | 2030 | 6 | -29.8 | 2
1 Reference Case | 2030 | 6 | -29.7 | 1
1 Reference Case | 2030 | 6 | -29.5 | 6
1 Reference Case | 2030 | 6 | -29.3 | 1
1 Reference Case | 2030 | 6 | -29.1 | 3
1 Reference Case | 2030 | 6 | -29 | 1
1 Reference Case | 2030 | 6 | -28.9 | 3
1 Reference Case | 2030 | 6 | -28.8 | 2
1 Reference Case | 2030 | 6 | -28.7 | 1
1 Reference Case | 2030 | 6 | -28.6 | 3
1 Reference Case | 2030 | 6 | -28.5 | 1
1 Reference Case | 2030 | 6 | -28.4 | 1
1 Reference Case | 2030 | 6 | -28.2 | 3
1 Reference Case | 2030 | 6 | -28.1 | 5
1 Reference Case | 2030 | 6 | -28 | 3
1 Reference Case | 2030 | 6 | -27.9 | 1
1 Reference Case | 2030 | 6 | -27.8 | 2
1 Reference Case | 2030 | 6 | -27.7 | 2
1 Reference Case | 2030 | 6 | -27.6 | 1
1 Reference Case | 2030 | 6 | -27.5 | 3
1 Reference Case | 2030 | 6 | -27.4 | 1
1 Reference Case | 2030 | 6 | -27.3 | 1
1 Reference Case | 2030 | 6 | -27.2 | 4
1 Reference Case | 2030 | 6 | -27.1 | 1
1 Reference Case | 2030 | 6 | -27 | 2
1 Reference Case | 2030 | 6 | -26.9 | 1
1 Reference Case | 2030 | 6 | -26.8 | 2
1 Reference Case | 2030 | 6 | -26.7 | 3
1 Reference Case | 2030 | 6 | -26.6 | 2
1 Reference Case | 2030 | 6 | -26.5 | 2
1 Reference Case | 2030 | 6 | -26.4 | 2
1 Reference Case | 2030 | 6 | -26.3 | 2
1 Reference Case | 2030 | 6 | -26.2 | 2
1 Reference Case | 2030 | 6 | -26.1 | 1
1 Reference Case | 2030 | 6 | -26 | 5
1 Reference Case | 2030 | 6 | -25.9 | 4
1 Reference Case | 2030 | 6 | -25.8 | 2
1 Reference Case | 2030 | 6 | -25.7 | 2
1 Reference Case | 2030 | 6 | -25.6 | 3
1 Reference Case | 2030 | 6 | -25.5 | 1
1 Reference Case | 2030 | 6 | -25.4 | 5
1 Reference Case | 2030 | 6 | -25.2 | 6
1 Reference Case | 2030 | 6 | -25.1 | 3
1 Reference Case | 2030 | 6 | -25 | 1
1 Reference Case | 2030 | 6 | -24.9 | 2
1 Reference Case | 2030 | 6 | -24.8 | 1
1 Reference Case | 2030 | 6 | -24.6 | 5
1 Reference Case | 2030 | 6 | -24.5 | 5
1 Reference Case | 2030 | 6 | -24.4 | 1
1 Reference Case | 2030 | 6 | -24.3 | 7
1 Reference Case | 2030 | 6 | -24.1 | 2
1 Reference Case | 2030 | 6 | -24 | 3
1 Reference Case | 2030 | 6 | -23.9 | 3
1 Reference Case | 2030 | 6 | -23.8 | 5
1 Reference Case | 2030 | 6 | -23.7 | 1
1 Reference Case | 2030 | 6 | -23.6 | 4
1 Reference Case | 2030 | 6 | -23.4 | 6
1 Reference Case | 2030 | 6 | -23.3 | 1
1 Reference Case | 2030 | 6 | -23.2 | 1
1 Reference Case | 2030 | 6 | -23.1 | 1
1 Reference Case | 2030 | 6 | -23 | 4
1 Reference Case | 2030 | 6 | -22.9 | 2
1 Reference Case | 2030 | 6 | -22.8 | 1
1 Reference Case | 2030 | 6 | -22.6 | 2
1 Reference Case | 2030 | 6 | -22.5 | 5
1 Reference Case | 2030 | 6 | -22.4 | 4
1 Reference Case | 2030 | 6 | -22.3 | 5
1 Reference Case | 2030 | 6 | -22.2 | 3
1 Reference Case | 2030 | 6 | -22.1 | 4
1 Reference Case | 2030 | 6 | -22 | 5
1 Reference Case | 2030 | 6 | -21.9 | 3
1 Reference Case | 2030 | 6 | -21.8 | 1
1 Reference Case | 2030 | 6 | -21.7 | 3
1 Reference Case | 2030 | 6 | -21.6 | 6
1 Reference Case | 2030 | 6 | -21.5 | 5
1 Reference Case | 2030 | 6 | -21.4 | 3
1 Reference Case | 2030 | 6 | -21.3 | 4
1 Reference Case | 2030 | 6 | -21.2 | 3
1 Reference Case | 2030 | 6 | -21.1 | 2
1 Reference Case | 2030 | 6 | -21 | 6
1 Reference Case | 2030 | 6 | -20.9 | 4
1 Reference Case | 2030 | 6 | -20.8 | 3
1 Reference Case | 2030 | 6 | -20.7 | 10
1 Reference Case | 2030 | 6 | -20.6 | 5
1 Reference Case | 2030 | 6 | -20.5 | 5
1 Reference Case | 2030 | 6 | -20.4 | 4
1 Reference Case | 2030 | 6 | -20.3 | 5
1 Reference Case | 2030 | 6 | -20.2 | 4
1 Reference Case | 2030 | 6 | -20.1 | 6
1 Reference Case | 2030 | 6 | -20 | 5
1 Reference Case | 2030 | 6 | -19.9 | 3
1 Reference Case | 2030 | 6 | -19.8 | 2
1 Reference Case | 2030 | 6 | -19.7 | 5
1 Reference Case | 2030 | 6 | -19.6 | 5
1 Reference Case | 2030 | 6 | -19.5 | 3
1 Reference Case | 2030 | 6 | -19.4 | 2
1 Reference Case | 2030 | 6 | -19.3 | 4
1 Reference Case | 2030 | 6 | -19.2 | 4
1 Reference Case | 2030 | 6 | -19.1 | 2
1 Reference Case | 2030 | 6 | -19 | 3
1 Reference Case | 2030 | 6 | -18.9 | 5
1 Reference Case | 2030 | 6 | -18.8 | 2
1 Reference Case | 2030 | 6 | -18.7 | 3
1 Reference Case | 2030 | 6 | -18.6 | 3
1 Reference Case | 2030 | 6 | -18.5 | 5
1 Reference Case | 2030 | 6 | -18.4 | 4
1 Reference Case | 2030 | 6 | -18.3 | 3
1 Reference Case | 2030 | 6 | -18.2 | 2
1 Reference Case | 2030 | 6 | -18.1 | 5
1 Reference Case | 2030 | 6 | -18 | 8
1 Reference Case | 2030 | 6 | -17.9 | 6
1 Reference Case | 2030 | 6 | -17.8 | 4
1 Reference Case | 2030 | 6 | -17.7 | 5
1 Reference Case | 2030 | 6 | -17.6 | 4
1 Reference Case | 2030 | 6 | -17.5 | 4
1 Reference Case | 2030 | 6 | -17.4 | 3
1 Reference Case | 2030 | 6 | -17.3 | 4
1 Reference Case | 2030 | 6 | -17.2 | 5
1 Reference Case | 2030 | 6 | -17.1 | 4
1 Reference Case | 2030 | 6 | -17 | 4
1 Reference Case | 2030 | 6 | -16.9 | 5
1 Reference Case | 2030 | 6 | -16.8 | 3
1 Reference Case | 2030 | 6 | -16.7 | 3
1 Reference Case | 2030 | 6 | -16.6 | 1
1 Reference Case | 2030 | 6 | -16.5 | 2
1 Reference Case | 2030 | 6 | -16.4 | 2
1 Reference Case | 2030 | 6 | -16.3 | 5
1 Reference Case | 2030 | 6 | -16.2 | 4
1 Reference Case | 2030 | 6 | -16.1 | 6
1 Reference Case | 2030 | 6 | -16 | 7
1 Reference Case | 2030 | 6 | -15.9 | 6
1 Reference Case | 2030 | 6 | -15.8 | 2
1 Reference Case | 2030 | 6 | -15.7 | 4
1 Reference Case | 2030 | 6 | -15.6 | 1
1 Reference Case | 2030 | 6 | -15.5 | 4
1 Reference Case | 2030 | 6 | -15.4 | 4
1 Reference Case | 2030 | 6 | -15.3 | 6
1 Reference Case | 2030 | 6 | -15.2 | 4
1 Reference Case | 2030 | 6 | -15.1 | 1
1 Reference Case | 2030 | 6 | -15 | 3
1 Reference Case | 2030 | 6 | -14.9 | 3
1 Reference Case | 2030 | 6 | -14.8 | 4
1 Reference Case | 2030 | 6 | -14.7 | 2
1 Reference Case | 2030 | 6 | -14.6 | 2
1 Reference Case | 2030 | 6 | -14.5 | 7
1 Reference Case | 2030 | 6 | -14.4 | 6
1 Reference Case | 2030 | 6 | -14.3 | 4
1 Reference Case | 2030 | 6 | -14.2 | 4
1 Reference Case | 2030 | 6 | -14.1 | 6
1 Reference Case | 2030 | 6 | -14 | 3
1 Reference Case | 2030 | 6 | -13.9 | 2
1 Reference Case | 2030 | 6 | -13.8 | 2
1 Reference Case | 2030 | 6 | -13.7 | 6
1 Reference Case | 2030 | 6 | -13.6 | 5
1 Reference Case | 2030 | 6 | -13.5 | 4
1 Reference Case | 2030 | 6 | -13.4 | 4
1 Reference Case | 2030 | 6 | -13.3 | 1
1 Reference Case | 2030 | 6 | -13.2 | 2
1 Reference Case | 2030 | 6 | -13.1 | 3
1 Reference Case | 2030 | 6 | -13 | 5
1 Reference Case | 2030 | 6 | -12.9 | 1
1 Reference Case | 2030 | 6 | -12.8 | 2
1 Reference Case | 2030 | 6 | -12.7 | 4
1 Reference Case | 2030 | 6 | -12.6 | 4
1 Reference Case | 2030 | 6 | -12.5 | 3
1 Reference Case | 2030 | 6 | -12.4 | 2
1 Reference Case | 2030 | 6 | -12.3 | 6
1 Reference Case | 2030 | 6 | -12.2 | 3
1 Reference Case | 2030 | 6 | -12.1 | 4
1 Reference Case | 2030 | 6 | -12 | 3
1 Reference Case | 2030 | 6 | -11.9 | 3
1 Reference Case | 2030 | 6 | -11.8 | 2
1 Reference Case | 2030 | 6 | -11.7 | 5
1 Reference Case | 2030 | 6 | -11.6 | 7
1 Reference Case | 2030 | 6 | -11.5 | 5
1 Reference Case | 2030 | 6 | -11.4 | 3
1 Reference Case | 2030 | 6 | -11.3 | 2
1 Reference Case | 2030 | 6 | -11.2 | 2
1 Reference Case | 2030 | 6 | -11.1 | 3
1 Reference Case | 2030 | 6 | -11 | 3
1 Reference Case | 2030 | 6 | -10.9 | 2
1 Reference Case | 2030 | 6 | -10.8 | 7
1 Reference Case | 2030 | 6 | -10.7 | 2
1 Reference Case | 2030 | 6 | -10.6 | 4
1 Reference Case | 2030 | 6 | -10.5 | 5
1 Reference Case | 2030 | 6 | -10.4 | 4
1 Reference Case | 2030 | 6 | -10.3 | 1
1 Reference Case | 2030 | 6 | -10.2 | 4
1 Reference Case | 2030 | 6 | -10.1 | 2
1 Reference Case | 2030 | 6 | -10 | 4
1 Reference Case | 2030 | 6 | -9.9 | 4
1 Reference Case | 2030 | 6 | -9.8 | 2
1 Reference Case | 2030 | 6 | -9.7 | 1
1 Reference Case | 2030 | 6 | -9.6 | 4
1 Reference Case | 2030 | 6 | -9.5 | 4
1 Reference Case | 2030 | 6 | -9.4 | 1
1 Reference Case | 2030 | 6 | -9.3 | 3
1 Reference Case | 2030 | 6 | -9.2 | 5
1 Reference Case | 2030 | 6 | -9.1 | 1
1 Reference Case | 2030 | 6 | -9 | 2
1 Reference Case | 2030 | 6 | -8.9 | 2
1 Reference Case | 2030 | 6 | -8.8 | 1
1 Reference Case | 2030 | 6 | -8.7 | 5
1 Reference Case | 2030 | 6 | -8.6 | 4
1 Reference Case | 2030 | 6 | -8.5 | 4
1 Reference Case | 2030 | 6 | -8.4 | 2
1 Reference Case | 2030 | 6 | -8.3 | 1
1 Reference Case | 2030 | 6 | -8.2 | 2
1 Reference Case | 2030 | 6 | -8.1 | 2
1 Reference Case | 2030 | 6 | -8 | 3
1 Reference Case | 2030 | 6 | -7.7 | 2
1 Reference Case | 2030 | 6 | -7.6 | 2
1 Reference Case | 2030 | 6 | -7.5 | 2
1 Reference Case | 2030 | 6 | -7.3 | 1
1 Reference Case | 2030 | 6 | -7.1 | 1
1 Reference Case | 2030 | 6 | -7 | 5
1 Reference Case | 2030 | 6 | -6.8 | 3
1 Reference Case | 2030 | 6 | -6.7 | 1
1 Reference Case | 2030 | 6 | -6.6 | 2
1 Reference Case | 2030 | 6 | -6.5 | 1
1 Reference Case | 2030 | 6 | -6.4 | 1
1 Reference Case | 2030 | 6 | -6.3 | 3
1 Reference Case | 2030 | 6 | -6.2 | 2
1 Reference Case | 2030 | 6 | -6.1 | 1
1 Reference Case | 2030 | 6 | -5.8 | 2
1 Reference Case | 2030 | 6 | -5.7 | 2
1 Reference Case | 2030 | 6 | -5.4 | 2
1 Reference Case | 2030 | 6 | -5.3 | 1
1 Reference Case | 2030 | 6 | -4.9 | 1
1 Reference Case | 2030 | 6 | -4.8 | 2
1 Reference Case | 2030 | 6 | -4.7 | 1
1 Reference Case | 2030 | 6 | -4.5 | 1
1 Reference Case | 2030 | 6 | -4.4 | 1
1 Reference Case | 2030 | 6 | -4.3 | 2
1 Reference Case | 2030 | 6 | -4.1 | 1
1 Reference Case | 2030 | 6 | -3.8 | 5
1 Reference Case | 2030 | 6 | -3.7 | 2
1 Reference Case | 2030 | 6 | -3.5 | 2
1 Reference Case | 2030 | 6 | -3.4 | 1
1 Reference Case | 2030 | 6 | -3.1 | 3
1 Reference Case | 2030 | 6 | -3 | 1
1 Reference Case | 2030 | 6 | -2.9 | 1
1 Reference Case | 2030 | 6 | -2.7 | 1
1 Reference Case | 2030 | 6 | -2.6 | 1
1 Reference Case | 2030 | 6 | -1.6 | 1
1 Reference Case | 2030 | 6 | -1.4 | 1
1 Reference Case | 2030 | 6 | 0.6 | 1
1 Reference Case | 2030 | 6 | 0.9 | 2
1 Reference Case | 2030 | 6 | 2.4 | 1
1 Reference Case | 2030 | 6 | 2.7 | 1
1 Reference Case | 2030 | 6 | 3 | 1
1 Reference Case | 2030 | 6 | 3.5 | 1
1 Reference Case | 2030 | 6 | 4 | 1
1 Reference Case | 2030 | 6 | 4.4 | 2
1 Reference Case | 2030 | 6 | 5 | 2
1 Reference Case | 2030 | 6 | 5.2 | 1
1 Reference Case | 2030 | 6 | 5.3 | 2
1 Reference Case | 2030 | 6 | 5.4 | 1
1 Reference Case | 2030 | 6 | 5.5 | 2
1 Reference Case | 2030 | 6 | 5.7 | 3
1 Reference Case | 2030 | 6 | 5.8 | 1
1 Reference Case | 2030 | 6 | 6.1 | 1
1 Reference Case | 2030 | 6 | 6.2 | 1
1 Reference Case | 2030 | 6 | 6.3 | 1
1 Reference Case | 2030 | 6 | 6.7 | 1
1 Reference Case | 2030 | 6 | 6.8 | 1
1 Reference Case | 2030 | 6 | 6.9 | 4
1 Reference Case | 2030 | 6 | 7 | 2
1 Reference Case | 2030 | 6 | 7.1 | 3
1 Reference Case | 2030 | 6 | 7.2 | 2
1 Reference Case | 2030 | 6 | 7.3 | 1
1 Reference Case | 2030 | 6 | 7.4 | 2
1 Reference Case | 2030 | 6 | 7.5 | 3
1 Reference Case | 2030 | 6 | 7.6 | 4
1 Reference Case | 2030 | 6 | 7.7 | 1
1 Reference Case | 2030 | 6 | 7.8 | 4
1 Reference Case | 2030 | 6 | 7.9 | 3
1 Reference Case | 2030 | 6 | 8 | 2
1 Reference Case | 2030 | 6 | 8.1 | 3
1 Reference Case | 2030 | 6 | 8.2 | 4
1 Reference Case | 2030 | 6 | 8.3 | 5
1 Reference Case | 2030 | 6 | 8.4 | 1
1 Reference Case | 2030 | 6 | 8.6 | 1
1 Reference Case | 2030 | 6 | 8.7 | 2
1 Reference Case | 2030 | 6 | 8.8 | 3
1 Reference Case | 2030 | 6 | 8.9 | 3
1 Reference Case | 2030 | 6 | 9 | 3
1 Reference Case | 2030 | 6 | 9.1 | 3
1 Reference Case | 2030 | 6 | 9.2 | 6
1 Reference Case | 2030 | 6 | 9.3 | 2
1 Reference Case | 2030 | 6 | 9.4 | 2
1 Reference Case | 2030 | 6 | 9.5 | 1
1 Reference Case | 2030 | 6 | 9.6 | 2
1 Reference Case | 2030 | 6 | 9.7 | 2
1 Reference Case | 2030 | 6 | 9.8 | 2
1 Reference Case | 2030 | 6 | 9.9 | 2
1 Reference Case | 2030 | 6 | 10 | 5
1 Reference Case | 2030 | 6 | 10.1 | 4
1 Reference Case | 2030 | 6 | 10.2 | 1
1 Reference Case | 2030 | 6 | 10.3 | 3
1 Reference Case | 2030 | 6 | 10.5 | 2
1 Reference Case | 2030 | 6 | 10.6 | 3
1 Reference Case | 2030 | 6 | 10.7 | 1
1 Reference Case | 2030 | 6 | 10.9 | 4
1 Reference Case | 2030 | 6 | 11 | 2
1 Reference Case | 2030 | 6 | 11.1 | 1
1 Reference Case | 2030 | 6 | 11.2 | 4
1 Reference Case | 2030 | 6 | 11.3 | 4
1 Reference Case | 2030 | 6 | 11.4 | 2
1 Reference Case | 2030 | 6 | 11.5 | 3
1 Reference Case | 2030 | 6 | 11.6 | 1
1 Reference Case | 2030 | 6 | 11.7 | 2
1 Reference Case | 2030 | 6 | 11.8 | 6
1 Reference Case | 2030 | 6 | 11.9 | 4
1 Reference Case | 2030 | 6 | 12 | 4
1 Reference Case | 2030 | 6 | 12.1 | 2
1 Reference Case | 2030 | 6 | 12.2 | 3
1 Reference Case | 2030 | 6 | 12.3 | 4
1 Reference Case | 2030 | 6 | 12.4 | 5
1 Reference Case | 2030 | 6 | 12.5 | 2
1 Reference Case | 2030 | 6 | 12.6 | 4
1 Reference Case | 2030 | 6 | 12.7 | 2
1 Reference Case | 2030 | 6 | 12.8 | 1
1 Reference Case | 2030 | 6 | 12.9 | 3
1 Reference Case | 2030 | 6 | 13 | 4
1 Reference Case | 2030 | 6 | 13.1 | 3
1 Reference Case | 2030 | 6 | 13.2 | 4
1 Reference Case | 2030 | 6 | 13.3 | 2
1 Reference Case | 2030 | 6 | 13.4 | 1
1 Reference Case | 2030 | 6 | 13.5 | 2
1 Reference Case | 2030 | 6 | 13.6 | 2
1 Reference Case | 2030 | 6 | 13.7 | 4
1 Reference Case | 2030 | 6 | 13.8 | 2
1 Reference Case | 2030 | 6 | 13.9 | 4
1 Reference Case | 2030 | 6 | 14 | 3
1 Reference Case | 2030 | 6 | 14.1 | 1
1 Reference Case | 2030 | 6 | 14.2 | 2
1 Reference Case | 2030 | 6 | 14.3 | 3
1 Reference Case | 2030 | 6 | 14.4 | 2
1 Reference Case | 2030 | 6 | 14.6 | 1
1 Reference Case | 2030 | 6 | 14.7 | 3
1 Reference Case | 2030 | 6 | 14.8 | 5
1 Reference Case | 2030 | 6 | 14.9 | 3
1 Reference Case | 2030 | 6 | 15 | 2
1 Reference Case | 2030 | 6 | 15.1 | 1
1 Reference Case | 2030 | 6 | 15.2 | 6
1 Reference Case | 2030 | 6 | 15.3 | 4
1 Reference Case | 2030 | 6 | 15.4 | 5
1 Reference Case | 2030 | 6 | 15.5 | 6
1 Reference Case | 2030 | 6 | 15.6 | 3
1 Reference Case | 2030 | 6 | 15.7 | 5
1 Reference Case | 2030 | 6 | 15.8 | 5
1 Reference Case | 2030 | 6 | 15.9 | 4
1 Reference Case | 2030 | 6 | 16 | 3
1 Reference Case | 2030 | 6 | 16.1 | 6
1 Reference Case | 2030 | 6 | 16.2 | 6
1 Reference Case | 2030 | 6 | 16.3 | 4
1 Reference Case | 2030 | 6 | 16.4 | 4
1 Reference Case | 2030 | 6 | 16.5 | 6
1 Reference Case | 2030 | 6 | 16.6 | 4
1 Reference Case | 2030 | 6 | 16.7 | 4
1 Reference Case | 2030 | 6 | 16.8 | 5
1 Reference Case | 2030 | 6 | 16.9 | 4
1 Reference Case | 2030 | 6 | 17 | 4
1 Reference Case | 2030 | 6 | 17.1 | 1
1 Reference Case | 2030 | 6 | 17.2 | 2
1 Reference Case | 2030 | 6 | 17.3 | 6
1 Reference Case | 2030 | 6 | 17.4 | 1
1 Reference Case | 2030 | 6 | 17.5 | 4
1 Reference Case | 2030 | 6 | 17.6 | 8
1 Reference Case | 2030 | 6 | 17.7 | 3
1 Reference Case | 2030 | 6 | 17.8 | 4
1 Reference Case | 2030 | 6 | 17.9 | 2
1 Reference Case | 2030 | 6 | 18 | 1
1 Reference Case | 2030 | 6 | 18.1 | 5
1 Reference Case | 2030 | 6 | 18.2 | 1
1 Reference Case | 2030 | 6 | 18.3 | 5
1 Reference Case | 2030 | 6 | 18.4 | 7
1 Reference Case | 2030 | 6 | 18.5 | 4
1 Reference Case | 2030 | 6 | 18.7 | 5
1 Reference Case | 2030 | 6 | 18.8 | 3
1 Reference Case | 2030 | 6 | 18.9 | 5
1 Reference Case | 2030 | 6 | 19 | 4
1 Reference Case | 2030 | 6 | 19.1 | 3
1 Reference Case | 2030 | 6 | 19.2 | 4
1 Reference Case | 2030 | 6 | 19.3 | 6
1 Reference Case | 2030 | 6 | 19.5 | 3
1 Reference Case | 2030 | 6 | 19.6 | 6
1 Reference Case | 2030 | 6 | 19.7 | 6
1 Reference Case | 2030 | 6 | 19.8 | 8
1 Reference Case | 2030 | 6 | 19.9 | 4
1 Reference Case | 2030 | 6 | 20 | 2
1 Reference Case | 2030 | 6 | 20.1 | 5
1 Reference Case | 2030 | 6 | 20.2 | 5
1 Reference Case | 2030 | 6 | 20.3 | 4
1 Reference Case | 2030 | 6 | 20.4 | 5
1 Reference Case | 2030 | 6 | 20.5 | 4
1 Reference Case | 2030 | 6 | 20.6 | 4
1 Reference Case | 2030 | 6 | 20.7 | 6
1 Reference Case | 2030 | 6 | 20.8 | 5
1 Reference Case | 2030 | 6 | 20.9 | 2
1 Reference Case | 2030 | 6 | 21 | 1
1 Reference Case | 2030 | 6 | 21.1 | 2
1 Reference Case | 2030 | 6 | 21.2 | 3
1 Reference Case | 2030 | 6 | 21.3 | 3
1 Reference Case | 2030 | 6 | 21.4 | 3
1 Reference Case | 2030 | 6 | 21.5 | 3
1 Reference Case | 2030 | 6 | 21.6 | 3
1 Reference Case | 2030 | 6 | 21.7 | 3
1 Reference Case | 2030 | 6 | 21.8 | 3
1 Reference Case | 2030 | 6 | 21.9 | 5
1 Reference Case | 2030 | 6 | 22 | 3
1 Reference Case | 2030 | 6 | 22.1 | 2
1 Reference Case | 2030 | 6 | 22.2 | 5
1 Reference Case | 2030 | 6 | 22.5 | 6
1 Reference Case | 2030 | 6 | 22.6 | 4
1 Reference Case | 2030 | 6 | 22.7 | 7
1 Reference Case | 2030 | 6 | 22.9 | 3
1 Reference Case | 2030 | 6 | 23 | 2
1 Reference Case | 2030 | 6 | 23.1 | 4
1 Reference Case | 2030 | 6 | 23.2 | 1
1 Reference Case | 2030 | 6 | 23.3 | 2
1 Reference Case | 2030 | 6 | 23.4 | 2
1 Reference Case | 2030 | 6 | 23.7 | 6
1 Reference Case | 2030 | 6 | 23.8 | 1
1 Reference Case | 2030 | 6 | 23.9 | 3
1 Reference Case | 2030 | 6 | 24 | 5
1 Reference Case | 2030 | 6 | 24.1 | 3
1 Reference Case | 2030 | 6 | 24.2 | 2
1 Reference Case | 2030 | 6 | 24.3 | 1
1 Reference Case | 2030 | 6 | 24.4 | 2
1 Reference Case | 2030 | 6 | 24.5 | 1
1 Reference Case | 2030 | 6 | 24.8 | 4
1 Reference Case | 2030 | 6 | 24.9 | 1
1 Reference Case | 2030 | 6 | 25 | 2
1 Reference Case | 2030 | 6 | 25.1 | 6
1 Reference Case | 2030 | 6 | 25.2 | 2
1 Reference Case | 2030 | 6 | 25.3 | 4
1 Reference Case | 2030 | 6 | 25.4 | 2
1 Reference Case | 2030 | 6 | 25.5 | 2
1 Reference Case | 2030 | 6 | 25.6 | 3
1 Reference Case | 2030 | 6 | 25.7 | 1
1 Reference Case | 2030 | 6 | 25.8 | 1
1 Reference Case | 2030 | 6 | 25.9 | 1
1 Reference Case | 2030 | 6 | 26 | 2
1 Reference Case | 2030 | 6 | 26.1 | 3
1 Reference Case | 2030 | 6 | 26.2 | 3
1 Reference Case | 2030 | 6 | 26.3 | 2
1 Reference Case | 2030 | 6 | 26.4 | 4
1 Reference Case | 2030 | 6 | 26.5 | 6
1 Reference Case | 2030 | 6 | 26.6 | 5
1 Reference Case | 2030 | 6 | 26.7 | 7
1 Reference Case | 2030 | 6 | 27 | 2
1 Reference Case | 2030 | 6 | 27.1 | 2
1 Reference Case | 2030 | 6 | 27.3 | 3
1 Reference Case | 2030 | 6 | 27.4 | 3
1 Reference Case | 2030 | 6 | 27.6 | 1
1 Reference Case | 2030 | 6 | 27.7 | 2
1 Reference Case | 2030 | 6 | 27.8 | 2
1 Reference Case | 2030 | 6 | 27.9 | 4
1 Reference Case | 2030 | 6 | 28 | 5
1 Reference Case | 2030 | 6 | 28.1 | 5
1 Reference Case | 2030 | 6 | 28.2 | 2
1 Reference Case | 2030 | 6 | 28.3 | 4
1 Reference Case | 2030 | 6 | 28.4 | 3
1 Reference Case | 2030 | 6 | 28.5 | 4
1 Reference Case | 2030 | 6 | 28.7 | 3
1 Reference Case | 2030 | 6 | 28.8 | 2
1 Reference Case | 2030 | 6 | 28.9 | 2
1 Reference Case | 2030 | 6 | 29 | 2
1 Reference Case | 2030 | 6 | 29.2 | 2
1 Reference Case | 2030 | 6 | 29.3 | 4
1 Reference Case | 2030 | 6 | 29.4 | 5
1 Reference Case | 2030 | 6 | 29.5 | 2
1 Reference Case | 2030 | 6 | 29.6 | 5
1 Reference Case | 2030 | 6 | 29.7 | 3
1 Reference Case | 2030 | 6 | 29.8 | 1
1 Reference Case | 2030 | 6 | 29.9 | 3
1 Reference Case | 2030 | 6 | 30.1 | 2
1 Reference Case | 2030 | 6 | 30.3 | 2
1 Reference Case | 2030 | 6 | 30.4 | 3
1 Reference Case | 2030 | 6 | 30.5 | 3
1 Reference Case | 2030 | 6 | 30.7 | 5
1 Reference Case | 2030 | 6 | 30.8 | 3
1 Reference Case | 2030 | 6 | 31 | 1
1 Reference Case | 2030 | 6 | 31.1 | 3
1 Reference Case | 2030 | 6 | 31.2 | 1
1 Reference Case | 2030 | 6 | 31.3 | 3
1 Reference Case | 2030 | 6 | 31.4 | 2
1 Reference Case | 2030 | 6 | 31.5 | 1
1 Reference Case | 2030 | 6 | 31.6 | 4
1 Reference Case | 2030 | 6 | 31.7 | 3
1 Reference Case | 2030 | 6 | 31.8 | 1
1 Reference Case | 2030 | 6 | 31.9 | 5
1 Reference Case | 2030 | 6 | 32.1 | 2
1 Reference Case | 2030 | 6 | 32.2 | 1
1 Reference Case | 2030 | 6 | 32.4 | 1
1 Reference Case | 2030 | 6 | 32.5 | 4
1 Reference Case | 2030 | 6 | 32.6 | 2
1 Reference Case | 2030 | 6 | 32.7 | 1
1 Reference Case | 2030 | 6 | 32.9 | 1
1 Reference Case | 2030 | 6 | 33 | 1
1 Reference Case | 2030 | 6 | 33.1 | 1
1 Reference Case | 2030 | 6 | 33.2 | 1
1 Reference Case | 2030 | 6 | 33.3 | 5
1 Reference Case | 2030 | 6 | 33.4 | 4
1 Reference Case | 2030 | 6 | 33.5 | 1
1 Reference Case | 2030 | 6 | 33.6 | 2
1 Reference Case | 2030 | 6 | 33.7 | 1
1 Reference Case | 2030 | 6 | 33.8 | 2
1 Reference Case | 2030 | 6 | 33.9 | 2
1 Reference Case | 2030 | 6 | 34 | 2
1 Reference Case | 2030 | 6 | 34.2 | 1
1 Reference Case | 2030 | 6 | 34.4 | 3
1 Reference Case | 2030 | 6 | 34.7 | 2
1 Reference Case | 2030 | 6 | 34.9 | 1
1 Reference Case | 2030 | 6 | 35 | 1
1 Reference Case | 2030 | 6 | 35.1 | 2
1 Reference Case | 2030 | 6 | 35.3 | 1
1 Reference Case | 2030 | 6 | 35.5 | 3
1 Reference Case | 2030 | 6 | 35.6 | 1
1 Reference Case | 2030 | 6 | 35.7 | 1
1 Reference Case | 2030 | 6 | 36 | 2
1 Reference Case | 2030 | 6 | 36.1 | 2
1 Reference Case | 2030 | 6 | 36.2 | 1
1 Reference Case | 2030 | 6 | 36.3 | 2
1 Reference Case | 2030 | 6 | 36.4 | 1
1 Reference Case | 2030 | 6 | 36.5 | 3
1 Reference Case | 2030 | 6 | 36.9 | 2
1 Reference Case | 2030 | 6 | 37 | 1
1 Reference Case | 2030 | 6 | 37.3 | 2
1 Reference Case | 2030 | 6 | 37.6 | 1
1 Reference Case | 2030 | 6 | 37.7 | 5
1 Reference Case | 2030 | 6 | 37.8 | 2
1 Reference Case | 2030 | 6 | 38 | 1
1 Reference Case | 2030 | 6 | 38.1 | 2
1 Reference Case | 2030 | 6 | 38.2 | 3
1 Reference Case | 2030 | 6 | 38.3 | 1
1 Reference Case | 2030 | 6 | 38.4 | 2
1 Reference Case | 2030 | 6 | 38.5 | 1
1 Reference Case | 2030 | 6 | 38.6 | 1
1 Reference Case | 2030 | 6 | 38.8 | 2
1 Reference Case | 2030 | 6 | 38.9 | 3
1 Reference Case | 2030 | 6 | 39 | 1
1 Reference Case | 2030 | 6 | 39.4 | 1
1 Reference Case | 2030 | 6 | 39.9 | 1
1 Reference Case | 2030 | 6 | 40.2 | 1
1 Reference Case | 2030 | 6 | 40.3 | 1
1 Reference Case | 2030 | 6 | 40.5 | 1
1 Reference Case | 2030 | 6 | 40.7 | 1
1 Reference Case | 2030 | 6 | 40.8 | 1
1 Reference Case | 2030 | 6 | 40.9 | 1
1 Reference Case | 2030 | 6 | 41 | 2
1 Reference Case | 2030 | 6 | 41.1 | 1
1 Reference Case | 2030 | 6 | 41.3 | 1
1 Reference Case | 2030 | 6 | 41.7 | 1
1 Reference Case | 2030 | 6 | 42 | 1
1 Reference Case | 2030 | 6 | 42.2 | 1
1 Reference Case | 2030 | 6 | 42.6 | 2
1 Reference Case | 2030 | 6 | 42.7 | 1
1 Reference Case | 2030 | 6 | 42.9 | 1
1 Reference Case | 2030 | 6 | 43.3 | 1
1 Reference Case | 2030 | 6 | 43.7 | 1
1 Reference Case | 2030 | 6 | 44 | 1
1 Reference Case | 2030 | 6 | 44.9 | 1
1 Reference Case | 2030 | 6 | 45 | 2
1 Reference Case | 2030 | 6 | 45.3 | 1
1 Reference Case | 2030 | 6 | 45.6 | 1
1 Reference Case | 2030 | 6 | 45.7 | 2
1 Reference Case | 2030 | 6 | 45.9 | 2
1 Reference Case | 2030 | 6 | 46.3 | 1
1 Reference Case | 2030 | 6 | 46.4 | 1
1 Reference Case | 2030 | 6 | 46.7 | 2
1 Reference Case | 2030 | 6 | 47.2 | 1
1 Reference Case | 2030 | 6 | 47.3 | 1
1 Reference Case | 2030 | 6 | 47.8 | 2
1 Reference Case | 2030 | 6 | 48.3 | 1
1 Reference Case | 2030 | 6 | 49.4 | 1
1 Reference Case | 2030 | 6 | 49.5 | 1
1 Reference Case | 2030 | 6 | 49.7 | 1
1 Reference Case | 2030 | 6 | 49.8 | 2
1 Reference Case | 2030 | 6 | 50.1 | 1
1 Reference Case | 2030 | 6 | 50.2 | 2
1 Reference Case | 2030 | 6 | 50.8 | 2
1 Reference Case | 2030 | 6 | 51.2 | 1
1 Reference Case | 2030 | 6 | 52 | 1
1 Reference Case | 2030 | 6 | 53.4 | 1
1 Reference Case | 2030 | 6 | 53.5 | 1
1 Reference Case | 2030 | 6 | 54.3 | 1
1 Reference Case | 2030 | 6 | 55.2 | 1
1 Reference Case | 2030 | 6 | 57.1 | 1
1 Reference Case | 2030 | 6 | 58.5 | 1
1 Reference Case | 2030 | 6 | 58.9 | 1
1 Reference Case | 2030 | 6 | 59.3 | 1
1 Reference Case | 2030 | 6 | 59.6 | 1
1 Reference Case | 2030 | 6 | 59.9 | 1
1 Reference Case | 2030 | 6 | 60 | 1
1 Reference Case | 2030 | 6 | 60.9 | 1
1 Reference Case | 2030 | 6 | 61 | 1
1 Reference Case | 2030 | 6 | 61.4 | 1
1 Reference Case | 2030 | 6 | 61.6 | 1
1 Reference Case | 2030 | 6 | 65.8 | 1
1 Reference Case | 2030 | 6 | 67.7 | 1
1 Reference Case | 2030 | 6 | 69.7 | 1
1 Reference Case | 2030 | 6 | 69.8 | 1
1 Reference Case | 2030 | 6 | 70.4 | 1
1 Reference Case | 2030 | 6 | 72.7 | 1
1 Reference Case | 2030 | 6 | 75.9 | 1
1 Reference Case | 2030 | 7 | -115 | 1
1 Reference Case | 2030 | 7 | -62.5 | 1
1 Reference Case | 2030 | 7 | -59.7 | 1
1 Reference Case | 2030 | 7 | -57.9 | 1
1 Reference Case | 2030 | 7 | -57.6 | 1
1 Reference Case | 2030 | 7 | -54.5 | 1
1 Reference Case | 2030 | 7 | -53.4 | 1
1 Reference Case | 2030 | 7 | -53.3 | 1
1 Reference Case | 2030 | 7 | -52.4 | 2
1 Reference Case | 2030 | 7 | -50.9 | 1
1 Reference Case | 2030 | 7 | -50.5 | 1
1 Reference Case | 2030 | 7 | -50.4 | 1
1 Reference Case | 2030 | 7 | -50.3 | 1
1 Reference Case | 2030 | 7 | -49.7 | 1
1 Reference Case | 2030 | 7 | -49.2 | 1
1 Reference Case | 2030 | 7 | -48.7 | 1
1 Reference Case | 2030 | 7 | -47.7 | 1
1 Reference Case | 2030 | 7 | -47.1 | 1
1 Reference Case | 2030 | 7 | -46.8 | 1
1 Reference Case | 2030 | 7 | -46.3 | 1
1 Reference Case | 2030 | 7 | -46 | 1
1 Reference Case | 2030 | 7 | -45.8 | 2
1 Reference Case | 2030 | 7 | -45.7 | 1
1 Reference Case | 2030 | 7 | -45.5 | 1
1 Reference Case | 2030 | 7 | -45.2 | 1
1 Reference Case | 2030 | 7 | -45.1 | 1
1 Reference Case | 2030 | 7 | -45 | 1
1 Reference Case | 2030 | 7 | -44.4 | 1
1 Reference Case | 2030 | 7 | -43.7 | 2
1 Reference Case | 2030 | 7 | -43.4 | 1
1 Reference Case | 2030 | 7 | -43.3 | 1
1 Reference Case | 2030 | 7 | -43.1 | 1
1 Reference Case | 2030 | 7 | -42.8 | 1
1 Reference Case | 2030 | 7 | -42.7 | 1
1 Reference Case | 2030 | 7 | -42.6 | 1
1 Reference Case | 2030 | 7 | -42.3 | 2
1 Reference Case | 2030 | 7 | -41.8 | 1
1 Reference Case | 2030 | 7 | -41.6 | 2
1 Reference Case | 2030 | 7 | -40.8 | 1
1 Reference Case | 2030 | 7 | -40.6 | 3
1 Reference Case | 2030 | 7 | -40.5 | 1
1 Reference Case | 2030 | 7 | -40 | 1
1 Reference Case | 2030 | 7 | -39.8 | 1
1 Reference Case | 2030 | 7 | -39.2 | 1
1 Reference Case | 2030 | 7 | -38.4 | 2
1 Reference Case | 2030 | 7 | -38.3 | 1
1 Reference Case | 2030 | 7 | -38 | 1
1 Reference Case | 2030 | 7 | -37.9 | 1
1 Reference Case | 2030 | 7 | -37.6 | 1
1 Reference Case | 2030 | 7 | -37.5 | 1
1 Reference Case | 2030 | 7 | -37.4 | 1
1 Reference Case | 2030 | 7 | -37.3 | 1
1 Reference Case | 2030 | 7 | -37.1 | 1
1 Reference Case | 2030 | 7 | -36.9 | 2
1 Reference Case | 2030 | 7 | -36.7 | 1
1 Reference Case | 2030 | 7 | -36.6 | 1
1 Reference Case | 2030 | 7 | -36.4 | 1
1 Reference Case | 2030 | 7 | -36.3 | 3
1 Reference Case | 2030 | 7 | -36 | 1
1 Reference Case | 2030 | 7 | -35.9 | 1
1 Reference Case | 2030 | 7 | -35.7 | 1
1 Reference Case | 2030 | 7 | -35.4 | 3
1 Reference Case | 2030 | 7 | -35.2 | 1
1 Reference Case | 2030 | 7 | -35.1 | 3
1 Reference Case | 2030 | 7 | -34.7 | 1
1 Reference Case | 2030 | 7 | -34.6 | 1
1 Reference Case | 2030 | 7 | -34.5 | 1
1 Reference Case | 2030 | 7 | -34.4 | 1
1 Reference Case | 2030 | 7 | -34.2 | 3
1 Reference Case | 2030 | 7 | -34.1 | 2
1 Reference Case | 2030 | 7 | -33.8 | 1
1 Reference Case | 2030 | 7 | -33.6 | 1
1 Reference Case | 2030 | 7 | -33.5 | 1
1 Reference Case | 2030 | 7 | -33.2 | 1
1 Reference Case | 2030 | 7 | -33 | 1
1 Reference Case | 2030 | 7 | -32.9 | 1
1 Reference Case | 2030 | 7 | -32.8 | 2
1 Reference Case | 2030 | 7 | -32.7 | 1
1 Reference Case | 2030 | 7 | -32.6 | 4
1 Reference Case | 2030 | 7 | -32.5 | 1
1 Reference Case | 2030 | 7 | -32.4 | 3
1 Reference Case | 2030 | 7 | -32.3 | 1
1 Reference Case | 2030 | 7 | -32.2 | 1
1 Reference Case | 2030 | 7 | -32 | 2
1 Reference Case | 2030 | 7 | -31.8 | 1
1 Reference Case | 2030 | 7 | -31.5 | 1
1 Reference Case | 2030 | 7 | -31.4 | 2
1 Reference Case | 2030 | 7 | -31.3 | 1
1 Reference Case | 2030 | 7 | -31.2 | 1
1 Reference Case | 2030 | 7 | -31.1 | 2
1 Reference Case | 2030 | 7 | -30.9 | 1
1 Reference Case | 2030 | 7 | -30.6 | 3
1 Reference Case | 2030 | 7 | -30.5 | 1
1 Reference Case | 2030 | 7 | -30.4 | 3
1 Reference Case | 2030 | 7 | -30.3 | 1
1 Reference Case | 2030 | 7 | -30 | 1
1 Reference Case | 2030 | 7 | -29.9 | 3
1 Reference Case | 2030 | 7 | -29.6 | 1
1 Reference Case | 2030 | 7 | -29.5 | 3
1 Reference Case | 2030 | 7 | -29.3 | 2
1 Reference Case | 2030 | 7 | -29.2 | 1
1 Reference Case | 2030 | 7 | -29.1 | 3
1 Reference Case | 2030 | 7 | -29 | 1
1 Reference Case | 2030 | 7 | -28.9 | 3
1 Reference Case | 2030 | 7 | -28.7 | 2
1 Reference Case | 2030 | 7 | -28.6 | 2
1 Reference Case | 2030 | 7 | -28.5 | 2
1 Reference Case | 2030 | 7 | -28.4 | 3
1 Reference Case | 2030 | 7 | -28.1 | 3
1 Reference Case | 2030 | 7 | -28 | 1
1 Reference Case | 2030 | 7 | -27.9 | 1
1 Reference Case | 2030 | 7 | -27.8 | 2
1 Reference Case | 2030 | 7 | -27.7 | 2
1 Reference Case | 2030 | 7 | -27.5 | 1
1 Reference Case | 2030 | 7 | -27.4 | 2
1 Reference Case | 2030 | 7 | -27.3 | 1
1 Reference Case | 2030 | 7 | -27.2 | 1
1 Reference Case | 2030 | 7 | -27.1 | 2
1 Reference Case | 2030 | 7 | -26.9 | 4
1 Reference Case | 2030 | 7 | -26.8 | 1
1 Reference Case | 2030 | 7 | -26.7 | 1
1 Reference Case | 2030 | 7 | -26.6 | 2
1 Reference Case | 2030 | 7 | -26.5 | 4
1 Reference Case | 2030 | 7 | -26.4 | 1
1 Reference Case | 2030 | 7 | -26.3 | 1
1 Reference Case | 2030 | 7 | -26.1 | 3
1 Reference Case | 2030 | 7 | -25.9 | 2
1 Reference Case | 2030 | 7 | -25.8 | 2
1 Reference Case | 2030 | 7 | -25.7 | 2
1 Reference Case | 2030 | 7 | -25.6 | 1
1 Reference Case | 2030 | 7 | -25.5 | 1
1 Reference Case | 2030 | 7 | -25.4 | 1
1 Reference Case | 2030 | 7 | -25.3 | 2
1 Reference Case | 2030 | 7 | -25.2 | 3
1 Reference Case | 2030 | 7 | -24.8 | 1
1 Reference Case | 2030 | 7 | -24.6 | 2
1 Reference Case | 2030 | 7 | -24.5 | 4
1 Reference Case | 2030 | 7 | -24.4 | 2
1 Reference Case | 2030 | 7 | -24.3 | 1
1 Reference Case | 2030 | 7 | -24.2 | 3
1 Reference Case | 2030 | 7 | -24.1 | 4
1 Reference Case | 2030 | 7 | -24 | 2
1 Reference Case | 2030 | 7 | -23.9 | 1
1 Reference Case | 2030 | 7 | -23.8 | 2
1 Reference Case | 2030 | 7 | -23.7 | 5
1 Reference Case | 2030 | 7 | -23.6 | 2
1 Reference Case | 2030 | 7 | -23.5 | 3
1 Reference Case | 2030 | 7 | -23.3 | 1
1 Reference Case | 2030 | 7 | -23.2 | 2
1 Reference Case | 2030 | 7 | -23.1 | 4
1 Reference Case | 2030 | 7 | -22.9 | 3
1 Reference Case | 2030 | 7 | -22.8 | 2
1 Reference Case | 2030 | 7 | -22.7 | 1
1 Reference Case | 2030 | 7 | -22.6 | 2
1 Reference Case | 2030 | 7 | -22.5 | 1
1 Reference Case | 2030 | 7 | -22.4 | 3
1 Reference Case | 2030 | 7 | -22.2 | 3
1 Reference Case | 2030 | 7 | -22.1 | 3
1 Reference Case | 2030 | 7 | -22 | 2
1 Reference Case | 2030 | 7 | -21.9 | 1
1 Reference Case | 2030 | 7 | -21.8 | 3
1 Reference Case | 2030 | 7 | -21.7 | 2
1 Reference Case | 2030 | 7 | -21.6 | 2
1 Reference Case | 2030 | 7 | -21.5 | 8
1 Reference Case | 2030 | 7 | -21.4 | 2
1 Reference Case | 2030 | 7 | -21.3 | 5
1 Reference Case | 2030 | 7 | -21.2 | 1
1 Reference Case | 2030 | 7 | -21.1 | 4
1 Reference Case | 2030 | 7 | -21 | 3
1 Reference Case | 2030 | 7 | -20.9 | 2
1 Reference Case | 2030 | 7 | -20.8 | 5
1 Reference Case | 2030 | 7 | -20.7 | 3
1 Reference Case | 2030 | 7 | -20.6 | 2
1 Reference Case | 2030 | 7 | -20.5 | 3
1 Reference Case | 2030 | 7 | -20.3 | 4
1 Reference Case | 2030 | 7 | -20.2 | 3
1 Reference Case | 2030 | 7 | -20.1 | 3
1 Reference Case | 2030 | 7 | -20 | 3
1 Reference Case | 2030 | 7 | -19.8 | 2
1 Reference Case | 2030 | 7 | -19.6 | 3
1 Reference Case | 2030 | 7 | -19.5 | 3
1 Reference Case | 2030 | 7 | -19.4 | 1
1 Reference Case | 2030 | 7 | -19.3 | 4
1 Reference Case | 2030 | 7 | -19.2 | 1
1 Reference Case | 2030 | 7 | -19.1 | 4
1 Reference Case | 2030 | 7 | -19 | 1
1 Reference Case | 2030 | 7 | -18.9 | 3
1 Reference Case | 2030 | 7 | -18.8 | 5
1 Reference Case | 2030 | 7 | -18.7 | 2
1 Reference Case | 2030 | 7 | -18.6 | 3
1 Reference Case | 2030 | 7 | -18.5 | 2
1 Reference Case | 2030 | 7 | -18.4 | 4
1 Reference Case | 2030 | 7 | -18.3 | 3
1 Reference Case | 2030 | 7 | -18.2 | 1
1 Reference Case | 2030 | 7 | -17.9 | 1
1 Reference Case | 2030 | 7 | -17.8 | 5
1 Reference Case | 2030 | 7 | -17.7 | 3
1 Reference Case | 2030 | 7 | -17.6 | 5
1 Reference Case | 2030 | 7 | -17.5 | 2
1 Reference Case | 2030 | 7 | -17.4 | 2
1 Reference Case | 2030 | 7 | -17.3 | 3
1 Reference Case | 2030 | 7 | -17.2 | 1
1 Reference Case | 2030 | 7 | -17.1 | 3
1 Reference Case | 2030 | 7 | -17 | 4
1 Reference Case | 2030 | 7 | -16.9 | 2
1 Reference Case | 2030 | 7 | -16.8 | 4
1 Reference Case | 2030 | 7 | -16.7 | 3
1 Reference Case | 2030 | 7 | -16.6 | 2
1 Reference Case | 2030 | 7 | -16.5 | 4
1 Reference Case | 2030 | 7 | -16.4 | 1
1 Reference Case | 2030 | 7 | -16.3 | 2
1 Reference Case | 2030 | 7 | -16.2 | 5
1 Reference Case | 2030 | 7 | -16.1 | 2
1 Reference Case | 2030 | 7 | -16 | 5
1 Reference Case | 2030 | 7 | -15.9 | 3
1 Reference Case | 2030 | 7 | -15.8 | 2
1 Reference Case | 2030 | 7 | -15.7 | 3
1 Reference Case | 2030 | 7 | -15.6 | 1
1 Reference Case | 2030 | 7 | -15.5 | 1
1 Reference Case | 2030 | 7 | -15.4 | 5
1 Reference Case | 2030 | 7 | -15.3 | 1
1 Reference Case | 2030 | 7 | -15.2 | 2
1 Reference Case | 2030 | 7 | -15.1 | 2
1 Reference Case | 2030 | 7 | -15 | 2
1 Reference Case | 2030 | 7 | -14.9 | 2
1 Reference Case | 2030 | 7 | -14.8 | 2
1 Reference Case | 2030 | 7 | -14.6 | 5
1 Reference Case | 2030 | 7 | -14.5 | 1
1 Reference Case | 2030 | 7 | -14.4 | 3
1 Reference Case | 2030 | 7 | -14.3 | 5
1 Reference Case | 2030 | 7 | -14.1 | 4
1 Reference Case | 2030 | 7 | -14 | 3
1 Reference Case | 2030 | 7 | -13.9 | 2
1 Reference Case | 2030 | 7 | -13.8 | 4
1 Reference Case | 2030 | 7 | -13.7 | 4
1 Reference Case | 2030 | 7 | -13.6 | 7
1 Reference Case | 2030 | 7 | -13.5 | 3
1 Reference Case | 2030 | 7 | -13.3 | 3
1 Reference Case | 2030 | 7 | -13.2 | 1
1 Reference Case | 2030 | 7 | -12.9 | 2
1 Reference Case | 2030 | 7 | -12.8 | 2
1 Reference Case | 2030 | 7 | -12.7 | 1
1 Reference Case | 2030 | 7 | -12.6 | 2
1 Reference Case | 2030 | 7 | -12.5 | 2
1 Reference Case | 2030 | 7 | -12.4 | 1
1 Reference Case | 2030 | 7 | -12.3 | 2
1 Reference Case | 2030 | 7 | -12.1 | 2
1 Reference Case | 2030 | 7 | -12 | 2
1 Reference Case | 2030 | 7 | -11.9 | 1
1 Reference Case | 2030 | 7 | -11.8 | 1
1 Reference Case | 2030 | 7 | -11.7 | 3
1 Reference Case | 2030 | 7 | -11.6 | 4
1 Reference Case | 2030 | 7 | -11.5 | 2
1 Reference Case | 2030 | 7 | -11.4 | 2
1 Reference Case | 2030 | 7 | -11.3 | 6
1 Reference Case | 2030 | 7 | -11.2 | 1
1 Reference Case | 2030 | 7 | -11.1 | 3
1 Reference Case | 2030 | 7 | -11 | 2
1 Reference Case | 2030 | 7 | -10.9 | 2
1 Reference Case | 2030 | 7 | -10.8 | 1
1 Reference Case | 2030 | 7 | -10.7 | 3
1 Reference Case | 2030 | 7 | -10.6 | 2
1 Reference Case | 2030 | 7 | -10.5 | 2
1 Reference Case | 2030 | 7 | -10.4 | 3
1 Reference Case | 2030 | 7 | -10.3 | 1
1 Reference Case | 2030 | 7 | -9.9 | 1
1 Reference Case | 2030 | 7 | -9.7 | 2
1 Reference Case | 2030 | 7 | -9.6 | 1
1 Reference Case | 2030 | 7 | -9.4 | 1
1 Reference Case | 2030 | 7 | -9.3 | 1
1 Reference Case | 2030 | 7 | -9.2 | 2
1 Reference Case | 2030 | 7 | -9.1 | 2
1 Reference Case | 2030 | 7 | -9 | 1
1 Reference Case | 2030 | 7 | -8.9 | 2
1 Reference Case | 2030 | 7 | -8.7 | 2
1 Reference Case | 2030 | 7 | -8.6 | 4
1 Reference Case | 2030 | 7 | -8.5 | 1
1 Reference Case | 2030 | 7 | -8.4 | 1
1 Reference Case | 2030 | 7 | -8.1 | 1
1 Reference Case | 2030 | 7 | -8 | 2
1 Reference Case | 2030 | 7 | -7.8 | 1
1 Reference Case | 2030 | 7 | -7.7 | 1
1 Reference Case | 2030 | 7 | -7.5 | 1
1 Reference Case | 2030 | 7 | -7.4 | 2
1 Reference Case | 2030 | 7 | -7.2 | 3
1 Reference Case | 2030 | 7 | -7.1 | 1
1 Reference Case | 2030 | 7 | -7 | 2
1 Reference Case | 2030 | 7 | -6.8 | 3
1 Reference Case | 2030 | 7 | -6.5 | 1
1 Reference Case | 2030 | 7 | -6.1 | 1
1 Reference Case | 2030 | 7 | -5.4 | 1
1 Reference Case | 2030 | 7 | -5.3 | 1
1 Reference Case | 2030 | 7 | -5.2 | 1
1 Reference Case | 2030 | 7 | -4.9 | 2
1 Reference Case | 2030 | 7 | -4.8 | 1
1 Reference Case | 2030 | 7 | -4.3 | 1
1 Reference Case | 2030 | 7 | -3.5 | 1
1 Reference Case | 2030 | 7 | -2.9 | 1
1 Reference Case | 2030 | 7 | -1.6 | 1
1 Reference Case | 2030 | 7 | -1.2 | 1
1 Reference Case | 2030 | 7 | 3.2 | 1
1 Reference Case | 2030 | 7 | 3.4 | 1
1 Reference Case | 2030 | 7 | 3.6 | 1
1 Reference Case | 2030 | 7 | 3.8 | 1
1 Reference Case | 2030 | 7 | 4.3 | 1
1 Reference Case | 2030 | 7 | 4.5 | 2
1 Reference Case | 2030 | 7 | 4.8 | 1
1 Reference Case | 2030 | 7 | 5.7 | 4
1 Reference Case | 2030 | 7 | 6.1 | 1
1 Reference Case | 2030 | 7 | 6.2 | 1
1 Reference Case | 2030 | 7 | 6.7 | 1
1 Reference Case | 2030 | 7 | 7.1 | 2
1 Reference Case | 2030 | 7 | 7.2 | 2
1 Reference Case | 2030 | 7 | 7.3 | 2
1 Reference Case | 2030 | 7 | 7.4 | 1
1 Reference Case | 2030 | 7 | 8.2 | 1
1 Reference Case | 2030 | 7 | 8.3 | 1
1 Reference Case | 2030 | 7 | 8.5 | 1
1 Reference Case | 2030 | 7 | 8.6 | 4
1 Reference Case | 2030 | 7 | 8.7 | 2
1 Reference Case | 2030 | 7 | 8.8 | 1
1 Reference Case | 2030 | 7 | 8.9 | 2
1 Reference Case | 2030 | 7 | 9 | 1
1 Reference Case | 2030 | 7 | 9.1 | 1
1 Reference Case | 2030 | 7 | 9.5 | 2
1 Reference Case | 2030 | 7 | 9.6 | 3
1 Reference Case | 2030 | 7 | 9.7 | 3
1 Reference Case | 2030 | 7 | 9.8 | 1
1 Reference Case | 2030 | 7 | 10.1 | 2
1 Reference Case | 2030 | 7 | 10.3 | 2
1 Reference Case | 2030 | 7 | 10.4 | 2
1 Reference Case | 2030 | 7 | 10.5 | 4
1 Reference Case | 2030 | 7 | 10.6 | 3
1 Reference Case | 2030 | 7 | 10.7 | 2
1 Reference Case | 2030 | 7 | 10.9 | 1
1 Reference Case | 2030 | 7 | 11 | 1
1 Reference Case | 2030 | 7 | 11.2 | 5
1 Reference Case | 2030 | 7 | 11.3 | 1
1 Reference Case | 2030 | 7 | 11.4 | 1
1 Reference Case | 2030 | 7 | 11.5 | 1
1 Reference Case | 2030 | 7 | 11.6 | 7
1 Reference Case | 2030 | 7 | 11.7 | 1
1 Reference Case | 2030 | 7 | 11.8 | 3
1 Reference Case | 2030 | 7 | 11.9 | 5
1 Reference Case | 2030 | 7 | 12 | 1
1 Reference Case | 2030 | 7 | 12.1 | 4
1 Reference Case | 2030 | 7 | 12.3 | 1
1 Reference Case | 2030 | 7 | 12.4 | 3
1 Reference Case | 2030 | 7 | 12.5 | 3
1 Reference Case | 2030 | 7 | 12.6 | 1
1 Reference Case | 2030 | 7 | 12.9 | 4
1 Reference Case | 2030 | 7 | 13.1 | 1
1 Reference Case | 2030 | 7 | 13.2 | 1
1 Reference Case | 2030 | 7 | 13.3 | 2
1 Reference Case | 2030 | 7 | 13.4 | 1
1 Reference Case | 2030 | 7 | 13.5 | 5
1 Reference Case | 2030 | 7 | 13.6 | 1
1 Reference Case | 2030 | 7 | 13.7 | 2
1 Reference Case | 2030 | 7 | 13.8 | 1
1 Reference Case | 2030 | 7 | 13.9 | 1
1 Reference Case | 2030 | 7 | 14 | 3
1 Reference Case | 2030 | 7 | 14.1 | 5
1 Reference Case | 2030 | 7 | 14.2 | 2
1 Reference Case | 2030 | 7 | 14.3 | 2
1 Reference Case | 2030 | 7 | 14.4 | 4
1 Reference Case | 2030 | 7 | 14.5 | 4
1 Reference Case | 2030 | 7 | 14.6 | 2
1 Reference Case | 2030 | 7 | 14.7 | 1
1 Reference Case | 2030 | 7 | 14.8 | 4
1 Reference Case | 2030 | 7 | 14.9 | 4
1 Reference Case | 2030 | 7 | 15 | 2
1 Reference Case | 2030 | 7 | 15.1 | 1
1 Reference Case | 2030 | 7 | 15.2 | 1
1 Reference Case | 2030 | 7 | 15.3 | 3
1 Reference Case | 2030 | 7 | 15.4 | 1
1 Reference Case | 2030 | 7 | 15.5 | 4
1 Reference Case | 2030 | 7 | 15.6 | 1
1 Reference Case | 2030 | 7 | 15.7 | 3
1 Reference Case | 2030 | 7 | 15.8 | 4
1 Reference Case | 2030 | 7 | 15.9 | 2
1 Reference Case | 2030 | 7 | 16 | 4
1 Reference Case | 2030 | 7 | 16.1 | 3
1 Reference Case | 2030 | 7 | 16.2 | 2
1 Reference Case | 2030 | 7 | 16.3 | 3
1 Reference Case | 2030 | 7 | 16.4 | 7
1 Reference Case | 2030 | 7 | 16.5 | 2
1 Reference Case | 2030 | 7 | 16.6 | 1
1 Reference Case | 2030 | 7 | 16.8 | 1
1 Reference Case | 2030 | 7 | 16.9 | 1
1 Reference Case | 2030 | 7 | 17 | 2
1 Reference Case | 2030 | 7 | 17.1 | 2
1 Reference Case | 2030 | 7 | 17.2 | 2
1 Reference Case | 2030 | 7 | 17.3 | 1
1 Reference Case | 2030 | 7 | 17.4 | 1
1 Reference Case | 2030 | 7 | 17.5 | 3
1 Reference Case | 2030 | 7 | 17.6 | 2
1 Reference Case | 2030 | 7 | 17.7 | 4
1 Reference Case | 2030 | 7 | 17.8 | 4
1 Reference Case | 2030 | 7 | 17.9 | 4
1 Reference Case | 2030 | 7 | 18 | 1
1 Reference Case | 2030 | 7 | 18.1 | 2
1 Reference Case | 2030 | 7 | 18.3 | 2
1 Reference Case | 2030 | 7 | 18.4 | 2
1 Reference Case | 2030 | 7 | 18.5 | 5
1 Reference Case | 2030 | 7 | 18.6 | 2
1 Reference Case | 2030 | 7 | 18.7 | 2
1 Reference Case | 2030 | 7 | 18.8 | 5
1 Reference Case | 2030 | 7 | 18.9 | 1
1 Reference Case | 2030 | 7 | 19 | 3
1 Reference Case | 2030 | 7 | 19.1 | 1
1 Reference Case | 2030 | 7 | 19.2 | 5
1 Reference Case | 2030 | 7 | 19.3 | 2
1 Reference Case | 2030 | 7 | 19.4 | 2
1 Reference Case | 2030 | 7 | 19.5 | 4
1 Reference Case | 2030 | 7 | 19.6 | 4
1 Reference Case | 2030 | 7 | 19.7 | 4
1 Reference Case | 2030 | 7 | 19.8 | 3
1 Reference Case | 2030 | 7 | 20 | 3
1 Reference Case | 2030 | 7 | 20.1 | 3
1 Reference Case | 2030 | 7 | 20.3 | 1
1 Reference Case | 2030 | 7 | 20.4 | 3
1 Reference Case | 2030 | 7 | 20.5 | 4
1 Reference Case | 2030 | 7 | 20.6 | 3
1 Reference Case | 2030 | 7 | 20.7 | 2
1 Reference Case | 2030 | 7 | 20.8 | 4
1 Reference Case | 2030 | 7 | 21 | 3
1 Reference Case | 2030 | 7 | 21.1 | 1
1 Reference Case | 2030 | 7 | 21.2 | 3
1 Reference Case | 2030 | 7 | 21.3 | 4
1 Reference Case | 2030 | 7 | 21.4 | 1
1 Reference Case | 2030 | 7 | 21.5 | 3
1 Reference Case | 2030 | 7 | 21.6 | 3
1 Reference Case | 2030 | 7 | 21.7 | 6
1 Reference Case | 2030 | 7 | 21.8 | 1
1 Reference Case | 2030 | 7 | 21.9 | 2
1 Reference Case | 2030 | 7 | 22 | 1
1 Reference Case | 2030 | 7 | 22.1 | 4
1 Reference Case | 2030 | 7 | 22.2 | 5
1 Reference Case | 2030 | 7 | 22.3 | 3
1 Reference Case | 2030 | 7 | 22.5 | 1
1 Reference Case | 2030 | 7 | 22.6 | 3
1 Reference Case | 2030 | 7 | 22.7 | 1
1 Reference Case | 2030 | 7 | 22.8 | 2
1 Reference Case | 2030 | 7 | 22.9 | 3
1 Reference Case | 2030 | 7 | 23 | 3
1 Reference Case | 2030 | 7 | 23.1 | 3
1 Reference Case | 2030 | 7 | 23.2 | 2
1 Reference Case | 2030 | 7 | 23.3 | 1
1 Reference Case | 2030 | 7 | 23.4 | 1
1 Reference Case | 2030 | 7 | 23.5 | 4
1 Reference Case | 2030 | 7 | 23.6 | 3
1 Reference Case | 2030 | 7 | 23.7 | 4
1 Reference Case | 2030 | 7 | 23.8 | 1
1 Reference Case | 2030 | 7 | 23.9 | 3
1 Reference Case | 2030 | 7 | 24 | 2
1 Reference Case | 2030 | 7 | 24.1 | 2
1 Reference Case | 2030 | 7 | 24.2 | 1
1 Reference Case | 2030 | 7 | 24.3 | 3
1 Reference Case | 2030 | 7 | 24.4 | 1
1 Reference Case | 2030 | 7 | 24.5 | 4
1 Reference Case | 2030 | 7 | 24.6 | 3
1 Reference Case | 2030 | 7 | 24.7 | 3
1 Reference Case | 2030 | 7 | 24.8 | 4
1 Reference Case | 2030 | 7 | 24.9 | 2
1 Reference Case | 2030 | 7 | 25 | 2
1 Reference Case | 2030 | 7 | 25.1 | 5
1 Reference Case | 2030 | 7 | 25.2 | 2
1 Reference Case | 2030 | 7 | 25.3 | 2
1 Reference Case | 2030 | 7 | 25.5 | 1
1 Reference Case | 2030 | 7 | 25.6 | 1
1 Reference Case | 2030 | 7 | 25.7 | 1
1 Reference Case | 2030 | 7 | 25.8 | 2
1 Reference Case | 2030 | 7 | 25.9 | 3
1 Reference Case | 2030 | 7 | 26 | 3
1 Reference Case | 2030 | 7 | 26.1 | 2
1 Reference Case | 2030 | 7 | 26.2 | 4
1 Reference Case | 2030 | 7 | 26.4 | 3
1 Reference Case | 2030 | 7 | 26.5 | 4
1 Reference Case | 2030 | 7 | 26.6 | 1
1 Reference Case | 2030 | 7 | 26.7 | 2
1 Reference Case | 2030 | 7 | 26.8 | 1
1 Reference Case | 2030 | 7 | 26.9 | 2
1 Reference Case | 2030 | 7 | 27 | 2
1 Reference Case | 2030 | 7 | 27.1 | 3
1 Reference Case | 2030 | 7 | 27.2 | 4
1 Reference Case | 2030 | 7 | 27.3 | 2
1 Reference Case | 2030 | 7 | 27.4 | 2
1 Reference Case | 2030 | 7 | 27.5 | 1
1 Reference Case | 2030 | 7 | 27.6 | 1
1 Reference Case | 2030 | 7 | 27.7 | 3
1 Reference Case | 2030 | 7 | 27.8 | 2
1 Reference Case | 2030 | 7 | 28 | 1
1 Reference Case | 2030 | 7 | 28.2 | 1
1 Reference Case | 2030 | 7 | 28.3 | 1
1 Reference Case | 2030 | 7 | 28.4 | 2
1 Reference Case | 2030 | 7 | 28.8 | 1
1 Reference Case | 2030 | 7 | 29 | 1
1 Reference Case | 2030 | 7 | 29.1 | 3
1 Reference Case | 2030 | 7 | 29.2 | 3
1 Reference Case | 2030 | 7 | 29.3 | 1
1 Reference Case | 2030 | 7 | 29.4 | 4
1 Reference Case | 2030 | 7 | 29.5 | 4
1 Reference Case | 2030 | 7 | 29.7 | 3
1 Reference Case | 2030 | 7 | 29.9 | 2
1 Reference Case | 2030 | 7 | 30 | 2
1 Reference Case | 2030 | 7 | 30.1 | 1
1 Reference Case | 2030 | 7 | 30.2 | 6
1 Reference Case | 2030 | 7 | 30.5 | 1
1 Reference Case | 2030 | 7 | 30.8 | 2
1 Reference Case | 2030 | 7 | 30.9 | 2
1 Reference Case | 2030 | 7 | 31 | 2
1 Reference Case | 2030 | 7 | 31.1 | 2
1 Reference Case | 2030 | 7 | 31.2 | 1
1 Reference Case | 2030 | 7 | 31.4 | 1
1 Reference Case | 2030 | 7 | 31.5 | 4
1 Reference Case | 2030 | 7 | 31.6 | 1
1 Reference Case | 2030 | 7 | 32.2 | 2
1 Reference Case | 2030 | 7 | 32.3 | 2
1 Reference Case | 2030 | 7 | 32.4 | 1
1 Reference Case | 2030 | 7 | 32.5 | 2
1 Reference Case | 2030 | 7 | 32.6 | 1
1 Reference Case | 2030 | 7 | 32.8 | 1
1 Reference Case | 2030 | 7 | 32.9 | 1
1 Reference Case | 2030 | 7 | 33 | 3
1 Reference Case | 2030 | 7 | 33.1 | 2
1 Reference Case | 2030 | 7 | 33.2 | 2
1 Reference Case | 2030 | 7 | 33.3 | 1
1 Reference Case | 2030 | 7 | 33.4 | 1
1 Reference Case | 2030 | 7 | 33.5 | 3
1 Reference Case | 2030 | 7 | 33.8 | 1
1 Reference Case | 2030 | 7 | 34 | 2
1 Reference Case | 2030 | 7 | 34.1 | 1
1 Reference Case | 2030 | 7 | 34.3 | 1
1 Reference Case | 2030 | 7 | 34.4 | 1
1 Reference Case | 2030 | 7 | 34.5 | 2
1 Reference Case | 2030 | 7 | 34.6 | 2
1 Reference Case | 2030 | 7 | 34.7 | 1
1 Reference Case | 2030 | 7 | 34.8 | 4
1 Reference Case | 2030 | 7 | 34.9 | 3
1 Reference Case | 2030 | 7 | 35 | 1
1 Reference Case | 2030 | 7 | 35.1 | 2
1 Reference Case | 2030 | 7 | 35.4 | 2
1 Reference Case | 2030 | 7 | 35.7 | 2
1 Reference Case | 2030 | 7 | 35.8 | 1
1 Reference Case | 2030 | 7 | 35.9 | 2
1 Reference Case | 2030 | 7 | 36 | 1
1 Reference Case | 2030 | 7 | 36.1 | 1
1 Reference Case | 2030 | 7 | 36.2 | 1
1 Reference Case | 2030 | 7 | 36.6 | 1
1 Reference Case | 2030 | 7 | 36.7 | 1
1 Reference Case | 2030 | 7 | 36.8 | 1
1 Reference Case | 2030 | 7 | 36.9 | 1
1 Reference Case | 2030 | 7 | 37.1 | 1
1 Reference Case | 2030 | 7 | 37.8 | 3
1 Reference Case | 2030 | 7 | 37.9 | 2
1 Reference Case | 2030 | 7 | 38.1 | 1
1 Reference Case | 2030 | 7 | 38.2 | 2
1 Reference Case | 2030 | 7 | 38.3 | 2
1 Reference Case | 2030 | 7 | 38.6 | 1
1 Reference Case | 2030 | 7 | 38.7 | 2
1 Reference Case | 2030 | 7 | 39.3 | 1
1 Reference Case | 2030 | 7 | 39.4 | 1
1 Reference Case | 2030 | 7 | 39.5 | 2
1 Reference Case | 2030 | 7 | 39.6 | 3
1 Reference Case | 2030 | 7 | 39.7 | 2
1 Reference Case | 2030 | 7 | 39.8 | 1
1 Reference Case | 2030 | 7 | 39.9 | 2
1 Reference Case | 2030 | 7 | 40.1 | 1
1 Reference Case | 2030 | 7 | 40.3 | 2
1 Reference Case | 2030 | 7 | 40.4 | 1
1 Reference Case | 2030 | 7 | 40.7 | 1
1 Reference Case | 2030 | 7 | 40.8 | 1
1 Reference Case | 2030 | 7 | 40.9 | 1
1 Reference Case | 2030 | 7 | 41.1 | 1
1 Reference Case | 2030 | 7 | 41.2 | 3
1 Reference Case | 2030 | 7 | 41.4 | 2
1 Reference Case | 2030 | 7 | 41.5 | 2
1 Reference Case | 2030 | 7 | 41.7 | 1
1 Reference Case | 2030 | 7 | 42.2 | 1
1 Reference Case | 2030 | 7 | 42.3 | 1
1 Reference Case | 2030 | 7 | 42.6 | 1
1 Reference Case | 2030 | 7 | 43 | 1
1 Reference Case | 2030 | 7 | 43.4 | 1
1 Reference Case | 2030 | 7 | 43.6 | 2
1 Reference Case | 2030 | 7 | 43.7 | 1
1 Reference Case | 2030 | 7 | 45.5 | 2
1 Reference Case | 2030 | 7 | 45.9 | 1
1 Reference Case | 2030 | 7 | 46.1 | 1
1 Reference Case | 2030 | 7 | 46.5 | 1
1 Reference Case | 2030 | 7 | 46.6 | 1
1 Reference Case | 2030 | 7 | 46.8 | 1
1 Reference Case | 2030 | 7 | 47.1 | 1
1 Reference Case | 2030 | 7 | 47.3 | 1
1 Reference Case | 2030 | 7 | 47.8 | 1
1 Reference Case | 2030 | 7 | 48 | 1
1 Reference Case | 2030 | 7 | 48.2 | 1
1 Reference Case | 2030 | 7 | 48.6 | 2
1 Reference Case | 2030 | 7 | 49 | 1
1 Reference Case | 2030 | 7 | 49.2 | 1
1 Reference Case | 2030 | 7 | 49.3 | 1
1 Reference Case | 2030 | 7 | 50.1 | 1
1 Reference Case | 2030 | 7 | 50.2 | 1
1 Reference Case | 2030 | 7 | 50.4 | 1
1 Reference Case | 2030 | 7 | 50.5 | 1
1 Reference Case | 2030 | 7 | 50.7 | 2
1 Reference Case | 2030 | 7 | 50.9 | 1
1 Reference Case | 2030 | 7 | 51 | 1
1 Reference Case | 2030 | 7 | 51.8 | 1
1 Reference Case | 2030 | 7 | 52.5 | 1
1 Reference Case | 2030 | 7 | 53.9 | 1
1 Reference Case | 2030 | 7 | 54.4 | 1
1 Reference Case | 2030 | 7 | 54.5 | 1
1 Reference Case | 2030 | 7 | 55.2 | 1
1 Reference Case | 2030 | 7 | 56.8 | 1
1 Reference Case | 2030 | 7 | 57.3 | 1
1 Reference Case | 2030 | 7 | 58.3 | 1
1 Reference Case | 2030 | 7 | 58.6 | 1
1 Reference Case | 2030 | 7 | 58.8 | 1
1 Reference Case | 2030 | 7 | 59.2 | 1
1 Reference Case | 2030 | 7 | 59.8 | 1
1 Reference Case | 2030 | 7 | 60.3 | 1
1 Reference Case | 2030 | 7 | 60.5 | 1
1 Reference Case | 2030 | 7 | 68 | 1
1 Reference Case | 2030 | 7 | 73.6 | 1
1 Reference Case | 2030 | 7 | 76.4 | 1
1 Reference Case | 2030 | 7 | 77.3 | 1
1 Reference Case | 2030 | 7 | 77.4 | 1
1 Reference Case | 2030 | 7 | 78.4 | 1
1 Reference Case | 2030 | 7 | 80.8 | 1
1 Reference Case | 2030 | 7 | 163.2 | 1
1 Reference Case | 2030 | 7 | 277.5 | 1
1 Reference Case | 2030 | 7 | 628.7 | 1
1 Reference Case | 2030 | 8 | -113.1 | 1
1 Reference Case | 2030 | 8 | -105.3 | 1
1 Reference Case | 2030 | 8 | -92.6 | 1
1 Reference Case | 2030 | 8 | -74.8 | 1
1 Reference Case | 2030 | 8 | -68.7 | 1
1 Reference Case | 2030 | 8 | -64.7 | 1
1 Reference Case | 2030 | 8 | -61.6 | 1
1 Reference Case | 2030 | 8 | -58.5 | 1
1 Reference Case | 2030 | 8 | -57.9 | 1
1 Reference Case | 2030 | 8 | -56.5 | 1
1 Reference Case | 2030 | 8 | -55.8 | 1
1 Reference Case | 2030 | 8 | -53.6 | 1
1 Reference Case | 2030 | 8 | -53.5 | 1
1 Reference Case | 2030 | 8 | -53 | 1
1 Reference Case | 2030 | 8 | -52.1 | 1
1 Reference Case | 2030 | 8 | -51.9 | 1
1 Reference Case | 2030 | 8 | -51.3 | 1
1 Reference Case | 2030 | 8 | -51.2 | 1
1 Reference Case | 2030 | 8 | -49.1 | 1
1 Reference Case | 2030 | 8 | -48.6 | 1
1 Reference Case | 2030 | 8 | -48.5 | 1
1 Reference Case | 2030 | 8 | -48.4 | 1
1 Reference Case | 2030 | 8 | -48.3 | 1
1 Reference Case | 2030 | 8 | -48.1 | 1
1 Reference Case | 2030 | 8 | -48 | 1
1 Reference Case | 2030 | 8 | -46.5 | 1
1 Reference Case | 2030 | 8 | -46.2 | 2
1 Reference Case | 2030 | 8 | -45.6 | 1
1 Reference Case | 2030 | 8 | -45.2 | 1
1 Reference Case | 2030 | 8 | -44.9 | 1
1 Reference Case | 2030 | 8 | -44.6 | 1
1 Reference Case | 2030 | 8 | -44.1 | 2
1 Reference Case | 2030 | 8 | -43.9 | 2
1 Reference Case | 2030 | 8 | -43.8 | 1
1 Reference Case | 2030 | 8 | -43.4 | 1
1 Reference Case | 2030 | 8 | -42.9 | 2
1 Reference Case | 2030 | 8 | -42.8 | 1
1 Reference Case | 2030 | 8 | -42.7 | 1
1 Reference Case | 2030 | 8 | -42.6 | 1
1 Reference Case | 2030 | 8 | -42.3 | 1
1 Reference Case | 2030 | 8 | -42.2 | 1
1 Reference Case | 2030 | 8 | -41.8 | 1
1 Reference Case | 2030 | 8 | -41 | 1
1 Reference Case | 2030 | 8 | -40.9 | 1
1 Reference Case | 2030 | 8 | -40.7 | 1
1 Reference Case | 2030 | 8 | -40.6 | 1
1 Reference Case | 2030 | 8 | -40.3 | 1
1 Reference Case | 2030 | 8 | -40.2 | 1
1 Reference Case | 2030 | 8 | -40.1 | 1
1 Reference Case | 2030 | 8 | -39.8 | 1
1 Reference Case | 2030 | 8 | -39.4 | 1
1 Reference Case | 2030 | 8 | -39.1 | 1
1 Reference Case | 2030 | 8 | -39 | 1
1 Reference Case | 2030 | 8 | -38.2 | 1
1 Reference Case | 2030 | 8 | -37.9 | 2
1 Reference Case | 2030 | 8 | -37.8 | 3
1 Reference Case | 2030 | 8 | -37.7 | 1
1 Reference Case | 2030 | 8 | -37.6 | 1
1 Reference Case | 2030 | 8 | -37.3 | 1
1 Reference Case | 2030 | 8 | -37.1 | 2
1 Reference Case | 2030 | 8 | -37 | 1
1 Reference Case | 2030 | 8 | -36.4 | 1
1 Reference Case | 2030 | 8 | -36.3 | 1
1 Reference Case | 2030 | 8 | -36.2 | 2
1 Reference Case | 2030 | 8 | -36.1 | 1
1 Reference Case | 2030 | 8 | -36 | 1
1 Reference Case | 2030 | 8 | -35.9 | 2
1 Reference Case | 2030 | 8 | -35.8 | 2
1 Reference Case | 2030 | 8 | -35.7 | 3
1 Reference Case | 2030 | 8 | -35.5 | 4
1 Reference Case | 2030 | 8 | -35.2 | 1
1 Reference Case | 2030 | 8 | -35 | 1
1 Reference Case | 2030 | 8 | -34.9 | 1
1 Reference Case | 2030 | 8 | -34.8 | 1
1 Reference Case | 2030 | 8 | -34.7 | 1
1 Reference Case | 2030 | 8 | -34.6 | 3
1 Reference Case | 2030 | 8 | -34.5 | 2
1 Reference Case | 2030 | 8 | -34.4 | 1
1 Reference Case | 2030 | 8 | -34.3 | 1
1 Reference Case | 2030 | 8 | -34.1 | 2
1 Reference Case | 2030 | 8 | -33.9 | 1
1 Reference Case | 2030 | 8 | -33.8 | 1
1 Reference Case | 2030 | 8 | -33.7 | 1
1 Reference Case | 2030 | 8 | -33.6 | 1
1 Reference Case | 2030 | 8 | -33.5 | 1
1 Reference Case | 2030 | 8 | -33.3 | 1
1 Reference Case | 2030 | 8 | -32.9 | 2
1 Reference Case | 2030 | 8 | -32.8 | 2
1 Reference Case | 2030 | 8 | -32.6 | 2
1 Reference Case | 2030 | 8 | -32.5 | 1
1 Reference Case | 2030 | 8 | -32.3 | 1
1 Reference Case | 2030 | 8 | -32.2 | 1
1 Reference Case | 2030 | 8 | -32 | 1
1 Reference Case | 2030 | 8 | -31.8 | 1
1 Reference Case | 2030 | 8 | -31.7 | 2
1 Reference Case | 2030 | 8 | -31.6 | 1
1 Reference Case | 2030 | 8 | -31.5 | 1
1 Reference Case | 2030 | 8 | -31.4 | 1
1 Reference Case | 2030 | 8 | -31.2 | 2
1 Reference Case | 2030 | 8 | -31.1 | 1
1 Reference Case | 2030 | 8 | -31 | 2
1 Reference Case | 2030 | 8 | -30.9 | 2
1 Reference Case | 2030 | 8 | -30.7 | 4
1 Reference Case | 2030 | 8 | -30.6 | 2
1 Reference Case | 2030 | 8 | -30.4 | 1
1 Reference Case | 2030 | 8 | -30.1 | 3
1 Reference Case | 2030 | 8 | -29.7 | 3
1 Reference Case | 2030 | 8 | -29.6 | 3
1 Reference Case | 2030 | 8 | -29.4 | 2
1 Reference Case | 2030 | 8 | -29.3 | 1
1 Reference Case | 2030 | 8 | -29.1 | 2
1 Reference Case | 2030 | 8 | -29 | 1
1 Reference Case | 2030 | 8 | -28.8 | 5
1 Reference Case | 2030 | 8 | -28.7 | 1
1 Reference Case | 2030 | 8 | -28.4 | 2
1 Reference Case | 2030 | 8 | -28.3 | 1
1 Reference Case | 2030 | 8 | -28.2 | 3
1 Reference Case | 2030 | 8 | -28.1 | 2
1 Reference Case | 2030 | 8 | -27.9 | 2
1 Reference Case | 2030 | 8 | -27.8 | 2
1 Reference Case | 2030 | 8 | -27.7 | 2
1 Reference Case | 2030 | 8 | -27.5 | 2
1 Reference Case | 2030 | 8 | -27.4 | 2
1 Reference Case | 2030 | 8 | -27.2 | 1
1 Reference Case | 2030 | 8 | -27.1 | 2
1 Reference Case | 2030 | 8 | -27 | 4
1 Reference Case | 2030 | 8 | -26.9 | 1
1 Reference Case | 2030 | 8 | -26.8 | 3
1 Reference Case | 2030 | 8 | -26.7 | 1
1 Reference Case | 2030 | 8 | -26.4 | 3
1 Reference Case | 2030 | 8 | -26.3 | 1
1 Reference Case | 2030 | 8 | -26 | 2
1 Reference Case | 2030 | 8 | -25.8 | 2
1 Reference Case | 2030 | 8 | -25.6 | 3
1 Reference Case | 2030 | 8 | -25.5 | 1
1 Reference Case | 2030 | 8 | -25.4 | 3
1 Reference Case | 2030 | 8 | -25.3 | 1
1 Reference Case | 2030 | 8 | -25.2 | 3
1 Reference Case | 2030 | 8 | -25.1 | 2
1 Reference Case | 2030 | 8 | -25 | 3
1 Reference Case | 2030 | 8 | -24.9 | 2
1 Reference Case | 2030 | 8 | -24.8 | 1
1 Reference Case | 2030 | 8 | -24.6 | 3
1 Reference Case | 2030 | 8 | -24.4 | 2
1 Reference Case | 2030 | 8 | -24.2 | 3
1 Reference Case | 2030 | 8 | -24.1 | 2
1 Reference Case | 2030 | 8 | -24 | 1
1 Reference Case | 2030 | 8 | -23.9 | 1
1 Reference Case | 2030 | 8 | -23.8 | 1
1 Reference Case | 2030 | 8 | -23.7 | 3
1 Reference Case | 2030 | 8 | -23.6 | 3
1 Reference Case | 2030 | 8 | -23.3 | 1
1 Reference Case | 2030 | 8 | -23.2 | 3
1 Reference Case | 2030 | 8 | -23.1 | 3
1 Reference Case | 2030 | 8 | -23 | 1
1 Reference Case | 2030 | 8 | -22.9 | 1
1 Reference Case | 2030 | 8 | -22.8 | 2
1 Reference Case | 2030 | 8 | -22.7 | 2
1 Reference Case | 2030 | 8 | -22.6 | 1
1 Reference Case | 2030 | 8 | -22.5 | 2
1 Reference Case | 2030 | 8 | -22.3 | 2
1 Reference Case | 2030 | 8 | -22.2 | 1
1 Reference Case | 2030 | 8 | -22.1 | 1
1 Reference Case | 2030 | 8 | -22 | 2
1 Reference Case | 2030 | 8 | -21.9 | 4
1 Reference Case | 2030 | 8 | -21.8 | 2
1 Reference Case | 2030 | 8 | -21.7 | 1
1 Reference Case | 2030 | 8 | -21.6 | 2
1 Reference Case | 2030 | 8 | -21.5 | 5
1 Reference Case | 2030 | 8 | -21.4 | 1
1 Reference Case | 2030 | 8 | -21.2 | 2
1 Reference Case | 2030 | 8 | -21.1 | 2
1 Reference Case | 2030 | 8 | -21 | 1
1 Reference Case | 2030 | 8 | -20.9 | 2
1 Reference Case | 2030 | 8 | -20.8 | 3
1 Reference Case | 2030 | 8 | -20.6 | 1
1 Reference Case | 2030 | 8 | -20.3 | 2
1 Reference Case | 2030 | 8 | -20.2 | 1
1 Reference Case | 2030 | 8 | -20.1 | 4
1 Reference Case | 2030 | 8 | -20 | 2
1 Reference Case | 2030 | 8 | -19.9 | 3
1 Reference Case | 2030 | 8 | -19.8 | 1
1 Reference Case | 2030 | 8 | -19.7 | 1
1 Reference Case | 2030 | 8 | -19.6 | 1
1 Reference Case | 2030 | 8 | -19.5 | 2
1 Reference Case | 2030 | 8 | -19.4 | 2
1 Reference Case | 2030 | 8 | -19.3 | 2
1 Reference Case | 2030 | 8 | -19.2 | 2
1 Reference Case | 2030 | 8 | -19.1 | 4
1 Reference Case | 2030 | 8 | -19 | 1
1 Reference Case | 2030 | 8 | -18.8 | 2
1 Reference Case | 2030 | 8 | -18.7 | 1
1 Reference Case | 2030 | 8 | -18.6 | 2
1 Reference Case | 2030 | 8 | -18.3 | 1
1 Reference Case | 2030 | 8 | -18 | 1
1 Reference Case | 2030 | 8 | -17.8 | 2
1 Reference Case | 2030 | 8 | -17.7 | 2
1 Reference Case | 2030 | 8 | -17.6 | 2
1 Reference Case | 2030 | 8 | -17.5 | 1
1 Reference Case | 2030 | 8 | -17.4 | 1
1 Reference Case | 2030 | 8 | -17.3 | 1
1 Reference Case | 2030 | 8 | -17.2 | 2
1 Reference Case | 2030 | 8 | -17.1 | 2
1 Reference Case | 2030 | 8 | -17 | 1
1 Reference Case | 2030 | 8 | -16.9 | 4
1 Reference Case | 2030 | 8 | -16.8 | 5
1 Reference Case | 2030 | 8 | -16.7 | 4
1 Reference Case | 2030 | 8 | -16.6 | 1
1 Reference Case | 2030 | 8 | -16.5 | 2
1 Reference Case | 2030 | 8 | -16.4 | 1
1 Reference Case | 2030 | 8 | -16.3 | 2
1 Reference Case | 2030 | 8 | -16.2 | 4
1 Reference Case | 2030 | 8 | -16.1 | 1
1 Reference Case | 2030 | 8 | -16 | 1
1 Reference Case | 2030 | 8 | -15.9 | 1
1 Reference Case | 2030 | 8 | -15.8 | 3
1 Reference Case | 2030 | 8 | -15.7 | 3
1 Reference Case | 2030 | 8 | -15.6 | 1
1 Reference Case | 2030 | 8 | -15.2 | 3
1 Reference Case | 2030 | 8 | -15.1 | 1
1 Reference Case | 2030 | 8 | -15 | 3
1 Reference Case | 2030 | 8 | -14.9 | 1
1 Reference Case | 2030 | 8 | -14.8 | 3
1 Reference Case | 2030 | 8 | -14.7 | 2
1 Reference Case | 2030 | 8 | -14.4 | 1
1 Reference Case | 2030 | 8 | -14.3 | 3
1 Reference Case | 2030 | 8 | -14.1 | 1
1 Reference Case | 2030 | 8 | -14 | 2
1 Reference Case | 2030 | 8 | -13.8 | 3
1 Reference Case | 2030 | 8 | -13.7 | 1
1 Reference Case | 2030 | 8 | -13.6 | 4
1 Reference Case | 2030 | 8 | -13.5 | 2
1 Reference Case | 2030 | 8 | -13.4 | 1
1 Reference Case | 2030 | 8 | -13.1 | 1
1 Reference Case | 2030 | 8 | -12.9 | 2
1 Reference Case | 2030 | 8 | -12.8 | 2
1 Reference Case | 2030 | 8 | -12.7 | 3
1 Reference Case | 2030 | 8 | -12.6 | 2
1 Reference Case | 2030 | 8 | -12.5 | 1
1 Reference Case | 2030 | 8 | -12.3 | 1
1 Reference Case | 2030 | 8 | -12.2 | 2
1 Reference Case | 2030 | 8 | -12.1 | 2
1 Reference Case | 2030 | 8 | -12 | 1
1 Reference Case | 2030 | 8 | -11.6 | 2
1 Reference Case | 2030 | 8 | -11.2 | 1
1 Reference Case | 2030 | 8 | -11 | 3
1 Reference Case | 2030 | 8 | -10.8 | 1
1 Reference Case | 2030 | 8 | -10.7 | 1
1 Reference Case | 2030 | 8 | -10.2 | 1
1 Reference Case | 2030 | 8 | -9.9 | 1
1 Reference Case | 2030 | 8 | -9.7 | 2
1 Reference Case | 2030 | 8 | -9.6 | 1
1 Reference Case | 2030 | 8 | -9.2 | 2
1 Reference Case | 2030 | 8 | -9 | 1
1 Reference Case | 2030 | 8 | -8.9 | 1
1 Reference Case | 2030 | 8 | -8.7 | 1
1 Reference Case | 2030 | 8 | -8.1 | 1
1 Reference Case | 2030 | 8 | -8 | 1
1 Reference Case | 2030 | 8 | -7.9 | 1
1 Reference Case | 2030 | 8 | -7.6 | 1
1 Reference Case | 2030 | 8 | -6.9 | 1
1 Reference Case | 2030 | 8 | -6.2 | 1
1 Reference Case | 2030 | 8 | -5.9 | 1
1 Reference Case | 2030 | 8 | -5.8 | 1
1 Reference Case | 2030 | 8 | -3.9 | 1
1 Reference Case | 2030 | 8 | -2.7 | 1
1 Reference Case | 2030 | 8 | -1.4 | 1
1 Reference Case | 2030 | 8 | -0.9 | 1
1 Reference Case | 2030 | 8 | 4.7 | 1
1 Reference Case | 2030 | 8 | 5.2 | 1
1 Reference Case | 2030 | 8 | 5.5 | 1
1 Reference Case | 2030 | 8 | 6.2 | 1
1 Reference Case | 2030 | 8 | 6.3 | 1
1 Reference Case | 2030 | 8 | 6.9 | 1
1 Reference Case | 2030 | 8 | 7 | 2
1 Reference Case | 2030 | 8 | 7.4 | 1
1 Reference Case | 2030 | 8 | 8 | 2
1 Reference Case | 2030 | 8 | 8.4 | 1
1 Reference Case | 2030 | 8 | 8.7 | 1
1 Reference Case | 2030 | 8 | 8.8 | 2
1 Reference Case | 2030 | 8 | 9 | 1
1 Reference Case | 2030 | 8 | 9.1 | 1
1 Reference Case | 2030 | 8 | 9.4 | 1
1 Reference Case | 2030 | 8 | 9.6 | 1
1 Reference Case | 2030 | 8 | 9.7 | 1
1 Reference Case | 2030 | 8 | 9.9 | 1
1 Reference Case | 2030 | 8 | 10 | 2
1 Reference Case | 2030 | 8 | 10.2 | 2
1 Reference Case | 2030 | 8 | 10.3 | 1
1 Reference Case | 2030 | 8 | 10.4 | 1
1 Reference Case | 2030 | 8 | 10.5 | 2
1 Reference Case | 2030 | 8 | 10.6 | 2
1 Reference Case | 2030 | 8 | 11 | 2
1 Reference Case | 2030 | 8 | 11.2 | 1
1 Reference Case | 2030 | 8 | 11.4 | 2
1 Reference Case | 2030 | 8 | 11.5 | 3
1 Reference Case | 2030 | 8 | 11.7 | 3
1 Reference Case | 2030 | 8 | 11.8 | 5
1 Reference Case | 2030 | 8 | 12 | 1
1 Reference Case | 2030 | 8 | 12.1 | 2
1 Reference Case | 2030 | 8 | 12.3 | 1
1 Reference Case | 2030 | 8 | 12.4 | 1
1 Reference Case | 2030 | 8 | 12.5 | 2
1 Reference Case | 2030 | 8 | 12.6 | 2
1 Reference Case | 2030 | 8 | 12.7 | 3
1 Reference Case | 2030 | 8 | 12.8 | 1
1 Reference Case | 2030 | 8 | 12.9 | 2
1 Reference Case | 2030 | 8 | 13 | 2
1 Reference Case | 2030 | 8 | 13.1 | 1
1 Reference Case | 2030 | 8 | 13.3 | 4
1 Reference Case | 2030 | 8 | 13.4 | 1
1 Reference Case | 2030 | 8 | 13.5 | 4
1 Reference Case | 2030 | 8 | 13.6 | 1
1 Reference Case | 2030 | 8 | 13.7 | 1
1 Reference Case | 2030 | 8 | 13.8 | 1
1 Reference Case | 2030 | 8 | 13.9 | 2
1 Reference Case | 2030 | 8 | 14 | 1
1 Reference Case | 2030 | 8 | 14.2 | 3
1 Reference Case | 2030 | 8 | 14.5 | 1
1 Reference Case | 2030 | 8 | 14.9 | 2
1 Reference Case | 2030 | 8 | 15 | 5
1 Reference Case | 2030 | 8 | 15.1 | 4
1 Reference Case | 2030 | 8 | 15.2 | 1
1 Reference Case | 2030 | 8 | 15.3 | 4
1 Reference Case | 2030 | 8 | 15.4 | 2
1 Reference Case | 2030 | 8 | 15.5 | 1
1 Reference Case | 2030 | 8 | 15.6 | 2
1 Reference Case | 2030 | 8 | 15.7 | 2
1 Reference Case | 2030 | 8 | 15.8 | 1
1 Reference Case | 2030 | 8 | 15.9 | 1
1 Reference Case | 2030 | 8 | 16 | 1
1 Reference Case | 2030 | 8 | 16.1 | 3
1 Reference Case | 2030 | 8 | 16.3 | 2
1 Reference Case | 2030 | 8 | 16.4 | 1
1 Reference Case | 2030 | 8 | 16.5 | 3
1 Reference Case | 2030 | 8 | 16.6 | 3
1 Reference Case | 2030 | 8 | 16.7 | 1
1 Reference Case | 2030 | 8 | 16.8 | 1
1 Reference Case | 2030 | 8 | 16.9 | 4
1 Reference Case | 2030 | 8 | 17 | 2
1 Reference Case | 2030 | 8 | 17.1 | 2
1 Reference Case | 2030 | 8 | 17.2 | 1
1 Reference Case | 2030 | 8 | 17.3 | 1
1 Reference Case | 2030 | 8 | 17.6 | 1
1 Reference Case | 2030 | 8 | 17.8 | 1
1 Reference Case | 2030 | 8 | 17.9 | 3
1 Reference Case | 2030 | 8 | 18.1 | 3
1 Reference Case | 2030 | 8 | 18.2 | 2
1 Reference Case | 2030 | 8 | 18.4 | 2
1 Reference Case | 2030 | 8 | 18.5 | 2
1 Reference Case | 2030 | 8 | 18.6 | 2
1 Reference Case | 2030 | 8 | 18.9 | 6
1 Reference Case | 2030 | 8 | 19.1 | 1
1 Reference Case | 2030 | 8 | 19.2 | 3
1 Reference Case | 2030 | 8 | 19.3 | 2
1 Reference Case | 2030 | 8 | 19.5 | 2
1 Reference Case | 2030 | 8 | 19.7 | 2
1 Reference Case | 2030 | 8 | 19.8 | 1
1 Reference Case | 2030 | 8 | 19.9 | 1
1 Reference Case | 2030 | 8 | 20 | 1
1 Reference Case | 2030 | 8 | 20.1 | 1
1 Reference Case | 2030 | 8 | 20.2 | 1
1 Reference Case | 2030 | 8 | 20.3 | 1
1 Reference Case | 2030 | 8 | 20.5 | 2
1 Reference Case | 2030 | 8 | 20.6 | 1
1 Reference Case | 2030 | 8 | 20.7 | 3
1 Reference Case | 2030 | 8 | 20.8 | 4
1 Reference Case | 2030 | 8 | 20.9 | 1
1 Reference Case | 2030 | 8 | 21 | 1
1 Reference Case | 2030 | 8 | 21.2 | 5
1 Reference Case | 2030 | 8 | 21.3 | 1
1 Reference Case | 2030 | 8 | 21.4 | 1
1 Reference Case | 2030 | 8 | 21.5 | 2
1 Reference Case | 2030 | 8 | 21.6 | 2
1 Reference Case | 2030 | 8 | 21.7 | 2
1 Reference Case | 2030 | 8 | 21.8 | 1
1 Reference Case | 2030 | 8 | 21.9 | 1
1 Reference Case | 2030 | 8 | 22 | 2
1 Reference Case | 2030 | 8 | 22.1 | 4
1 Reference Case | 2030 | 8 | 22.2 | 2
1 Reference Case | 2030 | 8 | 22.3 | 3
1 Reference Case | 2030 | 8 | 22.5 | 5
1 Reference Case | 2030 | 8 | 22.6 | 3
1 Reference Case | 2030 | 8 | 22.7 | 1
1 Reference Case | 2030 | 8 | 22.8 | 5
1 Reference Case | 2030 | 8 | 23 | 3
1 Reference Case | 2030 | 8 | 23.1 | 5
1 Reference Case | 2030 | 8 | 23.2 | 1
1 Reference Case | 2030 | 8 | 23.3 | 5
1 Reference Case | 2030 | 8 | 23.4 | 1
1 Reference Case | 2030 | 8 | 23.5 | 2
1 Reference Case | 2030 | 8 | 23.7 | 2
1 Reference Case | 2030 | 8 | 23.8 | 2
1 Reference Case | 2030 | 8 | 23.9 | 1
1 Reference Case | 2030 | 8 | 24 | 2
1 Reference Case | 2030 | 8 | 24.1 | 1
1 Reference Case | 2030 | 8 | 24.3 | 4
1 Reference Case | 2030 | 8 | 24.4 | 2
1 Reference Case | 2030 | 8 | 24.5 | 2
1 Reference Case | 2030 | 8 | 24.6 | 1
1 Reference Case | 2030 | 8 | 24.7 | 1
1 Reference Case | 2030 | 8 | 24.8 | 5
1 Reference Case | 2030 | 8 | 24.9 | 1
1 Reference Case | 2030 | 8 | 25 | 1
1 Reference Case | 2030 | 8 | 25.1 | 5
1 Reference Case | 2030 | 8 | 25.2 | 3
1 Reference Case | 2030 | 8 | 25.3 | 1
1 Reference Case | 2030 | 8 | 25.5 | 3
1 Reference Case | 2030 | 8 | 25.6 | 1
1 Reference Case | 2030 | 8 | 25.7 | 4
1 Reference Case | 2030 | 8 | 25.9 | 2
1 Reference Case | 2030 | 8 | 26.1 | 2
1 Reference Case | 2030 | 8 | 26.3 | 3
1 Reference Case | 2030 | 8 | 26.4 | 2
1 Reference Case | 2030 | 8 | 26.5 | 2
1 Reference Case | 2030 | 8 | 26.6 | 1
1 Reference Case | 2030 | 8 | 26.8 | 3
1 Reference Case | 2030 | 8 | 27.2 | 1
1 Reference Case | 2030 | 8 | 27.3 | 2
1 Reference Case | 2030 | 8 | 27.4 | 2
1 Reference Case | 2030 | 8 | 27.7 | 2
1 Reference Case | 2030 | 8 | 27.8 | 1
1 Reference Case | 2030 | 8 | 27.9 | 1
1 Reference Case | 2030 | 8 | 28.1 | 2
1 Reference Case | 2030 | 8 | 28.3 | 2
1 Reference Case | 2030 | 8 | 28.4 | 1
1 Reference Case | 2030 | 8 | 28.5 | 4
1 Reference Case | 2030 | 8 | 28.6 | 3
1 Reference Case | 2030 | 8 | 28.7 | 2
1 Reference Case | 2030 | 8 | 28.9 | 1
1 Reference Case | 2030 | 8 | 29 | 1
1 Reference Case | 2030 | 8 | 29.1 | 6
1 Reference Case | 2030 | 8 | 29.2 | 1
1 Reference Case | 2030 | 8 | 29.3 | 1
1 Reference Case | 2030 | 8 | 29.4 | 3
1 Reference Case | 2030 | 8 | 29.5 | 1
1 Reference Case | 2030 | 8 | 29.6 | 1
1 Reference Case | 2030 | 8 | 29.7 | 1
1 Reference Case | 2030 | 8 | 29.8 | 2
1 Reference Case | 2030 | 8 | 29.9 | 1
1 Reference Case | 2030 | 8 | 30 | 2
1 Reference Case | 2030 | 8 | 30.1 | 2
1 Reference Case | 2030 | 8 | 30.2 | 1
1 Reference Case | 2030 | 8 | 30.4 | 1
1 Reference Case | 2030 | 8 | 30.5 | 1
1 Reference Case | 2030 | 8 | 30.6 | 1
1 Reference Case | 2030 | 8 | 30.7 | 2
1 Reference Case | 2030 | 8 | 31 | 2
1 Reference Case | 2030 | 8 | 31.1 | 2
1 Reference Case | 2030 | 8 | 31.2 | 1
1 Reference Case | 2030 | 8 | 31.4 | 1
1 Reference Case | 2030 | 8 | 31.7 | 1
1 Reference Case | 2030 | 8 | 31.9 | 1
1 Reference Case | 2030 | 8 | 32 | 2
1 Reference Case | 2030 | 8 | 32.1 | 2
1 Reference Case | 2030 | 8 | 32.3 | 1
1 Reference Case | 2030 | 8 | 32.5 | 1
1 Reference Case | 2030 | 8 | 32.7 | 2
1 Reference Case | 2030 | 8 | 32.8 | 1
1 Reference Case | 2030 | 8 | 33 | 2
1 Reference Case | 2030 | 8 | 33.1 | 2
1 Reference Case | 2030 | 8 | 33.3 | 1
1 Reference Case | 2030 | 8 | 33.4 | 3
1 Reference Case | 2030 | 8 | 33.5 | 1
1 Reference Case | 2030 | 8 | 33.6 | 1
1 Reference Case | 2030 | 8 | 33.7 | 1
1 Reference Case | 2030 | 8 | 34.2 | 1
1 Reference Case | 2030 | 8 | 34.6 | 1
1 Reference Case | 2030 | 8 | 34.7 | 1
1 Reference Case | 2030 | 8 | 34.8 | 1
1 Reference Case | 2030 | 8 | 35 | 1
1 Reference Case | 2030 | 8 | 35.1 | 3
1 Reference Case | 2030 | 8 | 35.2 | 2
1 Reference Case | 2030 | 8 | 35.5 | 1
1 Reference Case | 2030 | 8 | 35.6 | 3
1 Reference Case | 2030 | 8 | 35.9 | 2
1 Reference Case | 2030 | 8 | 36 | 2
1 Reference Case | 2030 | 8 | 36.1 | 2
1 Reference Case | 2030 | 8 | 36.6 | 1
1 Reference Case | 2030 | 8 | 36.7 | 1
1 Reference Case | 2030 | 8 | 36.8 | 3
1 Reference Case | 2030 | 8 | 37 | 1
1 Reference Case | 2030 | 8 | 37.1 | 1
1 Reference Case | 2030 | 8 | 37.2 | 1
1 Reference Case | 2030 | 8 | 37.3 | 1
1 Reference Case | 2030 | 8 | 37.6 | 1
1 Reference Case | 2030 | 8 | 37.7 | 1
1 Reference Case | 2030 | 8 | 37.8 | 2
1 Reference Case | 2030 | 8 | 37.9 | 1
1 Reference Case | 2030 | 8 | 38.1 | 2
1 Reference Case | 2030 | 8 | 38.2 | 1
1 Reference Case | 2030 | 8 | 38.4 | 1
1 Reference Case | 2030 | 8 | 38.7 | 1
1 Reference Case | 2030 | 8 | 38.9 | 1
1 Reference Case | 2030 | 8 | 39 | 1
1 Reference Case | 2030 | 8 | 39.1 | 1
1 Reference Case | 2030 | 8 | 39.2 | 2
1 Reference Case | 2030 | 8 | 39.6 | 1
1 Reference Case | 2030 | 8 | 39.7 | 2
1 Reference Case | 2030 | 8 | 39.8 | 1
1 Reference Case | 2030 | 8 | 40 | 1
1 Reference Case | 2030 | 8 | 40.1 | 1
1 Reference Case | 2030 | 8 | 40.6 | 1
1 Reference Case | 2030 | 8 | 40.9 | 2
1 Reference Case | 2030 | 8 | 41.1 | 1
1 Reference Case | 2030 | 8 | 42.1 | 1
1 Reference Case | 2030 | 8 | 42.4 | 1
1 Reference Case | 2030 | 8 | 42.6 | 1
1 Reference Case | 2030 | 8 | 42.9 | 1
1 Reference Case | 2030 | 8 | 43.5 | 1
1 Reference Case | 2030 | 8 | 43.6 | 1
1 Reference Case | 2030 | 8 | 43.7 | 2
1 Reference Case | 2030 | 8 | 43.9 | 2
1 Reference Case | 2030 | 8 | 44 | 1
1 Reference Case | 2030 | 8 | 44.2 | 1
1 Reference Case | 2030 | 8 | 44.3 | 2
1 Reference Case | 2030 | 8 | 44.9 | 1
1 Reference Case | 2030 | 8 | 45.5 | 1
1 Reference Case | 2030 | 8 | 45.7 | 1
1 Reference Case | 2030 | 8 | 46.2 | 1
1 Reference Case | 2030 | 8 | 46.3 | 2
1 Reference Case | 2030 | 8 | 46.4 | 1
1 Reference Case | 2030 | 8 | 46.9 | 2
1 Reference Case | 2030 | 8 | 47.1 | 1
1 Reference Case | 2030 | 8 | 47.7 | 1
1 Reference Case | 2030 | 8 | 48.9 | 1
1 Reference Case | 2030 | 8 | 49.1 | 2
1 Reference Case | 2030 | 8 | 49.7 | 1
1 Reference Case | 2030 | 8 | 49.8 | 1
1 Reference Case | 2030 | 8 | 49.9 | 1
1 Reference Case | 2030 | 8 | 50 | 2
1 Reference Case | 2030 | 8 | 50.1 | 1
1 Reference Case | 2030 | 8 | 50.3 | 1
1 Reference Case | 2030 | 8 | 50.8 | 1
1 Reference Case | 2030 | 8 | 51.5 | 1
1 Reference Case | 2030 | 8 | 52.6 | 1
1 Reference Case | 2030 | 8 | 52.7 | 1
1 Reference Case | 2030 | 8 | 53 | 1
1 Reference Case | 2030 | 8 | 53.2 | 1
1 Reference Case | 2030 | 8 | 53.5 | 1
1 Reference Case | 2030 | 8 | 55.1 | 1
1 Reference Case | 2030 | 8 | 56.2 | 1
1 Reference Case | 2030 | 8 | 57.1 | 1
1 Reference Case | 2030 | 8 | 60.6 | 1
1 Reference Case | 2030 | 8 | 61.2 | 1
1 Reference Case | 2030 | 8 | 61.3 | 1
1 Reference Case | 2030 | 8 | 63.4 | 1
1 Reference Case | 2030 | 8 | 69.2 | 1
1 Reference Case | 2030 | 8 | 69.6 | 1
1 Reference Case | 2030 | 8 | 80.3 | 1
1 Reference Case | 2030 | 8 | 82.7 | 1
1 Reference Case | 2030 | 8 | 84 | 1
1 Reference Case | 2030 | 8 | 116.6 | 1
1 Reference Case | 2030 | 8 | 261.5 | 1
1 Reference Case | 2030 | 9 | -91.7 | 1
1 Reference Case | 2030 | 9 | -88.6 | 1
1 Reference Case | 2030 | 9 | -87.2 | 1
1 Reference Case | 2030 | 9 | -86.6 | 1
1 Reference Case | 2030 | 9 | -79.3 | 1
1 Reference Case | 2030 | 9 | -74.3 | 1
1 Reference Case | 2030 | 9 | -69.6 | 1
1 Reference Case | 2030 | 9 | -68.5 | 1
1 Reference Case | 2030 | 9 | -65.8 | 1
1 Reference Case | 2030 | 9 | -65.7 | 1
1 Reference Case | 2030 | 9 | -65.2 | 1
1 Reference Case | 2030 | 9 | -65.1 | 1
1 Reference Case | 2030 | 9 | -63.1 | 1
1 Reference Case | 2030 | 9 | -60.2 | 1
1 Reference Case | 2030 | 9 | -58.1 | 1
1 Reference Case | 2030 | 9 | -57.3 | 2
1 Reference Case | 2030 | 9 | -56.3 | 1
1 Reference Case | 2030 | 9 | -56.1 | 1
1 Reference Case | 2030 | 9 | -56 | 1
1 Reference Case | 2030 | 9 | -55.3 | 2
1 Reference Case | 2030 | 9 | -51.2 | 1
1 Reference Case | 2030 | 9 | -50.8 | 1
1 Reference Case | 2030 | 9 | -50.5 | 1
1 Reference Case | 2030 | 9 | -49.8 | 1
1 Reference Case | 2030 | 9 | -49.6 | 1
1 Reference Case | 2030 | 9 | -48.3 | 1
1 Reference Case | 2030 | 9 | -47.9 | 1
1 Reference Case | 2030 | 9 | -47.8 | 1
1 Reference Case | 2030 | 9 | -47.7 | 1
1 Reference Case | 2030 | 9 | -47.6 | 1
1 Reference Case | 2030 | 9 | -47 | 2
1 Reference Case | 2030 | 9 | -46.7 | 1
1 Reference Case | 2030 | 9 | -46.4 | 1
1 Reference Case | 2030 | 9 | -46 | 1
1 Reference Case | 2030 | 9 | -45.5 | 1
1 Reference Case | 2030 | 9 | -45.3 | 1
1 Reference Case | 2030 | 9 | -44.9 | 1
1 Reference Case | 2030 | 9 | -44.7 | 1
1 Reference Case | 2030 | 9 | -44.4 | 1
1 Reference Case | 2030 | 9 | -43.5 | 2
1 Reference Case | 2030 | 9 | -43.3 | 1
1 Reference Case | 2030 | 9 | -43.1 | 1
1 Reference Case | 2030 | 9 | -42.3 | 1
1 Reference Case | 2030 | 9 | -41.7 | 2
1 Reference Case | 2030 | 9 | -41.6 | 1
1 Reference Case | 2030 | 9 | -40.5 | 2
1 Reference Case | 2030 | 9 | -40.2 | 1
1 Reference Case | 2030 | 9 | -39.7 | 1
1 Reference Case | 2030 | 9 | -39.6 | 2
1 Reference Case | 2030 | 9 | -39.4 | 1
1 Reference Case | 2030 | 9 | -39.2 | 1
1 Reference Case | 2030 | 9 | -39 | 1
1 Reference Case | 2030 | 9 | -38.7 | 1
1 Reference Case | 2030 | 9 | -38.5 | 1
1 Reference Case | 2030 | 9 | -38 | 1
1 Reference Case | 2030 | 9 | -37.9 | 1
1 Reference Case | 2030 | 9 | -37.7 | 1
1 Reference Case | 2030 | 9 | -37.5 | 1
1 Reference Case | 2030 | 9 | -37.4 | 1
1 Reference Case | 2030 | 9 | -37.1 | 1
1 Reference Case | 2030 | 9 | -37 | 2
1 Reference Case | 2030 | 9 | -36.7 | 2
1 Reference Case | 2030 | 9 | -36.5 | 1
1 Reference Case | 2030 | 9 | -36.4 | 1
1 Reference Case | 2030 | 9 | -36.3 | 4
1 Reference Case | 2030 | 9 | -36.1 | 1
1 Reference Case | 2030 | 9 | -36 | 2
1 Reference Case | 2030 | 9 | -35.7 | 1
1 Reference Case | 2030 | 9 | -35.5 | 1
1 Reference Case | 2030 | 9 | -35.1 | 1
1 Reference Case | 2030 | 9 | -35 | 1
1 Reference Case | 2030 | 9 | -34.9 | 1
1 Reference Case | 2030 | 9 | -34.7 | 1
1 Reference Case | 2030 | 9 | -34.6 | 1
1 Reference Case | 2030 | 9 | -34.3 | 1
1 Reference Case | 2030 | 9 | -34 | 2
1 Reference Case | 2030 | 9 | -33.6 | 1
1 Reference Case | 2030 | 9 | -33.3 | 1
1 Reference Case | 2030 | 9 | -33.2 | 1
1 Reference Case | 2030 | 9 | -33 | 1
1 Reference Case | 2030 | 9 | -32.9 | 1
1 Reference Case | 2030 | 9 | -32.8 | 1
1 Reference Case | 2030 | 9 | -32.6 | 2
1 Reference Case | 2030 | 9 | -32.5 | 1
1 Reference Case | 2030 | 9 | -32.3 | 1
1 Reference Case | 2030 | 9 | -32.1 | 1
1 Reference Case | 2030 | 9 | -32 | 1
1 Reference Case | 2030 | 9 | -31.8 | 1
1 Reference Case | 2030 | 9 | -31.6 | 1
1 Reference Case | 2030 | 9 | -31.4 | 2
1 Reference Case | 2030 | 9 | -31.3 | 1
1 Reference Case | 2030 | 9 | -31.2 | 1
1 Reference Case | 2030 | 9 | -31 | 1
1 Reference Case | 2030 | 9 | -30.9 | 1
1 Reference Case | 2030 | 9 | -30.8 | 1
1 Reference Case | 2030 | 9 | -30.7 | 2
1 Reference Case | 2030 | 9 | -30.4 | 2
1 Reference Case | 2030 | 9 | -30.3 | 2
1 Reference Case | 2030 | 9 | -30.2 | 3
1 Reference Case | 2030 | 9 | -30 | 1
1 Reference Case | 2030 | 9 | -29.9 | 1
1 Reference Case | 2030 | 9 | -29.4 | 1
1 Reference Case | 2030 | 9 | -29.2 | 1
1 Reference Case | 2030 | 9 | -29.1 | 1
1 Reference Case | 2030 | 9 | -28.3 | 3
1 Reference Case | 2030 | 9 | -28.2 | 4
1 Reference Case | 2030 | 9 | -28 | 1
1 Reference Case | 2030 | 9 | -27.9 | 3
1 Reference Case | 2030 | 9 | -27.8 | 1
1 Reference Case | 2030 | 9 | -27.6 | 1
1 Reference Case | 2030 | 9 | -27.3 | 3
1 Reference Case | 2030 | 9 | -27.2 | 4
1 Reference Case | 2030 | 9 | -27.1 | 1
1 Reference Case | 2030 | 9 | -27 | 2
1 Reference Case | 2030 | 9 | -26.9 | 1
1 Reference Case | 2030 | 9 | -26.8 | 1
1 Reference Case | 2030 | 9 | -26.7 | 1
1 Reference Case | 2030 | 9 | -26.6 | 1
1 Reference Case | 2030 | 9 | -26.5 | 1
1 Reference Case | 2030 | 9 | -26.4 | 3
1 Reference Case | 2030 | 9 | -26.2 | 3
1 Reference Case | 2030 | 9 | -26.1 | 1
1 Reference Case | 2030 | 9 | -26 | 1
1 Reference Case | 2030 | 9 | -25.9 | 3
1 Reference Case | 2030 | 9 | -25.8 | 3
1 Reference Case | 2030 | 9 | -25.7 | 2
1 Reference Case | 2030 | 9 | -25.6 | 2
1 Reference Case | 2030 | 9 | -25.5 | 1
1 Reference Case | 2030 | 9 | -25.4 | 1
1 Reference Case | 2030 | 9 | -25.3 | 2
1 Reference Case | 2030 | 9 | -25.1 | 2
1 Reference Case | 2030 | 9 | -24.7 | 3
1 Reference Case | 2030 | 9 | -24.6 | 1
1 Reference Case | 2030 | 9 | -24.5 | 1
1 Reference Case | 2030 | 9 | -24.4 | 1
1 Reference Case | 2030 | 9 | -24.3 | 2
1 Reference Case | 2030 | 9 | -24.2 | 3
1 Reference Case | 2030 | 9 | -24.1 | 3
1 Reference Case | 2030 | 9 | -23.9 | 2
1 Reference Case | 2030 | 9 | -23.7 | 3
1 Reference Case | 2030 | 9 | -23.5 | 1
1 Reference Case | 2030 | 9 | -23.4 | 1
1 Reference Case | 2030 | 9 | -23.3 | 3
1 Reference Case | 2030 | 9 | -23.2 | 5
1 Reference Case | 2030 | 9 | -23 | 1
1 Reference Case | 2030 | 9 | -22.9 | 1
1 Reference Case | 2030 | 9 | -22.6 | 2
1 Reference Case | 2030 | 9 | -22.5 | 1
1 Reference Case | 2030 | 9 | -22.4 | 1
1 Reference Case | 2030 | 9 | -22.3 | 1
1 Reference Case | 2030 | 9 | -22.1 | 1
1 Reference Case | 2030 | 9 | -22 | 2
1 Reference Case | 2030 | 9 | -21.9 | 1
1 Reference Case | 2030 | 9 | -21.8 | 2
1 Reference Case | 2030 | 9 | -21.7 | 2
1 Reference Case | 2030 | 9 | -21.6 | 2
1 Reference Case | 2030 | 9 | -21.5 | 1
1 Reference Case | 2030 | 9 | -21.4 | 2
1 Reference Case | 2030 | 9 | -21.3 | 1
1 Reference Case | 2030 | 9 | -21.1 | 1
1 Reference Case | 2030 | 9 | -21 | 1
1 Reference Case | 2030 | 9 | -20.9 | 1
1 Reference Case | 2030 | 9 | -20.8 | 2
1 Reference Case | 2030 | 9 | -20.7 | 2
1 Reference Case | 2030 | 9 | -20.5 | 1
1 Reference Case | 2030 | 9 | -20.3 | 1
1 Reference Case | 2030 | 9 | -20 | 1
1 Reference Case | 2030 | 9 | -19.9 | 1
1 Reference Case | 2030 | 9 | -19.8 | 2
1 Reference Case | 2030 | 9 | -19.6 | 2
1 Reference Case | 2030 | 9 | -19.5 | 1
1 Reference Case | 2030 | 9 | -19.4 | 1
1 Reference Case | 2030 | 9 | -19.3 | 2
1 Reference Case | 2030 | 9 | -19.1 | 1
1 Reference Case | 2030 | 9 | -19 | 1
1 Reference Case | 2030 | 9 | -18.9 | 1
1 Reference Case | 2030 | 9 | -18.8 | 3
1 Reference Case | 2030 | 9 | -18.6 | 1
1 Reference Case | 2030 | 9 | -18.5 | 1
1 Reference Case | 2030 | 9 | -18.4 | 2
1 Reference Case | 2030 | 9 | -18.3 | 3
1 Reference Case | 2030 | 9 | -18.1 | 1
1 Reference Case | 2030 | 9 | -18 | 1
1 Reference Case | 2030 | 9 | -17.9 | 1
1 Reference Case | 2030 | 9 | -17.8 | 4
1 Reference Case | 2030 | 9 | -17.7 | 1
1 Reference Case | 2030 | 9 | -17.6 | 2
1 Reference Case | 2030 | 9 | -17.5 | 1
1 Reference Case | 2030 | 9 | -17.4 | 2
1 Reference Case | 2030 | 9 | -17.2 | 2
1 Reference Case | 2030 | 9 | -17.1 | 4
1 Reference Case | 2030 | 9 | -17 | 2
1 Reference Case | 2030 | 9 | -16.8 | 3
1 Reference Case | 2030 | 9 | -16.7 | 1
1 Reference Case | 2030 | 9 | -16.5 | 2
1 Reference Case | 2030 | 9 | -16.4 | 1
1 Reference Case | 2030 | 9 | -16.3 | 1
1 Reference Case | 2030 | 9 | -16.2 | 2
1 Reference Case | 2030 | 9 | -16.1 | 1
1 Reference Case | 2030 | 9 | -16 | 1
1 Reference Case | 2030 | 9 | -15.8 | 2
1 Reference Case | 2030 | 9 | -15.7 | 2
1 Reference Case | 2030 | 9 | -15.6 | 1
1 Reference Case | 2030 | 9 | -15.5 | 1
1 Reference Case | 2030 | 9 | -15.4 | 2
1 Reference Case | 2030 | 9 | -15.3 | 1
1 Reference Case | 2030 | 9 | -15.2 | 1
1 Reference Case | 2030 | 9 | -15 | 1
1 Reference Case | 2030 | 9 | -14.9 | 2
1 Reference Case | 2030 | 9 | -14.8 | 2
1 Reference Case | 2030 | 9 | -14.6 | 1
1 Reference Case | 2030 | 9 | -14.4 | 1
1 Reference Case | 2030 | 9 | -14.3 | 2
1 Reference Case | 2030 | 9 | -13.9 | 2
1 Reference Case | 2030 | 9 | -13.4 | 1
1 Reference Case | 2030 | 9 | -13.1 | 1
1 Reference Case | 2030 | 9 | -13 | 1
1 Reference Case | 2030 | 9 | -12.7 | 1
1 Reference Case | 2030 | 9 | -12.6 | 1
1 Reference Case | 2030 | 9 | -12.4 | 3
1 Reference Case | 2030 | 9 | -12.2 | 2
1 Reference Case | 2030 | 9 | -12.1 | 1
1 Reference Case | 2030 | 9 | -11.9 | 1
1 Reference Case | 2030 | 9 | -11.7 | 1
1 Reference Case | 2030 | 9 | -11.3 | 2
1 Reference Case | 2030 | 9 | -11 | 2
1 Reference Case | 2030 | 9 | -10.7 | 1
1 Reference Case | 2030 | 9 | -10.4 | 1
1 Reference Case | 2030 | 9 | -10.3 | 2
1 Reference Case | 2030 | 9 | -10.1 | 1
1 Reference Case | 2030 | 9 | -9.8 | 1
1 Reference Case | 2030 | 9 | -9.7 | 2
1 Reference Case | 2030 | 9 | -9.6 | 2
1 Reference Case | 2030 | 9 | -9.1 | 1
1 Reference Case | 2030 | 9 | -8.7 | 2
1 Reference Case | 2030 | 9 | -8.4 | 1
1 Reference Case | 2030 | 9 | -8.3 | 1
1 Reference Case | 2030 | 9 | -7.6 | 1
1 Reference Case | 2030 | 9 | -7.1 | 1
1 Reference Case | 2030 | 9 | -6.7 | 1
1 Reference Case | 2030 | 9 | -6.4 | 1
1 Reference Case | 2030 | 9 | -3.9 | 1
1 Reference Case | 2030 | 9 | 6.8 | 1
1 Reference Case | 2030 | 9 | 6.9 | 1
1 Reference Case | 2030 | 9 | 7.3 | 1
1 Reference Case | 2030 | 9 | 8.2 | 2
1 Reference Case | 2030 | 9 | 8.3 | 1
1 Reference Case | 2030 | 9 | 8.5 | 1
1 Reference Case | 2030 | 9 | 9.2 | 1
1 Reference Case | 2030 | 9 | 9.8 | 2
1 Reference Case | 2030 | 9 | 9.9 | 1
1 Reference Case | 2030 | 9 | 10.5 | 1
1 Reference Case | 2030 | 9 | 10.6 | 1
1 Reference Case | 2030 | 9 | 10.8 | 1
1 Reference Case | 2030 | 9 | 11 | 1
1 Reference Case | 2030 | 9 | 11.1 | 1
1 Reference Case | 2030 | 9 | 11.3 | 1
1 Reference Case | 2030 | 9 | 11.5 | 1
1 Reference Case | 2030 | 9 | 11.7 | 2
1 Reference Case | 2030 | 9 | 11.8 | 1
1 Reference Case | 2030 | 9 | 12.1 | 1
1 Reference Case | 2030 | 9 | 12.2 | 1
1 Reference Case | 2030 | 9 | 12.3 | 1
1 Reference Case | 2030 | 9 | 12.4 | 1
1 Reference Case | 2030 | 9 | 12.6 | 2
1 Reference Case | 2030 | 9 | 12.9 | 1
1 Reference Case | 2030 | 9 | 13 | 1
1 Reference Case | 2030 | 9 | 13.3 | 2
1 Reference Case | 2030 | 9 | 13.4 | 2
1 Reference Case | 2030 | 9 | 13.5 | 1
1 Reference Case | 2030 | 9 | 13.6 | 1
1 Reference Case | 2030 | 9 | 13.7 | 1
1 Reference Case | 2030 | 9 | 13.9 | 1
1 Reference Case | 2030 | 9 | 14 | 1
1 Reference Case | 2030 | 9 | 14.3 | 1
1 Reference Case | 2030 | 9 | 14.4 | 2
1 Reference Case | 2030 | 9 | 14.6 | 1
1 Reference Case | 2030 | 9 | 14.7 | 1
1 Reference Case | 2030 | 9 | 14.9 | 1
1 Reference Case | 2030 | 9 | 15 | 2
1 Reference Case | 2030 | 9 | 15.1 | 1
1 Reference Case | 2030 | 9 | 15.2 | 1
1 Reference Case | 2030 | 9 | 15.3 | 2
1 Reference Case | 2030 | 9 | 15.4 | 2
1 Reference Case | 2030 | 9 | 15.5 | 2
1 Reference Case | 2030 | 9 | 15.6 | 1
1 Reference Case | 2030 | 9 | 15.7 | 3
1 Reference Case | 2030 | 9 | 15.9 | 2
1 Reference Case | 2030 | 9 | 16 | 1
1 Reference Case | 2030 | 9 | 16.1 | 2
1 Reference Case | 2030 | 9 | 16.2 | 1
1 Reference Case | 2030 | 9 | 16.5 | 2
1 Reference Case | 2030 | 9 | 16.6 | 1
1 Reference Case | 2030 | 9 | 16.7 | 2
1 Reference Case | 2030 | 9 | 16.9 | 1
1 Reference Case | 2030 | 9 | 17 | 1
1 Reference Case | 2030 | 9 | 17.1 | 3
1 Reference Case | 2030 | 9 | 17.2 | 1
1 Reference Case | 2030 | 9 | 17.3 | 2
1 Reference Case | 2030 | 9 | 17.4 | 1
1 Reference Case | 2030 | 9 | 17.5 | 1
1 Reference Case | 2030 | 9 | 17.6 | 2
1 Reference Case | 2030 | 9 | 17.7 | 2
1 Reference Case | 2030 | 9 | 17.8 | 1
1 Reference Case | 2030 | 9 | 18 | 2
1 Reference Case | 2030 | 9 | 18.3 | 2
1 Reference Case | 2030 | 9 | 18.4 | 2
1 Reference Case | 2030 | 9 | 18.5 | 1
1 Reference Case | 2030 | 9 | 18.8 | 2
1 Reference Case | 2030 | 9 | 18.9 | 2
1 Reference Case | 2030 | 9 | 19 | 3
1 Reference Case | 2030 | 9 | 19.2 | 1
1 Reference Case | 2030 | 9 | 19.3 | 3
1 Reference Case | 2030 | 9 | 19.4 | 1
1 Reference Case | 2030 | 9 | 19.5 | 1
1 Reference Case | 2030 | 9 | 19.6 | 2
1 Reference Case | 2030 | 9 | 19.8 | 1
1 Reference Case | 2030 | 9 | 19.9 | 2
1 Reference Case | 2030 | 9 | 20 | 1
1 Reference Case | 2030 | 9 | 20.1 | 2
1 Reference Case | 2030 | 9 | 20.2 | 3
1 Reference Case | 2030 | 9 | 20.3 | 1
1 Reference Case | 2030 | 9 | 20.4 | 1
1 Reference Case | 2030 | 9 | 20.5 | 1
1 Reference Case | 2030 | 9 | 20.6 | 1
1 Reference Case | 2030 | 9 | 20.7 | 1
1 Reference Case | 2030 | 9 | 20.9 | 3
1 Reference Case | 2030 | 9 | 21 | 1
1 Reference Case | 2030 | 9 | 21.4 | 2
1 Reference Case | 2030 | 9 | 21.5 | 1
1 Reference Case | 2030 | 9 | 21.6 | 1
1 Reference Case | 2030 | 9 | 21.8 | 3
1 Reference Case | 2030 | 9 | 21.9 | 2
1 Reference Case | 2030 | 9 | 22 | 1
1 Reference Case | 2030 | 9 | 22.1 | 3
1 Reference Case | 2030 | 9 | 22.3 | 1
1 Reference Case | 2030 | 9 | 22.5 | 1
1 Reference Case | 2030 | 9 | 22.6 | 1
1 Reference Case | 2030 | 9 | 22.7 | 3
1 Reference Case | 2030 | 9 | 22.8 | 3
1 Reference Case | 2030 | 9 | 23 | 1
1 Reference Case | 2030 | 9 | 23.2 | 1
1 Reference Case | 2030 | 9 | 23.3 | 1
1 Reference Case | 2030 | 9 | 23.5 | 1
1 Reference Case | 2030 | 9 | 23.6 | 2
1 Reference Case | 2030 | 9 | 23.7 | 2
1 Reference Case | 2030 | 9 | 24 | 1
1 Reference Case | 2030 | 9 | 24.1 | 1
1 Reference Case | 2030 | 9 | 24.2 | 2
1 Reference Case | 2030 | 9 | 24.3 | 1
1 Reference Case | 2030 | 9 | 24.4 | 1
1 Reference Case | 2030 | 9 | 24.6 | 1
1 Reference Case | 2030 | 9 | 24.8 | 1
1 Reference Case | 2030 | 9 | 24.9 | 1
1 Reference Case | 2030 | 9 | 25 | 1
1 Reference Case | 2030 | 9 | 25.1 | 1
1 Reference Case | 2030 | 9 | 25.4 | 2
1 Reference Case | 2030 | 9 | 25.5 | 2
1 Reference Case | 2030 | 9 | 25.6 | 1
1 Reference Case | 2030 | 9 | 25.7 | 1
1 Reference Case | 2030 | 9 | 25.9 | 2
1 Reference Case | 2030 | 9 | 26 | 1
1 Reference Case | 2030 | 9 | 26.1 | 1
1 Reference Case | 2030 | 9 | 26.3 | 3
1 Reference Case | 2030 | 9 | 26.4 | 1
1 Reference Case | 2030 | 9 | 26.5 | 1
1 Reference Case | 2030 | 9 | 26.6 | 1
1 Reference Case | 2030 | 9 | 26.7 | 1
1 Reference Case | 2030 | 9 | 26.8 | 1
1 Reference Case | 2030 | 9 | 26.9 | 1
1 Reference Case | 2030 | 9 | 27.1 | 2
1 Reference Case | 2030 | 9 | 27.2 | 1
1 Reference Case | 2030 | 9 | 27.3 | 2
1 Reference Case | 2030 | 9 | 27.4 | 2
1 Reference Case | 2030 | 9 | 27.5 | 1
1 Reference Case | 2030 | 9 | 27.6 | 1
1 Reference Case | 2030 | 9 | 27.7 | 1
1 Reference Case | 2030 | 9 | 28 | 2
1 Reference Case | 2030 | 9 | 28.1 | 1
1 Reference Case | 2030 | 9 | 28.3 | 1
1 Reference Case | 2030 | 9 | 28.5 | 1
1 Reference Case | 2030 | 9 | 28.6 | 1
1 Reference Case | 2030 | 9 | 28.8 | 3
1 Reference Case | 2030 | 9 | 28.9 | 1
1 Reference Case | 2030 | 9 | 29.1 | 3
1 Reference Case | 2030 | 9 | 29.4 | 1
1 Reference Case | 2030 | 9 | 29.5 | 1
1 Reference Case | 2030 | 9 | 29.6 | 2
1 Reference Case | 2030 | 9 | 29.7 | 3
1 Reference Case | 2030 | 9 | 29.8 | 1
1 Reference Case | 2030 | 9 | 29.9 | 1
1 Reference Case | 2030 | 9 | 30.2 | 1
1 Reference Case | 2030 | 9 | 30.3 | 1
1 Reference Case | 2030 | 9 | 30.5 | 2
1 Reference Case | 2030 | 9 | 30.6 | 1
1 Reference Case | 2030 | 9 | 30.9 | 1
1 Reference Case | 2030 | 9 | 31.1 | 2
1 Reference Case | 2030 | 9 | 31.2 | 1
1 Reference Case | 2030 | 9 | 31.4 | 2
1 Reference Case | 2030 | 9 | 31.5 | 1
1 Reference Case | 2030 | 9 | 31.6 | 2
1 Reference Case | 2030 | 9 | 31.7 | 3
1 Reference Case | 2030 | 9 | 31.9 | 3
1 Reference Case | 2030 | 9 | 32 | 3
1 Reference Case | 2030 | 9 | 32.1 | 2
1 Reference Case | 2030 | 9 | 32.2 | 1
1 Reference Case | 2030 | 9 | 32.3 | 1
1 Reference Case | 2030 | 9 | 32.4 | 2
1 Reference Case | 2030 | 9 | 32.6 | 1
1 Reference Case | 2030 | 9 | 32.7 | 1
1 Reference Case | 2030 | 9 | 32.8 | 2
1 Reference Case | 2030 | 9 | 32.9 | 1
1 Reference Case | 2030 | 9 | 33.3 | 3
1 Reference Case | 2030 | 9 | 33.6 | 1
1 Reference Case | 2030 | 9 | 34 | 2
1 Reference Case | 2030 | 9 | 34.1 | 1
1 Reference Case | 2030 | 9 | 34.6 | 1
1 Reference Case | 2030 | 9 | 34.8 | 1
1 Reference Case | 2030 | 9 | 35.1 | 1
1 Reference Case | 2030 | 9 | 35.3 | 2
1 Reference Case | 2030 | 9 | 35.4 | 1
1 Reference Case | 2030 | 9 | 35.7 | 1
1 Reference Case | 2030 | 9 | 35.9 | 1
1 Reference Case | 2030 | 9 | 36 | 3
1 Reference Case | 2030 | 9 | 36.3 | 1
1 Reference Case | 2030 | 9 | 36.4 | 1
1 Reference Case | 2030 | 9 | 36.7 | 1
1 Reference Case | 2030 | 9 | 36.8 | 1
1 Reference Case | 2030 | 9 | 37.2 | 1
1 Reference Case | 2030 | 9 | 37.4 | 5
1 Reference Case | 2030 | 9 | 37.6 | 1
1 Reference Case | 2030 | 9 | 37.7 | 1
1 Reference Case | 2030 | 9 | 37.9 | 2
1 Reference Case | 2030 | 9 | 38.3 | 1
1 Reference Case | 2030 | 9 | 38.4 | 1
1 Reference Case | 2030 | 9 | 38.5 | 2
1 Reference Case | 2030 | 9 | 38.7 | 1
1 Reference Case | 2030 | 9 | 38.8 | 1
1 Reference Case | 2030 | 9 | 39.3 | 2
1 Reference Case | 2030 | 9 | 39.7 | 1
1 Reference Case | 2030 | 9 | 39.9 | 2
1 Reference Case | 2030 | 9 | 40 | 1
1 Reference Case | 2030 | 9 | 40.2 | 2
1 Reference Case | 2030 | 9 | 40.4 | 1
1 Reference Case | 2030 | 9 | 40.5 | 1
1 Reference Case | 2030 | 9 | 41 | 1
1 Reference Case | 2030 | 9 | 41.3 | 1
1 Reference Case | 2030 | 9 | 41.4 | 1
1 Reference Case | 2030 | 9 | 41.6 | 1
1 Reference Case | 2030 | 9 | 41.7 | 2
1 Reference Case | 2030 | 9 | 42.3 | 1
1 Reference Case | 2030 | 9 | 42.5 | 1
1 Reference Case | 2030 | 9 | 42.7 | 2
1 Reference Case | 2030 | 9 | 43.1 | 2
1 Reference Case | 2030 | 9 | 43.8 | 1
1 Reference Case | 2030 | 9 | 44.3 | 1
1 Reference Case | 2030 | 9 | 44.5 | 1
1 Reference Case | 2030 | 9 | 44.7 | 2
1 Reference Case | 2030 | 9 | 45.1 | 1
1 Reference Case | 2030 | 9 | 46.5 | 1
1 Reference Case | 2030 | 9 | 46.8 | 1
1 Reference Case | 2030 | 9 | 47 | 1
1 Reference Case | 2030 | 9 | 47.3 | 1
1 Reference Case | 2030 | 9 | 47.4 | 1
1 Reference Case | 2030 | 9 | 47.5 | 1
1 Reference Case | 2030 | 9 | 47.8 | 1
1 Reference Case | 2030 | 9 | 48.7 | 1
1 Reference Case | 2030 | 9 | 49.2 | 1
1 Reference Case | 2030 | 9 | 49.3 | 2
1 Reference Case | 2030 | 9 | 49.4 | 1
1 Reference Case | 2030 | 9 | 49.9 | 1
1 Reference Case | 2030 | 9 | 50.3 | 1
1 Reference Case | 2030 | 9 | 50.7 | 2
1 Reference Case | 2030 | 9 | 50.8 | 1
1 Reference Case | 2030 | 9 | 51.2 | 1
1 Reference Case | 2030 | 9 | 51.7 | 1
1 Reference Case | 2030 | 9 | 53.1 | 1
1 Reference Case | 2030 | 9 | 53.7 | 1
1 Reference Case | 2030 | 9 | 54.2 | 1
1 Reference Case | 2030 | 9 | 54.3 | 1
1 Reference Case | 2030 | 9 | 54.4 | 1
1 Reference Case | 2030 | 9 | 55.3 | 1
1 Reference Case | 2030 | 9 | 55.6 | 1
1 Reference Case | 2030 | 9 | 55.8 | 1
1 Reference Case | 2030 | 9 | 56.6 | 1
1 Reference Case | 2030 | 9 | 56.7 | 1
1 Reference Case | 2030 | 9 | 57.7 | 1
1 Reference Case | 2030 | 9 | 57.9 | 1
1 Reference Case | 2030 | 9 | 59.7 | 1
1 Reference Case | 2030 | 9 | 59.9 | 1
1 Reference Case | 2030 | 9 | 60 | 1
1 Reference Case | 2030 | 9 | 60.7 | 1
1 Reference Case | 2030 | 9 | 61.3 | 1
1 Reference Case | 2030 | 9 | 61.4 | 1
1 Reference Case | 2030 | 9 | 61.7 | 1
1 Reference Case | 2030 | 9 | 62 | 1
1 Reference Case | 2030 | 9 | 63.4 | 1
1 Reference Case | 2030 | 9 | 91.3 | 1
1 Reference Case | 2030 | 9 | 126.8 | 1
1 Reference Case | 2030 | 10 | -70.8 | 1
1 Reference Case | 2030 | 10 | -68.2 | 1
1 Reference Case | 2030 | 10 | -64.9 | 1
1 Reference Case | 2030 | 10 | -64.1 | 1
1 Reference Case | 2030 | 10 | -63.9 | 1
1 Reference Case | 2030 | 10 | -62.3 | 1
1 Reference Case | 2030 | 10 | -61.6 | 1
1 Reference Case | 2030 | 10 | -60.6 | 1
1 Reference Case | 2030 | 10 | -58.3 | 1
1 Reference Case | 2030 | 10 | -57.3 | 1
1 Reference Case | 2030 | 10 | -54.9 | 1
1 Reference Case | 2030 | 10 | -54.8 | 1
1 Reference Case | 2030 | 10 | -54.5 | 1
1 Reference Case | 2030 | 10 | -53.7 | 1
1 Reference Case | 2030 | 10 | -53.4 | 1
1 Reference Case | 2030 | 10 | -52.9 | 1
1 Reference Case | 2030 | 10 | -51.8 | 1
1 Reference Case | 2030 | 10 | -51.4 | 1
1 Reference Case | 2030 | 10 | -50.1 | 1
1 Reference Case | 2030 | 10 | -49 | 1
1 Reference Case | 2030 | 10 | -48.7 | 1
1 Reference Case | 2030 | 10 | -48.4 | 1
1 Reference Case | 2030 | 10 | -48.1 | 1
1 Reference Case | 2030 | 10 | -47.5 | 1
1 Reference Case | 2030 | 10 | -45.9 | 1
1 Reference Case | 2030 | 10 | -45.7 | 1
1 Reference Case | 2030 | 10 | -45.5 | 1
1 Reference Case | 2030 | 10 | -45.4 | 1
1 Reference Case | 2030 | 10 | -45.1 | 1
1 Reference Case | 2030 | 10 | -44.7 | 1
1 Reference Case | 2030 | 10 | -44.6 | 1
1 Reference Case | 2030 | 10 | -44.4 | 1
1 Reference Case | 2030 | 10 | -44.2 | 1
1 Reference Case | 2030 | 10 | -44.1 | 2
1 Reference Case | 2030 | 10 | -43.3 | 1
1 Reference Case | 2030 | 10 | -42.3 | 1
1 Reference Case | 2030 | 10 | -41.6 | 1
1 Reference Case | 2030 | 10 | -41.5 | 1
1 Reference Case | 2030 | 10 | -41.4 | 1
1 Reference Case | 2030 | 10 | -40.7 | 1
1 Reference Case | 2030 | 10 | -40.4 | 1
1 Reference Case | 2030 | 10 | -40.2 | 2
1 Reference Case | 2030 | 10 | -40.1 | 2
1 Reference Case | 2030 | 10 | -40 | 1
1 Reference Case | 2030 | 10 | -39.9 | 1
1 Reference Case | 2030 | 10 | -39.6 | 1
1 Reference Case | 2030 | 10 | -39.4 | 1
1 Reference Case | 2030 | 10 | -39.2 | 1
1 Reference Case | 2030 | 10 | -39 | 1
1 Reference Case | 2030 | 10 | -38.7 | 1
1 Reference Case | 2030 | 10 | -38.1 | 1
1 Reference Case | 2030 | 10 | -37.8 | 2
1 Reference Case | 2030 | 10 | -37.7 | 1
1 Reference Case | 2030 | 10 | -37.5 | 1
1 Reference Case | 2030 | 10 | -37.2 | 1
1 Reference Case | 2030 | 10 | -36.8 | 1
1 Reference Case | 2030 | 10 | -36 | 1
1 Reference Case | 2030 | 10 | -35.8 | 1
1 Reference Case | 2030 | 10 | -35.7 | 2
1 Reference Case | 2030 | 10 | -35.6 | 1
1 Reference Case | 2030 | 10 | -35.5 | 1
1 Reference Case | 2030 | 10 | -35.4 | 1
1 Reference Case | 2030 | 10 | -35 | 1
1 Reference Case | 2030 | 10 | -34.5 | 1
1 Reference Case | 2030 | 10 | -34.2 | 1
1 Reference Case | 2030 | 10 | -34.1 | 2
1 Reference Case | 2030 | 10 | -33.9 | 1
1 Reference Case | 2030 | 10 | -33.7 | 1
1 Reference Case | 2030 | 10 | -33.3 | 1
1 Reference Case | 2030 | 10 | -33.2 | 1
1 Reference Case | 2030 | 10 | -33.1 | 1
1 Reference Case | 2030 | 10 | -32.7 | 1
1 Reference Case | 2030 | 10 | -32.5 | 1
1 Reference Case | 2030 | 10 | -32.2 | 1
1 Reference Case | 2030 | 10 | -32.1 | 1
1 Reference Case | 2030 | 10 | -31.9 | 1
1 Reference Case | 2030 | 10 | -31.8 | 1
1 Reference Case | 2030 | 10 | -31.5 | 2
1 Reference Case | 2030 | 10 | -30.9 | 1
1 Reference Case | 2030 | 10 | -30.8 | 1
1 Reference Case | 2030 | 10 | -30.6 | 1
1 Reference Case | 2030 | 10 | -30.3 | 1
1 Reference Case | 2030 | 10 | -29.7 | 2
1 Reference Case | 2030 | 10 | -29.5 | 1
1 Reference Case | 2030 | 10 | -29.3 | 1
1 Reference Case | 2030 | 10 | -29.1 | 1
1 Reference Case | 2030 | 10 | -29 | 1
1 Reference Case | 2030 | 10 | -28.9 | 1
1 Reference Case | 2030 | 10 | -28.8 | 1
1 Reference Case | 2030 | 10 | -28.7 | 2
1 Reference Case | 2030 | 10 | -28.4 | 1
1 Reference Case | 2030 | 10 | -28.3 | 1
1 Reference Case | 2030 | 10 | -28.2 | 1
1 Reference Case | 2030 | 10 | -27.9 | 1
1 Reference Case | 2030 | 10 | -27.8 | 2
1 Reference Case | 2030 | 10 | -27.7 | 1
1 Reference Case | 2030 | 10 | -27.6 | 2
1 Reference Case | 2030 | 10 | -27.4 | 1
1 Reference Case | 2030 | 10 | -27.2 | 2
1 Reference Case | 2030 | 10 | -27.1 | 1
1 Reference Case | 2030 | 10 | -26.9 | 1
1 Reference Case | 2030 | 10 | -26.8 | 3
1 Reference Case | 2030 | 10 | -26.5 | 1
1 Reference Case | 2030 | 10 | -26.4 | 1
1 Reference Case | 2030 | 10 | -26.3 | 1
1 Reference Case | 2030 | 10 | -26.1 | 2
1 Reference Case | 2030 | 10 | -26 | 1
1 Reference Case | 2030 | 10 | -25.8 | 1
1 Reference Case | 2030 | 10 | -25.6 | 1
1 Reference Case | 2030 | 10 | -25.4 | 1
1 Reference Case | 2030 | 10 | -25.2 | 3
1 Reference Case | 2030 | 10 | -25.1 | 3
1 Reference Case | 2030 | 10 | -25 | 2
1 Reference Case | 2030 | 10 | -24.9 | 1
1 Reference Case | 2030 | 10 | -24.8 | 3
1 Reference Case | 2030 | 10 | -24.5 | 1
1 Reference Case | 2030 | 10 | -24.4 | 1
1 Reference Case | 2030 | 10 | -24.3 | 1
1 Reference Case | 2030 | 10 | -24.2 | 1
1 Reference Case | 2030 | 10 | -24.1 | 2
1 Reference Case | 2030 | 10 | -24 | 2
1 Reference Case | 2030 | 10 | -23.9 | 2
1 Reference Case | 2030 | 10 | -23.7 | 2
1 Reference Case | 2030 | 10 | -23.5 | 1
1 Reference Case | 2030 | 10 | -23.3 | 1
1 Reference Case | 2030 | 10 | -22.9 | 1
1 Reference Case | 2030 | 10 | -22.8 | 3
1 Reference Case | 2030 | 10 | -22.6 | 2
1 Reference Case | 2030 | 10 | -22.5 | 2
1 Reference Case | 2030 | 10 | -22.2 | 1
1 Reference Case | 2030 | 10 | -22.1 | 2
1 Reference Case | 2030 | 10 | -22 | 1
1 Reference Case | 2030 | 10 | -21.7 | 1
1 Reference Case | 2030 | 10 | -21.6 | 1
1 Reference Case | 2030 | 10 | -21.4 | 2
1 Reference Case | 2030 | 10 | -21.3 | 4
1 Reference Case | 2030 | 10 | -21.1 | 1
1 Reference Case | 2030 | 10 | -21 | 5
1 Reference Case | 2030 | 10 | -20.7 | 2
1 Reference Case | 2030 | 10 | -20.6 | 1
1 Reference Case | 2030 | 10 | -20.5 | 1
1 Reference Case | 2030 | 10 | -20.4 | 3
1 Reference Case | 2030 | 10 | -20.2 | 2
1 Reference Case | 2030 | 10 | -20.1 | 1
1 Reference Case | 2030 | 10 | -19.9 | 2
1 Reference Case | 2030 | 10 | -19.7 | 1
1 Reference Case | 2030 | 10 | -19.6 | 2
1 Reference Case | 2030 | 10 | -19.5 | 1
1 Reference Case | 2030 | 10 | -19 | 1
1 Reference Case | 2030 | 10 | -18.9 | 1
1 Reference Case | 2030 | 10 | -18.8 | 3
1 Reference Case | 2030 | 10 | -18.7 | 1
1 Reference Case | 2030 | 10 | -18.5 | 1
1 Reference Case | 2030 | 10 | -18.4 | 2
1 Reference Case | 2030 | 10 | -18.2 | 1
1 Reference Case | 2030 | 10 | -18.1 | 1
1 Reference Case | 2030 | 10 | -18 | 1
1 Reference Case | 2030 | 10 | -17.8 | 3
1 Reference Case | 2030 | 10 | -17.7 | 1
1 Reference Case | 2030 | 10 | -17.6 | 1
1 Reference Case | 2030 | 10 | -17.5 | 1
1 Reference Case | 2030 | 10 | -17.4 | 2
1 Reference Case | 2030 | 10 | -17.3 | 2
1 Reference Case | 2030 | 10 | -17.2 | 1
1 Reference Case | 2030 | 10 | -17.1 | 2
1 Reference Case | 2030 | 10 | -17 | 2
1 Reference Case | 2030 | 10 | -16.5 | 1
1 Reference Case | 2030 | 10 | -16.3 | 1
1 Reference Case | 2030 | 10 | -16 | 1
1 Reference Case | 2030 | 10 | -15.8 | 1
1 Reference Case | 2030 | 10 | -15.5 | 1
1 Reference Case | 2030 | 10 | -15.4 | 1
1 Reference Case | 2030 | 10 | -15.3 | 1
1 Reference Case | 2030 | 10 | -15.2 | 2
1 Reference Case | 2030 | 10 | -14.7 | 1
1 Reference Case | 2030 | 10 | -14.2 | 1
1 Reference Case | 2030 | 10 | -14.1 | 3
1 Reference Case | 2030 | 10 | -13.7 | 1
1 Reference Case | 2030 | 10 | -13.3 | 1
1 Reference Case | 2030 | 10 | -12.9 | 1
1 Reference Case | 2030 | 10 | -12.8 | 1
1 Reference Case | 2030 | 10 | -11.7 | 1
1 Reference Case | 2030 | 10 | -11.5 | 1
1 Reference Case | 2030 | 10 | -10 | 1
1 Reference Case | 2030 | 10 | -9.1 | 1
1 Reference Case | 2030 | 10 | -8.8 | 2
1 Reference Case | 2030 | 10 | -8.4 | 1
1 Reference Case | 2030 | 10 | -7.4 | 1
1 Reference Case | 2030 | 10 | -7 | 1
1 Reference Case | 2030 | 10 | -5.8 | 1
1 Reference Case | 2030 | 10 | 3.4 | 1
1 Reference Case | 2030 | 10 | 6.1 | 1
1 Reference Case | 2030 | 10 | 8.1 | 1
1 Reference Case | 2030 | 10 | 8.9 | 2
1 Reference Case | 2030 | 10 | 9.6 | 1
1 Reference Case | 2030 | 10 | 10 | 1
1 Reference Case | 2030 | 10 | 10.4 | 1
1 Reference Case | 2030 | 10 | 10.5 | 1
1 Reference Case | 2030 | 10 | 11.4 | 1
1 Reference Case | 2030 | 10 | 11.7 | 3
1 Reference Case | 2030 | 10 | 11.8 | 1
1 Reference Case | 2030 | 10 | 12.1 | 1
1 Reference Case | 2030 | 10 | 12.7 | 1
1 Reference Case | 2030 | 10 | 12.8 | 1
1 Reference Case | 2030 | 10 | 13.2 | 1
1 Reference Case | 2030 | 10 | 13.3 | 3
1 Reference Case | 2030 | 10 | 13.5 | 1
1 Reference Case | 2030 | 10 | 13.8 | 2
1 Reference Case | 2030 | 10 | 13.9 | 1
1 Reference Case | 2030 | 10 | 14 | 1
1 Reference Case | 2030 | 10 | 14.2 | 2
1 Reference Case | 2030 | 10 | 14.3 | 1
1 Reference Case | 2030 | 10 | 14.4 | 1
1 Reference Case | 2030 | 10 | 14.6 | 1
1 Reference Case | 2030 | 10 | 14.7 | 1
1 Reference Case | 2030 | 10 | 14.9 | 1
1 Reference Case | 2030 | 10 | 15 | 2
1 Reference Case | 2030 | 10 | 15.5 | 2
1 Reference Case | 2030 | 10 | 15.6 | 1
1 Reference Case | 2030 | 10 | 15.9 | 1
1 Reference Case | 2030 | 10 | 16.5 | 2
1 Reference Case | 2030 | 10 | 16.6 | 3
1 Reference Case | 2030 | 10 | 16.7 | 2
1 Reference Case | 2030 | 10 | 16.9 | 2
1 Reference Case | 2030 | 10 | 17 | 2
1 Reference Case | 2030 | 10 | 17.1 | 1
1 Reference Case | 2030 | 10 | 17.2 | 1
1 Reference Case | 2030 | 10 | 17.3 | 1
1 Reference Case | 2030 | 10 | 17.4 | 1
1 Reference Case | 2030 | 10 | 17.5 | 2
1 Reference Case | 2030 | 10 | 17.6 | 1
1 Reference Case | 2030 | 10 | 17.7 | 1
1 Reference Case | 2030 | 10 | 17.8 | 1
1 Reference Case | 2030 | 10 | 17.9 | 1
1 Reference Case | 2030 | 10 | 18 | 1
1 Reference Case | 2030 | 10 | 18.4 | 1
1 Reference Case | 2030 | 10 | 18.5 | 2
1 Reference Case | 2030 | 10 | 18.6 | 3
1 Reference Case | 2030 | 10 | 18.8 | 1
1 Reference Case | 2030 | 10 | 18.9 | 3
1 Reference Case | 2030 | 10 | 19 | 1
1 Reference Case | 2030 | 10 | 19.2 | 2
1 Reference Case | 2030 | 10 | 19.4 | 1
1 Reference Case | 2030 | 10 | 19.5 | 3
1 Reference Case | 2030 | 10 | 19.8 | 1
1 Reference Case | 2030 | 10 | 19.9 | 1
1 Reference Case | 2030 | 10 | 20 | 2
1 Reference Case | 2030 | 10 | 20.5 | 3
1 Reference Case | 2030 | 10 | 20.6 | 1
1 Reference Case | 2030 | 10 | 20.7 | 3
1 Reference Case | 2030 | 10 | 20.9 | 1
1 Reference Case | 2030 | 10 | 21.1 | 2
1 Reference Case | 2030 | 10 | 21.2 | 2
1 Reference Case | 2030 | 10 | 21.3 | 1
1 Reference Case | 2030 | 10 | 21.6 | 2
1 Reference Case | 2030 | 10 | 21.7 | 2
1 Reference Case | 2030 | 10 | 21.8 | 2
1 Reference Case | 2030 | 10 | 22 | 3
1 Reference Case | 2030 | 10 | 22.2 | 2
1 Reference Case | 2030 | 10 | 22.3 | 1
1 Reference Case | 2030 | 10 | 22.5 | 2
1 Reference Case | 2030 | 10 | 22.7 | 2
1 Reference Case | 2030 | 10 | 22.8 | 1
1 Reference Case | 2030 | 10 | 22.9 | 1
1 Reference Case | 2030 | 10 | 23.1 | 1
1 Reference Case | 2030 | 10 | 23.2 | 2
1 Reference Case | 2030 | 10 | 23.5 | 1
1 Reference Case | 2030 | 10 | 23.8 | 1
1 Reference Case | 2030 | 10 | 24 | 1
1 Reference Case | 2030 | 10 | 24.5 | 1
1 Reference Case | 2030 | 10 | 24.6 | 2
1 Reference Case | 2030 | 10 | 24.7 | 1
1 Reference Case | 2030 | 10 | 24.8 | 1
1 Reference Case | 2030 | 10 | 24.9 | 1
1 Reference Case | 2030 | 10 | 25.2 | 1
1 Reference Case | 2030 | 10 | 25.3 | 1
1 Reference Case | 2030 | 10 | 25.4 | 2
1 Reference Case | 2030 | 10 | 25.6 | 1
1 Reference Case | 2030 | 10 | 25.8 | 3
1 Reference Case | 2030 | 10 | 26.1 | 1
1 Reference Case | 2030 | 10 | 26.2 | 1
1 Reference Case | 2030 | 10 | 26.3 | 1
1 Reference Case | 2030 | 10 | 26.4 | 2
1 Reference Case | 2030 | 10 | 26.7 | 1
1 Reference Case | 2030 | 10 | 26.9 | 2
1 Reference Case | 2030 | 10 | 27 | 2
1 Reference Case | 2030 | 10 | 27.2 | 1
1 Reference Case | 2030 | 10 | 27.6 | 1
1 Reference Case | 2030 | 10 | 27.7 | 1
1 Reference Case | 2030 | 10 | 28.4 | 2
1 Reference Case | 2030 | 10 | 28.6 | 1
1 Reference Case | 2030 | 10 | 28.7 | 2
1 Reference Case | 2030 | 10 | 28.8 | 1
1 Reference Case | 2030 | 10 | 28.9 | 3
1 Reference Case | 2030 | 10 | 29 | 2
1 Reference Case | 2030 | 10 | 29.3 | 1
1 Reference Case | 2030 | 10 | 29.7 | 3
1 Reference Case | 2030 | 10 | 29.9 | 2
1 Reference Case | 2030 | 10 | 30 | 2
1 Reference Case | 2030 | 10 | 30.3 | 1
1 Reference Case | 2030 | 10 | 30.5 | 2
1 Reference Case | 2030 | 10 | 30.8 | 1
1 Reference Case | 2030 | 10 | 31 | 1
1 Reference Case | 2030 | 10 | 31.1 | 1
1 Reference Case | 2030 | 10 | 31.2 | 1
1 Reference Case | 2030 | 10 | 31.3 | 2
1 Reference Case | 2030 | 10 | 32.1 | 1
1 Reference Case | 2030 | 10 | 32.3 | 1
1 Reference Case | 2030 | 10 | 32.5 | 1
1 Reference Case | 2030 | 10 | 32.8 | 1
1 Reference Case | 2030 | 10 | 32.9 | 1
1 Reference Case | 2030 | 10 | 33 | 1
1 Reference Case | 2030 | 10 | 33.1 | 2
1 Reference Case | 2030 | 10 | 33.3 | 1
1 Reference Case | 2030 | 10 | 33.5 | 2
1 Reference Case | 2030 | 10 | 33.6 | 1
1 Reference Case | 2030 | 10 | 33.9 | 2
1 Reference Case | 2030 | 10 | 34.2 | 2
1 Reference Case | 2030 | 10 | 34.4 | 1
1 Reference Case | 2030 | 10 | 34.9 | 1
1 Reference Case | 2030 | 10 | 35.1 | 1
1 Reference Case | 2030 | 10 | 35.2 | 1
1 Reference Case | 2030 | 10 | 35.3 | 1
1 Reference Case | 2030 | 10 | 35.4 | 1
1 Reference Case | 2030 | 10 | 35.6 | 1
1 Reference Case | 2030 | 10 | 36.1 | 1
1 Reference Case | 2030 | 10 | 36.2 | 2
1 Reference Case | 2030 | 10 | 36.7 | 1
1 Reference Case | 2030 | 10 | 36.8 | 1
1 Reference Case | 2030 | 10 | 37 | 1
1 Reference Case | 2030 | 10 | 37.1 | 1
1 Reference Case | 2030 | 10 | 37.2 | 1
1 Reference Case | 2030 | 10 | 37.3 | 2
1 Reference Case | 2030 | 10 | 37.4 | 1
1 Reference Case | 2030 | 10 | 37.8 | 1
1 Reference Case | 2030 | 10 | 38.1 | 1
1 Reference Case | 2030 | 10 | 38.3 | 1
1 Reference Case | 2030 | 10 | 38.6 | 1
1 Reference Case | 2030 | 10 | 38.9 | 1
1 Reference Case | 2030 | 10 | 39.3 | 1
1 Reference Case | 2030 | 10 | 39.6 | 1
1 Reference Case | 2030 | 10 | 39.9 | 1
1 Reference Case | 2030 | 10 | 40.3 | 1
1 Reference Case | 2030 | 10 | 41 | 1
1 Reference Case | 2030 | 10 | 41.2 | 1
1 Reference Case | 2030 | 10 | 42 | 1
1 Reference Case | 2030 | 10 | 42.7 | 1
1 Reference Case | 2030 | 10 | 42.8 | 1
1 Reference Case | 2030 | 10 | 43.7 | 1
1 Reference Case | 2030 | 10 | 44 | 1
1 Reference Case | 2030 | 10 | 44.5 | 1
1 Reference Case | 2030 | 10 | 44.9 | 1
1 Reference Case | 2030 | 10 | 45.3 | 1
1 Reference Case | 2030 | 10 | 45.8 | 1
1 Reference Case | 2030 | 10 | 46.4 | 1
1 Reference Case | 2030 | 10 | 46.7 | 1
1 Reference Case | 2030 | 10 | 47.8 | 1
1 Reference Case | 2030 | 10 | 49.5 | 1
1 Reference Case | 2030 | 10 | 50.4 | 1
1 Reference Case | 2030 | 10 | 50.5 | 1
1 Reference Case | 2030 | 10 | 50.7 | 1
1 Reference Case | 2030 | 10 | 51.1 | 2
1 Reference Case | 2030 | 10 | 51.8 | 1
1 Reference Case | 2030 | 10 | 52.9 | 1
1 Reference Case | 2030 | 10 | 53.6 | 1
1 Reference Case | 2030 | 10 | 55 | 1
1 Reference Case | 2030 | 10 | 55.1 | 1
1 Reference Case | 2030 | 10 | 55.6 | 1
1 Reference Case | 2030 | 10 | 56.3 | 1
1 Reference Case | 2030 | 10 | 60.8 | 1
1 Reference Case | 2030 | 10 | 62.9 | 1
1 Reference Case | 2030 | 10 | 63.5 | 1
1 Reference Case | 2030 | 10 | 66.3 | 1
1 Reference Case | 2030 | 10 | 67.7 | 1
1 Reference Case | 2030 | 10 | 74.9 | 1
1 Reference Case | 2030 | 10 | 76.9 | 1
1 Reference Case | 2030 | 10 | 79.9 | 1
1 Reference Case | 2030 | 10 | 81.2 | 1
1 Reference Case | 2030 | 10 | 94.4 | 1
1 Reference Case | 2030 | 10 | 117.4 | 1
1 Reference Case | 2030 | 10 | 403.3 | 1
1 Reference Case | 2030 | 11 | -117.3 | 1
1 Reference Case | 2030 | 11 | -80 | 1
1 Reference Case | 2030 | 11 | -78.6 | 1
1 Reference Case | 2030 | 11 | -77.3 | 1
1 Reference Case | 2030 | 11 | -76.5 | 1
1 Reference Case | 2030 | 11 | -73.6 | 1
1 Reference Case | 2030 | 11 | -64.5 | 1
1 Reference Case | 2030 | 11 | -63.6 | 1
1 Reference Case | 2030 | 11 | -62.8 | 1
1 Reference Case | 2030 | 11 | -62 | 1
1 Reference Case | 2030 | 11 | -60.1 | 1
1 Reference Case | 2030 | 11 | -59.9 | 1
1 Reference Case | 2030 | 11 | -57.9 | 1
1 Reference Case | 2030 | 11 | -57.1 | 1
1 Reference Case | 2030 | 11 | -56 | 1
1 Reference Case | 2030 | 11 | -54.6 | 1
1 Reference Case | 2030 | 11 | -54.5 | 1
1 Reference Case | 2030 | 11 | -53.6 | 1
1 Reference Case | 2030 | 11 | -53.1 | 1
1 Reference Case | 2030 | 11 | -51.7 | 1
1 Reference Case | 2030 | 11 | -51.2 | 1
1 Reference Case | 2030 | 11 | -51 | 1
1 Reference Case | 2030 | 11 | -50.4 | 1
1 Reference Case | 2030 | 11 | -50.2 | 1
1 Reference Case | 2030 | 11 | -49.7 | 1
1 Reference Case | 2030 | 11 | -49.6 | 1
1 Reference Case | 2030 | 11 | -49.5 | 1
1 Reference Case | 2030 | 11 | -49.4 | 1
1 Reference Case | 2030 | 11 | -48.2 | 1
1 Reference Case | 2030 | 11 | -47.7 | 2
1 Reference Case | 2030 | 11 | -47.5 | 1
1 Reference Case | 2030 | 11 | -47.3 | 1
1 Reference Case | 2030 | 11 | -47 | 1
1 Reference Case | 2030 | 11 | -46.8 | 2
1 Reference Case | 2030 | 11 | -46.3 | 1
1 Reference Case | 2030 | 11 | -45.8 | 1
1 Reference Case | 2030 | 11 | -45.7 | 1
1 Reference Case | 2030 | 11 | -45 | 1
1 Reference Case | 2030 | 11 | -44.2 | 1
1 Reference Case | 2030 | 11 | -44 | 1
1 Reference Case | 2030 | 11 | -43.8 | 1
1 Reference Case | 2030 | 11 | -43.5 | 1
1 Reference Case | 2030 | 11 | -42.5 | 1
1 Reference Case | 2030 | 11 | -42.3 | 1
1 Reference Case | 2030 | 11 | -41.3 | 1
1 Reference Case | 2030 | 11 | -40.1 | 1
1 Reference Case | 2030 | 11 | -40 | 1
1 Reference Case | 2030 | 11 | -39.6 | 2
1 Reference Case | 2030 | 11 | -39.5 | 1
1 Reference Case | 2030 | 11 | -39.2 | 1
1 Reference Case | 2030 | 11 | -39.1 | 1
1 Reference Case | 2030 | 11 | -39 | 1
1 Reference Case | 2030 | 11 | -38.8 | 1
1 Reference Case | 2030 | 11 | -38.6 | 1
1 Reference Case | 2030 | 11 | -37.7 | 1
1 Reference Case | 2030 | 11 | -37.3 | 2
1 Reference Case | 2030 | 11 | -37.2 | 1
1 Reference Case | 2030 | 11 | -37.1 | 1
1 Reference Case | 2030 | 11 | -36.8 | 1
1 Reference Case | 2030 | 11 | -36.6 | 1
1 Reference Case | 2030 | 11 | -36.5 | 1
1 Reference Case | 2030 | 11 | -36.4 | 1
1 Reference Case | 2030 | 11 | -36.2 | 1
1 Reference Case | 2030 | 11 | -35.9 | 2
1 Reference Case | 2030 | 11 | -35.5 | 1
1 Reference Case | 2030 | 11 | -35.4 | 1
1 Reference Case | 2030 | 11 | -35.2 | 1
1 Reference Case | 2030 | 11 | -34.7 | 1
1 Reference Case | 2030 | 11 | -34.4 | 1
1 Reference Case | 2030 | 11 | -34.3 | 1
1 Reference Case | 2030 | 11 | -34 | 1
1 Reference Case | 2030 | 11 | -33.8 | 1
1 Reference Case | 2030 | 11 | -33.5 | 2
1 Reference Case | 2030 | 11 | -33.1 | 1
1 Reference Case | 2030 | 11 | -33 | 1
1 Reference Case | 2030 | 11 | -32.9 | 1
1 Reference Case | 2030 | 11 | -32.7 | 2
1 Reference Case | 2030 | 11 | -32.6 | 1
1 Reference Case | 2030 | 11 | -32.3 | 1
1 Reference Case | 2030 | 11 | -31.9 | 1
1 Reference Case | 2030 | 11 | -31.8 | 1
1 Reference Case | 2030 | 11 | -31.7 | 2
1 Reference Case | 2030 | 11 | -31.6 | 2
1 Reference Case | 2030 | 11 | -31.5 | 1
1 Reference Case | 2030 | 11 | -31.3 | 2
1 Reference Case | 2030 | 11 | -31 | 1
1 Reference Case | 2030 | 11 | -30.8 | 1
1 Reference Case | 2030 | 11 | -30.7 | 2
1 Reference Case | 2030 | 11 | -30.6 | 1
1 Reference Case | 2030 | 11 | -30.3 | 2
1 Reference Case | 2030 | 11 | -30.2 | 1
1 Reference Case | 2030 | 11 | -30.1 | 1
1 Reference Case | 2030 | 11 | -30 | 1
1 Reference Case | 2030 | 11 | -29.9 | 3
1 Reference Case | 2030 | 11 | -29.5 | 1
1 Reference Case | 2030 | 11 | -29.3 | 1
1 Reference Case | 2030 | 11 | -29.1 | 1
1 Reference Case | 2030 | 11 | -29 | 1
1 Reference Case | 2030 | 11 | -28.9 | 1
1 Reference Case | 2030 | 11 | -28.7 | 1
1 Reference Case | 2030 | 11 | -28.6 | 1
1 Reference Case | 2030 | 11 | -28.4 | 1
1 Reference Case | 2030 | 11 | -28.1 | 1
1 Reference Case | 2030 | 11 | -28 | 2
1 Reference Case | 2030 | 11 | -27.9 | 2
1 Reference Case | 2030 | 11 | -27.6 | 1
1 Reference Case | 2030 | 11 | -27.4 | 2
1 Reference Case | 2030 | 11 | -27.3 | 1
1 Reference Case | 2030 | 11 | -27.1 | 2
1 Reference Case | 2030 | 11 | -27 | 1
1 Reference Case | 2030 | 11 | -26.8 | 2
1 Reference Case | 2030 | 11 | -26.3 | 2
1 Reference Case | 2030 | 11 | -26.2 | 3
1 Reference Case | 2030 | 11 | -26.1 | 1
1 Reference Case | 2030 | 11 | -25.9 | 1
1 Reference Case | 2030 | 11 | -25.7 | 1
1 Reference Case | 2030 | 11 | -25.6 | 2
1 Reference Case | 2030 | 11 | -25.5 | 1
1 Reference Case | 2030 | 11 | -25.2 | 2
1 Reference Case | 2030 | 11 | -25.1 | 2
1 Reference Case | 2030 | 11 | -24.9 | 1
1 Reference Case | 2030 | 11 | -24.8 | 1
1 Reference Case | 2030 | 11 | -24.1 | 1
1 Reference Case | 2030 | 11 | -24 | 1
1 Reference Case | 2030 | 11 | -23.9 | 1
1 Reference Case | 2030 | 11 | -23.8 | 2
1 Reference Case | 2030 | 11 | -23.6 | 1
1 Reference Case | 2030 | 11 | -23.5 | 1
1 Reference Case | 2030 | 11 | -23.2 | 1
1 Reference Case | 2030 | 11 | -23.1 | 1
1 Reference Case | 2030 | 11 | -23 | 1
1 Reference Case | 2030 | 11 | -22.8 | 1
1 Reference Case | 2030 | 11 | -22.7 | 1
1 Reference Case | 2030 | 11 | -22.4 | 1
1 Reference Case | 2030 | 11 | -22.3 | 1
1 Reference Case | 2030 | 11 | -21.9 | 1
1 Reference Case | 2030 | 11 | -21.4 | 2
1 Reference Case | 2030 | 11 | -21.2 | 1
1 Reference Case | 2030 | 11 | -21.1 | 2
1 Reference Case | 2030 | 11 | -21 | 2
1 Reference Case | 2030 | 11 | -20.8 | 2
1 Reference Case | 2030 | 11 | -20.7 | 1
1 Reference Case | 2030 | 11 | -20.6 | 2
1 Reference Case | 2030 | 11 | -20.5 | 3
1 Reference Case | 2030 | 11 | -20.4 | 1
1 Reference Case | 2030 | 11 | -20.3 | 1
1 Reference Case | 2030 | 11 | -20.2 | 1
1 Reference Case | 2030 | 11 | -20 | 2
1 Reference Case | 2030 | 11 | -19.8 | 1
1 Reference Case | 2030 | 11 | -19.7 | 1
1 Reference Case | 2030 | 11 | -19.6 | 1
1 Reference Case | 2030 | 11 | -19.5 | 1
1 Reference Case | 2030 | 11 | -19.3 | 1
1 Reference Case | 2030 | 11 | -19.1 | 2
1 Reference Case | 2030 | 11 | -19 | 1
1 Reference Case | 2030 | 11 | -18.9 | 1
1 Reference Case | 2030 | 11 | -18.6 | 1
1 Reference Case | 2030 | 11 | -18.4 | 1
1 Reference Case | 2030 | 11 | -18.1 | 1
1 Reference Case | 2030 | 11 | -17.4 | 1
1 Reference Case | 2030 | 11 | -17.2 | 1
1 Reference Case | 2030 | 11 | -17 | 1
1 Reference Case | 2030 | 11 | -16.8 | 2
1 Reference Case | 2030 | 11 | -16.7 | 3
1 Reference Case | 2030 | 11 | -16.6 | 1
1 Reference Case | 2030 | 11 | -16.5 | 1
1 Reference Case | 2030 | 11 | -16.4 | 3
1 Reference Case | 2030 | 11 | -16.2 | 1
1 Reference Case | 2030 | 11 | -15.9 | 1
1 Reference Case | 2030 | 11 | -15.5 | 1
1 Reference Case | 2030 | 11 | -13.8 | 1
1 Reference Case | 2030 | 11 | -13.2 | 1
1 Reference Case | 2030 | 11 | -12.8 | 1
1 Reference Case | 2030 | 11 | -12.4 | 1
1 Reference Case | 2030 | 11 | -12.3 | 1
1 Reference Case | 2030 | 11 | -12.1 | 1
1 Reference Case | 2030 | 11 | -11.4 | 1
1 Reference Case | 2030 | 11 | -10.4 | 1
1 Reference Case | 2030 | 11 | -10.2 | 1
1 Reference Case | 2030 | 11 | -9.1 | 1
1 Reference Case | 2030 | 11 | 7.5 | 1
1 Reference Case | 2030 | 11 | 9.8 | 1
1 Reference Case | 2030 | 11 | 10 | 1
1 Reference Case | 2030 | 11 | 11 | 1
1 Reference Case | 2030 | 11 | 11.4 | 1
1 Reference Case | 2030 | 11 | 12.5 | 1
1 Reference Case | 2030 | 11 | 12.7 | 1
1 Reference Case | 2030 | 11 | 12.9 | 1
1 Reference Case | 2030 | 11 | 14 | 1
1 Reference Case | 2030 | 11 | 14.2 | 1
1 Reference Case | 2030 | 11 | 14.3 | 2
1 Reference Case | 2030 | 11 | 14.6 | 2
1 Reference Case | 2030 | 11 | 15.6 | 3
1 Reference Case | 2030 | 11 | 16 | 2
1 Reference Case | 2030 | 11 | 16.1 | 1
1 Reference Case | 2030 | 11 | 16.3 | 1
1 Reference Case | 2030 | 11 | 16.4 | 1
1 Reference Case | 2030 | 11 | 16.6 | 1
1 Reference Case | 2030 | 11 | 16.7 | 2
1 Reference Case | 2030 | 11 | 16.8 | 1
1 Reference Case | 2030 | 11 | 17.1 | 1
1 Reference Case | 2030 | 11 | 17.2 | 3
1 Reference Case | 2030 | 11 | 17.3 | 1
1 Reference Case | 2030 | 11 | 17.7 | 1
1 Reference Case | 2030 | 11 | 18.2 | 1
1 Reference Case | 2030 | 11 | 18.4 | 3
1 Reference Case | 2030 | 11 | 18.6 | 1
1 Reference Case | 2030 | 11 | 18.7 | 1
1 Reference Case | 2030 | 11 | 19.1 | 1
1 Reference Case | 2030 | 11 | 19.2 | 1
1 Reference Case | 2030 | 11 | 19.5 | 1
1 Reference Case | 2030 | 11 | 19.6 | 1
1 Reference Case | 2030 | 11 | 20.2 | 2
1 Reference Case | 2030 | 11 | 20.3 | 1
1 Reference Case | 2030 | 11 | 20.5 | 1
1 Reference Case | 2030 | 11 | 20.8 | 1
1 Reference Case | 2030 | 11 | 20.9 | 1
1 Reference Case | 2030 | 11 | 21.3 | 1
1 Reference Case | 2030 | 11 | 21.7 | 1
1 Reference Case | 2030 | 11 | 21.8 | 1
1 Reference Case | 2030 | 11 | 21.9 | 1
1 Reference Case | 2030 | 11 | 22.2 | 1
1 Reference Case | 2030 | 11 | 22.3 | 3
1 Reference Case | 2030 | 11 | 22.4 | 2
1 Reference Case | 2030 | 11 | 22.5 | 1
1 Reference Case | 2030 | 11 | 23.1 | 1
1 Reference Case | 2030 | 11 | 23.5 | 1
1 Reference Case | 2030 | 11 | 23.6 | 1
1 Reference Case | 2030 | 11 | 23.7 | 2
1 Reference Case | 2030 | 11 | 23.8 | 2
1 Reference Case | 2030 | 11 | 24.2 | 2
1 Reference Case | 2030 | 11 | 24.7 | 2
1 Reference Case | 2030 | 11 | 24.9 | 2
1 Reference Case | 2030 | 11 | 25.2 | 2
1 Reference Case | 2030 | 11 | 25.3 | 1
1 Reference Case | 2030 | 11 | 25.9 | 2
1 Reference Case | 2030 | 11 | 26.2 | 1
1 Reference Case | 2030 | 11 | 26.3 | 1
1 Reference Case | 2030 | 11 | 26.5 | 1
1 Reference Case | 2030 | 11 | 26.6 | 1
1 Reference Case | 2030 | 11 | 26.7 | 1
1 Reference Case | 2030 | 11 | 26.8 | 1
1 Reference Case | 2030 | 11 | 27 | 1
1 Reference Case | 2030 | 11 | 27.2 | 1
1 Reference Case | 2030 | 11 | 27.3 | 1
1 Reference Case | 2030 | 11 | 27.4 | 1
1 Reference Case | 2030 | 11 | 27.7 | 1
1 Reference Case | 2030 | 11 | 27.8 | 1
1 Reference Case | 2030 | 11 | 27.9 | 1
1 Reference Case | 2030 | 11 | 28 | 2
1 Reference Case | 2030 | 11 | 28.1 | 1
1 Reference Case | 2030 | 11 | 28.3 | 2
1 Reference Case | 2030 | 11 | 28.5 | 1
1 Reference Case | 2030 | 11 | 28.6 | 1
1 Reference Case | 2030 | 11 | 28.9 | 1
1 Reference Case | 2030 | 11 | 29 | 1
1 Reference Case | 2030 | 11 | 29.1 | 1
1 Reference Case | 2030 | 11 | 29.2 | 1
1 Reference Case | 2030 | 11 | 29.3 | 1
1 Reference Case | 2030 | 11 | 29.4 | 1
1 Reference Case | 2030 | 11 | 29.5 | 1
1 Reference Case | 2030 | 11 | 29.6 | 1
1 Reference Case | 2030 | 11 | 29.7 | 1
1 Reference Case | 2030 | 11 | 29.8 | 1
1 Reference Case | 2030 | 11 | 29.9 | 1
1 Reference Case | 2030 | 11 | 30 | 1
1 Reference Case | 2030 | 11 | 30.1 | 2
1 Reference Case | 2030 | 11 | 30.2 | 3
1 Reference Case | 2030 | 11 | 30.4 | 1
1 Reference Case | 2030 | 11 | 30.6 | 1
1 Reference Case | 2030 | 11 | 31.2 | 1
1 Reference Case | 2030 | 11 | 31.5 | 2
1 Reference Case | 2030 | 11 | 32 | 2
1 Reference Case | 2030 | 11 | 32.2 | 1
1 Reference Case | 2030 | 11 | 32.3 | 2
1 Reference Case | 2030 | 11 | 32.5 | 1
1 Reference Case | 2030 | 11 | 33 | 1
1 Reference Case | 2030 | 11 | 33.3 | 1
1 Reference Case | 2030 | 11 | 34.1 | 1
1 Reference Case | 2030 | 11 | 34.7 | 1
1 Reference Case | 2030 | 11 | 34.9 | 1
1 Reference Case | 2030 | 11 | 35 | 2
1 Reference Case | 2030 | 11 | 35.3 | 1
1 Reference Case | 2030 | 11 | 35.5 | 1
1 Reference Case | 2030 | 11 | 35.8 | 1
1 Reference Case | 2030 | 11 | 35.9 | 1
1 Reference Case | 2030 | 11 | 36 | 1
1 Reference Case | 2030 | 11 | 36.1 | 1
1 Reference Case | 2030 | 11 | 36.2 | 1
1 Reference Case | 2030 | 11 | 36.4 | 1
1 Reference Case | 2030 | 11 | 37 | 1
1 Reference Case | 2030 | 11 | 37.1 | 1
1 Reference Case | 2030 | 11 | 37.4 | 1
1 Reference Case | 2030 | 11 | 37.6 | 1
1 Reference Case | 2030 | 11 | 38.1 | 2
1 Reference Case | 2030 | 11 | 38.4 | 1
1 Reference Case | 2030 | 11 | 38.6 | 2
1 Reference Case | 2030 | 11 | 38.7 | 1
1 Reference Case | 2030 | 11 | 39 | 1
1 Reference Case | 2030 | 11 | 39.3 | 1
1 Reference Case | 2030 | 11 | 39.7 | 1
1 Reference Case | 2030 | 11 | 39.8 | 1
1 Reference Case | 2030 | 11 | 39.9 | 1
1 Reference Case | 2030 | 11 | 40.1 | 1
1 Reference Case | 2030 | 11 | 40.9 | 2
1 Reference Case | 2030 | 11 | 41.1 | 1
1 Reference Case | 2030 | 11 | 41.4 | 1
1 Reference Case | 2030 | 11 | 41.7 | 2
1 Reference Case | 2030 | 11 | 41.9 | 1
1 Reference Case | 2030 | 11 | 42.8 | 2
1 Reference Case | 2030 | 11 | 43.1 | 1
1 Reference Case | 2030 | 11 | 43.2 | 2
1 Reference Case | 2030 | 11 | 43.4 | 2
1 Reference Case | 2030 | 11 | 43.6 | 1
1 Reference Case | 2030 | 11 | 43.7 | 2
1 Reference Case | 2030 | 11 | 43.9 | 1
1 Reference Case | 2030 | 11 | 44.1 | 1
1 Reference Case | 2030 | 11 | 44.3 | 1
1 Reference Case | 2030 | 11 | 44.8 | 1
1 Reference Case | 2030 | 11 | 44.9 | 1
1 Reference Case | 2030 | 11 | 47.1 | 2
1 Reference Case | 2030 | 11 | 47.2 | 1
1 Reference Case | 2030 | 11 | 47.4 | 1
1 Reference Case | 2030 | 11 | 47.5 | 1
1 Reference Case | 2030 | 11 | 47.6 | 1
1 Reference Case | 2030 | 11 | 48.5 | 1
1 Reference Case | 2030 | 11 | 48.9 | 2
1 Reference Case | 2030 | 11 | 50 | 1
1 Reference Case | 2030 | 11 | 50.2 | 1
1 Reference Case | 2030 | 11 | 50.8 | 2
1 Reference Case | 2030 | 11 | 51.2 | 1
1 Reference Case | 2030 | 11 | 51.3 | 1
1 Reference Case | 2030 | 11 | 51.8 | 2
1 Reference Case | 2030 | 11 | 53 | 1
1 Reference Case | 2030 | 11 | 53.2 | 1
1 Reference Case | 2030 | 11 | 54.2 | 1
1 Reference Case | 2030 | 11 | 54.5 | 1
1 Reference Case | 2030 | 11 | 55.3 | 1
1 Reference Case | 2030 | 11 | 59.8 | 1
1 Reference Case | 2030 | 11 | 63.7 | 2
1 Reference Case | 2030 | 11 | 64.1 | 1
1 Reference Case | 2030 | 11 | 68.7 | 1
1 Reference Case | 2030 | 11 | 69.3 | 1
1 Reference Case | 2030 | 11 | 87.1 | 1
1 Reference Case | 2030 | 11 | 103.2 | 1
1 Reference Case | 2030 | 11 | 120.7 | 1
1 Reference Case | 2030 | 12 | -110.5 | 1
1 Reference Case | 2030 | 12 | -86.6 | 1
1 Reference Case | 2030 | 12 | -79.7 | 1
1 Reference Case | 2030 | 12 | -69.6 | 1
1 Reference Case | 2030 | 12 | -65.6 | 1
1 Reference Case | 2030 | 12 | -64.4 | 1
1 Reference Case | 2030 | 12 | -57.7 | 1
1 Reference Case | 2030 | 12 | -57.1 | 1
1 Reference Case | 2030 | 12 | -56.8 | 2
1 Reference Case | 2030 | 12 | -55.8 | 1
1 Reference Case | 2030 | 12 | -55.5 | 1
1 Reference Case | 2030 | 12 | -55 | 1
1 Reference Case | 2030 | 12 | -53.4 | 1
1 Reference Case | 2030 | 12 | -53 | 1
1 Reference Case | 2030 | 12 | -50.7 | 1
1 Reference Case | 2030 | 12 | -49.7 | 1
1 Reference Case | 2030 | 12 | -49.4 | 2
1 Reference Case | 2030 | 12 | -48.5 | 1
1 Reference Case | 2030 | 12 | -47.6 | 1
1 Reference Case | 2030 | 12 | -46.6 | 1
1 Reference Case | 2030 | 12 | -45.9 | 1
1 Reference Case | 2030 | 12 | -45.6 | 1
1 Reference Case | 2030 | 12 | -45.5 | 1
1 Reference Case | 2030 | 12 | -45.2 | 1
1 Reference Case | 2030 | 12 | -45 | 1
1 Reference Case | 2030 | 12 | -44.9 | 1
1 Reference Case | 2030 | 12 | -44.7 | 1
1 Reference Case | 2030 | 12 | -44.6 | 1
1 Reference Case | 2030 | 12 | -44.5 | 3
1 Reference Case | 2030 | 12 | -44.3 | 1
1 Reference Case | 2030 | 12 | -44 | 2
1 Reference Case | 2030 | 12 | -43.4 | 1
1 Reference Case | 2030 | 12 | -43.2 | 1
1 Reference Case | 2030 | 12 | -42.2 | 1
1 Reference Case | 2030 | 12 | -42.1 | 1
1 Reference Case | 2030 | 12 | -42 | 1
1 Reference Case | 2030 | 12 | -41.8 | 1
1 Reference Case | 2030 | 12 | -41.6 | 1
1 Reference Case | 2030 | 12 | -41.1 | 1
1 Reference Case | 2030 | 12 | -40.7 | 1
1 Reference Case | 2030 | 12 | -39.4 | 1
1 Reference Case | 2030 | 12 | -39.3 | 1
1 Reference Case | 2030 | 12 | -39.1 | 1
1 Reference Case | 2030 | 12 | -38.9 | 1
1 Reference Case | 2030 | 12 | -38.7 | 1
1 Reference Case | 2030 | 12 | -38.5 | 1
1 Reference Case | 2030 | 12 | -38.2 | 1
1 Reference Case | 2030 | 12 | -38.1 | 1
1 Reference Case | 2030 | 12 | -37.5 | 2
1 Reference Case | 2030 | 12 | -37.3 | 1
1 Reference Case | 2030 | 12 | -37.2 | 1
1 Reference Case | 2030 | 12 | -36.4 | 1
1 Reference Case | 2030 | 12 | -36.1 | 2
1 Reference Case | 2030 | 12 | -35.8 | 3
1 Reference Case | 2030 | 12 | -35.7 | 1
1 Reference Case | 2030 | 12 | -35.5 | 1
1 Reference Case | 2030 | 12 | -35.4 | 1
1 Reference Case | 2030 | 12 | -35.2 | 2
1 Reference Case | 2030 | 12 | -34.9 | 1
1 Reference Case | 2030 | 12 | -34.5 | 2
1 Reference Case | 2030 | 12 | -34.4 | 2
1 Reference Case | 2030 | 12 | -33.7 | 1
1 Reference Case | 2030 | 12 | -33.2 | 1
1 Reference Case | 2030 | 12 | -32.7 | 1
1 Reference Case | 2030 | 12 | -32.2 | 2
1 Reference Case | 2030 | 12 | -31.9 | 2
1 Reference Case | 2030 | 12 | -31.8 | 1
1 Reference Case | 2030 | 12 | -31.5 | 1
1 Reference Case | 2030 | 12 | -31.3 | 1
1 Reference Case | 2030 | 12 | -31 | 1
1 Reference Case | 2030 | 12 | -30.8 | 1
1 Reference Case | 2030 | 12 | -30.7 | 1
1 Reference Case | 2030 | 12 | -30.6 | 1
1 Reference Case | 2030 | 12 | -29.6 | 1
1 Reference Case | 2030 | 12 | -29.4 | 2
1 Reference Case | 2030 | 12 | -29.3 | 1
1 Reference Case | 2030 | 12 | -29.2 | 1
1 Reference Case | 2030 | 12 | -29.1 | 1
1 Reference Case | 2030 | 12 | -29 | 1
1 Reference Case | 2030 | 12 | -28.8 | 1
1 Reference Case | 2030 | 12 | -28.6 | 2
1 Reference Case | 2030 | 12 | -28.3 | 1
1 Reference Case | 2030 | 12 | -28.1 | 1
1 Reference Case | 2030 | 12 | -28 | 1
1 Reference Case | 2030 | 12 | -27.2 | 1
1 Reference Case | 2030 | 12 | -27 | 1
1 Reference Case | 2030 | 12 | -26.7 | 1
1 Reference Case | 2030 | 12 | -26.2 | 1
1 Reference Case | 2030 | 12 | -25.9 | 2
1 Reference Case | 2030 | 12 | -25.8 | 2
1 Reference Case | 2030 | 12 | -25.7 | 1
1 Reference Case | 2030 | 12 | -25.6 | 1
1 Reference Case | 2030 | 12 | -25.4 | 1
1 Reference Case | 2030 | 12 | -25.2 | 1
1 Reference Case | 2030 | 12 | -25.1 | 1
1 Reference Case | 2030 | 12 | -24.8 | 1
1 Reference Case | 2030 | 12 | -24.6 | 1
1 Reference Case | 2030 | 12 | -24.4 | 1
1 Reference Case | 2030 | 12 | -24.3 | 1
1 Reference Case | 2030 | 12 | -24.2 | 1
1 Reference Case | 2030 | 12 | -24 | 1
1 Reference Case | 2030 | 12 | -23.9 | 1
1 Reference Case | 2030 | 12 | -23.8 | 2
1 Reference Case | 2030 | 12 | -23.7 | 3
1 Reference Case | 2030 | 12 | -23.6 | 1
1 Reference Case | 2030 | 12 | -23.4 | 2
1 Reference Case | 2030 | 12 | -23.3 | 1
1 Reference Case | 2030 | 12 | -23.2 | 2
1 Reference Case | 2030 | 12 | -22.9 | 1
1 Reference Case | 2030 | 12 | -22.7 | 1
1 Reference Case | 2030 | 12 | -22.3 | 2
1 Reference Case | 2030 | 12 | -22.2 | 1
1 Reference Case | 2030 | 12 | -21.9 | 2
1 Reference Case | 2030 | 12 | -21.7 | 2
1 Reference Case | 2030 | 12 | -21.5 | 1
1 Reference Case | 2030 | 12 | -21.4 | 1
1 Reference Case | 2030 | 12 | -21.3 | 1
1 Reference Case | 2030 | 12 | -21.2 | 2
1 Reference Case | 2030 | 12 | -20.8 | 2
1 Reference Case | 2030 | 12 | -20.7 | 1
1 Reference Case | 2030 | 12 | -20.4 | 1
1 Reference Case | 2030 | 12 | -20.3 | 1
1 Reference Case | 2030 | 12 | -20.2 | 2
1 Reference Case | 2030 | 12 | -20.1 | 2
1 Reference Case | 2030 | 12 | -19.9 | 2
1 Reference Case | 2030 | 12 | -19.7 | 1
1 Reference Case | 2030 | 12 | -19.6 | 1
1 Reference Case | 2030 | 12 | -19.4 | 1
1 Reference Case | 2030 | 12 | -19.3 | 1
1 Reference Case | 2030 | 12 | -18.2 | 1
1 Reference Case | 2030 | 12 | -18 | 1
1 Reference Case | 2030 | 12 | -17.8 | 1
1 Reference Case | 2030 | 12 | -17.5 | 1
1 Reference Case | 2030 | 12 | -17.2 | 1
1 Reference Case | 2030 | 12 | -17.1 | 1
1 Reference Case | 2030 | 12 | -16.9 | 1
1 Reference Case | 2030 | 12 | -16.8 | 1
1 Reference Case | 2030 | 12 | -16.3 | 1
1 Reference Case | 2030 | 12 | -16.2 | 1
1 Reference Case | 2030 | 12 | -16.1 | 1
1 Reference Case | 2030 | 12 | -14.5 | 1
1 Reference Case | 2030 | 12 | -14.1 | 1
1 Reference Case | 2030 | 12 | -13.4 | 1
1 Reference Case | 2030 | 12 | -12.8 | 1
1 Reference Case | 2030 | 12 | -12.7 | 1
1 Reference Case | 2030 | 12 | -12.3 | 1
1 Reference Case | 2030 | 12 | -12.1 | 1
1 Reference Case | 2030 | 12 | -11.3 | 2
1 Reference Case | 2030 | 12 | -11.2 | 1
1 Reference Case | 2030 | 12 | 6.9 | 1
1 Reference Case | 2030 | 12 | 9.6 | 1
1 Reference Case | 2030 | 12 | 9.8 | 1
1 Reference Case | 2030 | 12 | 10.8 | 1
1 Reference Case | 2030 | 12 | 11.9 | 1
1 Reference Case | 2030 | 12 | 12.2 | 1
1 Reference Case | 2030 | 12 | 12.6 | 1
1 Reference Case | 2030 | 12 | 12.8 | 1
1 Reference Case | 2030 | 12 | 13.3 | 1
1 Reference Case | 2030 | 12 | 13.9 | 2
1 Reference Case | 2030 | 12 | 14 | 1
1 Reference Case | 2030 | 12 | 14.1 | 1
1 Reference Case | 2030 | 12 | 14.3 | 1
1 Reference Case | 2030 | 12 | 14.4 | 1
1 Reference Case | 2030 | 12 | 14.5 | 1
1 Reference Case | 2030 | 12 | 14.7 | 1
1 Reference Case | 2030 | 12 | 15 | 2
1 Reference Case | 2030 | 12 | 15.2 | 1
1 Reference Case | 2030 | 12 | 15.5 | 1
1 Reference Case | 2030 | 12 | 15.6 | 1
1 Reference Case | 2030 | 12 | 15.8 | 1
1 Reference Case | 2030 | 12 | 16.2 | 1
1 Reference Case | 2030 | 12 | 16.4 | 1
1 Reference Case | 2030 | 12 | 16.5 | 1
1 Reference Case | 2030 | 12 | 16.6 | 2
1 Reference Case | 2030 | 12 | 17.2 | 1
1 Reference Case | 2030 | 12 | 17.4 | 1
1 Reference Case | 2030 | 12 | 17.5 | 1
1 Reference Case | 2030 | 12 | 17.6 | 1
1 Reference Case | 2030 | 12 | 17.9 | 1
1 Reference Case | 2030 | 12 | 18 | 2
1 Reference Case | 2030 | 12 | 18.3 | 1
1 Reference Case | 2030 | 12 | 18.5 | 3
1 Reference Case | 2030 | 12 | 18.8 | 1
1 Reference Case | 2030 | 12 | 19.2 | 2
1 Reference Case | 2030 | 12 | 19.5 | 1
1 Reference Case | 2030 | 12 | 19.6 | 1
1 Reference Case | 2030 | 12 | 20 | 1
1 Reference Case | 2030 | 12 | 20.1 | 1
1 Reference Case | 2030 | 12 | 20.3 | 1
1 Reference Case | 2030 | 12 | 20.7 | 1
1 Reference Case | 2030 | 12 | 20.8 | 1
1 Reference Case | 2030 | 12 | 21 | 2
1 Reference Case | 2030 | 12 | 21.1 | 1
1 Reference Case | 2030 | 12 | 21.2 | 2
1 Reference Case | 2030 | 12 | 21.5 | 2
1 Reference Case | 2030 | 12 | 21.6 | 2
1 Reference Case | 2030 | 12 | 21.8 | 1
1 Reference Case | 2030 | 12 | 22.1 | 1
1 Reference Case | 2030 | 12 | 22.2 | 1
1 Reference Case | 2030 | 12 | 22.3 | 1
1 Reference Case | 2030 | 12 | 22.5 | 2
1 Reference Case | 2030 | 12 | 22.6 | 2
1 Reference Case | 2030 | 12 | 23.1 | 1
1 Reference Case | 2030 | 12 | 23.2 | 1
1 Reference Case | 2030 | 12 | 23.7 | 1
1 Reference Case | 2030 | 12 | 24 | 2
1 Reference Case | 2030 | 12 | 24.4 | 1
1 Reference Case | 2030 | 12 | 24.5 | 1
1 Reference Case | 2030 | 12 | 24.6 | 1
1 Reference Case | 2030 | 12 | 24.9 | 1
1 Reference Case | 2030 | 12 | 25 | 2
1 Reference Case | 2030 | 12 | 25.1 | 1
1 Reference Case | 2030 | 12 | 25.7 | 2
1 Reference Case | 2030 | 12 | 25.9 | 1
1 Reference Case | 2030 | 12 | 26 | 2
1 Reference Case | 2030 | 12 | 26.1 | 1
1 Reference Case | 2030 | 12 | 26.8 | 2
1 Reference Case | 2030 | 12 | 27 | 1
1 Reference Case | 2030 | 12 | 27.1 | 1
1 Reference Case | 2030 | 12 | 27.2 | 2
1 Reference Case | 2030 | 12 | 27.5 | 2
1 Reference Case | 2030 | 12 | 28 | 1
1 Reference Case | 2030 | 12 | 28.1 | 1
1 Reference Case | 2030 | 12 | 28.3 | 1
1 Reference Case | 2030 | 12 | 28.4 | 1
1 Reference Case | 2030 | 12 | 28.5 | 1
1 Reference Case | 2030 | 12 | 28.6 | 1
1 Reference Case | 2030 | 12 | 28.7 | 1
1 Reference Case | 2030 | 12 | 28.8 | 1
1 Reference Case | 2030 | 12 | 28.9 | 2
1 Reference Case | 2030 | 12 | 29 | 1
1 Reference Case | 2030 | 12 | 29.1 | 1
1 Reference Case | 2030 | 12 | 29.4 | 1
1 Reference Case | 2030 | 12 | 29.5 | 2
1 Reference Case | 2030 | 12 | 29.6 | 1
1 Reference Case | 2030 | 12 | 30 | 3
1 Reference Case | 2030 | 12 | 30.1 | 1
1 Reference Case | 2030 | 12 | 30.2 | 1
1 Reference Case | 2030 | 12 | 30.4 | 1
1 Reference Case | 2030 | 12 | 30.7 | 1
1 Reference Case | 2030 | 12 | 30.8 | 1
1 Reference Case | 2030 | 12 | 30.9 | 1
1 Reference Case | 2030 | 12 | 31.1 | 2
1 Reference Case | 2030 | 12 | 31.2 | 1
1 Reference Case | 2030 | 12 | 31.7 | 1
1 Reference Case | 2030 | 12 | 31.8 | 1
1 Reference Case | 2030 | 12 | 31.9 | 2
1 Reference Case | 2030 | 12 | 32.6 | 2
1 Reference Case | 2030 | 12 | 32.7 | 1
1 Reference Case | 2030 | 12 | 32.9 | 1
1 Reference Case | 2030 | 12 | 33.2 | 1
1 Reference Case | 2030 | 12 | 33.3 | 2
1 Reference Case | 2030 | 12 | 33.5 | 1
1 Reference Case | 2030 | 12 | 33.6 | 1
1 Reference Case | 2030 | 12 | 33.8 | 1
1 Reference Case | 2030 | 12 | 34.1 | 1
1 Reference Case | 2030 | 12 | 34.5 | 4
1 Reference Case | 2030 | 12 | 34.6 | 2
1 Reference Case | 2030 | 12 | 34.7 | 2
1 Reference Case | 2030 | 12 | 34.8 | 2
1 Reference Case | 2030 | 12 | 35.2 | 1
1 Reference Case | 2030 | 12 | 35.6 | 2
1 Reference Case | 2030 | 12 | 35.8 | 1
1 Reference Case | 2030 | 12 | 35.9 | 1
1 Reference Case | 2030 | 12 | 36.6 | 1
1 Reference Case | 2030 | 12 | 37.4 | 1
1 Reference Case | 2030 | 12 | 37.9 | 1
1 Reference Case | 2030 | 12 | 39.1 | 1
1 Reference Case | 2030 | 12 | 39.4 | 1
1 Reference Case | 2030 | 12 | 39.8 | 2
1 Reference Case | 2030 | 12 | 40 | 1
1 Reference Case | 2030 | 12 | 40.3 | 1
1 Reference Case | 2030 | 12 | 40.6 | 1
1 Reference Case | 2030 | 12 | 40.7 | 1
1 Reference Case | 2030 | 12 | 40.8 | 1
1 Reference Case | 2030 | 12 | 40.9 | 1
1 Reference Case | 2030 | 12 | 41.3 | 1
1 Reference Case | 2030 | 12 | 41.4 | 1
1 Reference Case | 2030 | 12 | 41.5 | 2
1 Reference Case | 2030 | 12 | 41.8 | 1
1 Reference Case | 2030 | 12 | 42.4 | 1
1 Reference Case | 2030 | 12 | 42.9 | 1
1 Reference Case | 2030 | 12 | 43.2 | 1
1 Reference Case | 2030 | 12 | 43.4 | 1
1 Reference Case | 2030 | 12 | 43.6 | 1
1 Reference Case | 2030 | 12 | 44.4 | 1
1 Reference Case | 2030 | 12 | 45.7 | 1
1 Reference Case | 2030 | 12 | 46.1 | 1
1 Reference Case | 2030 | 12 | 46.2 | 1
1 Reference Case | 2030 | 12 | 48.3 | 1
1 Reference Case | 2030 | 12 | 48.4 | 2
1 Reference Case | 2030 | 12 | 48.6 | 1
1 Reference Case | 2030 | 12 | 49.1 | 1
1 Reference Case | 2030 | 12 | 49.2 | 1
1 Reference Case | 2030 | 12 | 49.3 | 1
1 Reference Case | 2030 | 12 | 50.1 | 1
1 Reference Case | 2030 | 12 | 51.5 | 1
1 Reference Case | 2030 | 12 | 51.9 | 1
1 Reference Case | 2030 | 12 | 52.3 | 1
1 Reference Case | 2030 | 12 | 53.1 | 1
1 Reference Case | 2030 | 12 | 55.4 | 1
1 Reference Case | 2030 | 12 | 55.7 | 1
1 Reference Case | 2030 | 12 | 56.1 | 1
1 Reference Case | 2030 | 12 | 57.8 | 1
1 Reference Case | 2030 | 12 | 58.9 | 1
1 Reference Case | 2030 | 12 | 59.6 | 1
1 Reference Case | 2030 | 12 | 59.7 | 3
1 Reference Case | 2030 | 12 | 59.8 | 1
1 Reference Case | 2030 | 12 | 60 | 2
1 Reference Case | 2030 | 12 | 63.4 | 1
1 Reference Case | 2030 | 12 | 63.5 | 1
1 Reference Case | 2030 | 12 | 66.2 | 1
1 Reference Case | 2030 | 12 | 66.6 | 1
1 Reference Case | 2030 | 12 | 66.9 | 1
1 Reference Case | 2030 | 12 | 77.2 | 1
1 Reference Case | 2030 | 12 | 82.3 | 1
1 Reference Case | 2030 | 12 | 93.2 | 1
1 Reference Case | 2030 | 12 | 99.6 | 1
1 Reference Case | 2030 | 12 | 105.2 | 1
1 Reference Case | 2030 | 12 | 137.3 | 1
1 Reference Case | 2030 | 12 | 141.2 | 1
1 Reference Case | 2030 | 13 | -133.4 | 1
1 Reference Case | 2030 | 13 | -75.3 | 1
1 Reference Case | 2030 | 13 | -71.9 | 1
1 Reference Case | 2030 | 13 | -71.8 | 1
1 Reference Case | 2030 | 13 | -71.4 | 1
1 Reference Case | 2030 | 13 | -66.6 | 1
1 Reference Case | 2030 | 13 | -64.8 | 1
1 Reference Case | 2030 | 13 | -64.5 | 1
1 Reference Case | 2030 | 13 | -63.1 | 1
1 Reference Case | 2030 | 13 | -62 | 1
1 Reference Case | 2030 | 13 | -60.6 | 1
1 Reference Case | 2030 | 13 | -58.1 | 1
1 Reference Case | 2030 | 13 | -58 | 1
1 Reference Case | 2030 | 13 | -57.7 | 1
1 Reference Case | 2030 | 13 | -56.9 | 1
1 Reference Case | 2030 | 13 | -56.8 | 1
1 Reference Case | 2030 | 13 | -56 | 1
1 Reference Case | 2030 | 13 | -55.9 | 1
1 Reference Case | 2030 | 13 | -55.1 | 1
1 Reference Case | 2030 | 13 | -55 | 1
1 Reference Case | 2030 | 13 | -54.6 | 1
1 Reference Case | 2030 | 13 | -53.5 | 1
1 Reference Case | 2030 | 13 | -52.2 | 1
1 Reference Case | 2030 | 13 | -51.6 | 1
1 Reference Case | 2030 | 13 | -49.9 | 2
1 Reference Case | 2030 | 13 | -49.8 | 1
1 Reference Case | 2030 | 13 | -49 | 1
1 Reference Case | 2030 | 13 | -48.4 | 1
1 Reference Case | 2030 | 13 | -47.4 | 1
1 Reference Case | 2030 | 13 | -47.2 | 1
1 Reference Case | 2030 | 13 | -47.1 | 1
1 Reference Case | 2030 | 13 | -46.6 | 1
1 Reference Case | 2030 | 13 | -46.4 | 1
1 Reference Case | 2030 | 13 | -46 | 1
1 Reference Case | 2030 | 13 | -45 | 1
1 Reference Case | 2030 | 13 | -44.2 | 1
1 Reference Case | 2030 | 13 | -43.9 | 1
1 Reference Case | 2030 | 13 | -43.7 | 1
1 Reference Case | 2030 | 13 | -43.5 | 1
1 Reference Case | 2030 | 13 | -43.4 | 3
1 Reference Case | 2030 | 13 | -43 | 1
1 Reference Case | 2030 | 13 | -42.7 | 1
1 Reference Case | 2030 | 13 | -42.3 | 1
1 Reference Case | 2030 | 13 | -42.2 | 2
1 Reference Case | 2030 | 13 | -42.1 | 1
1 Reference Case | 2030 | 13 | -42 | 1
1 Reference Case | 2030 | 13 | -41.6 | 1
1 Reference Case | 2030 | 13 | -41.3 | 1
1 Reference Case | 2030 | 13 | -41.1 | 1
1 Reference Case | 2030 | 13 | -40.7 | 1
1 Reference Case | 2030 | 13 | -40.4 | 1
1 Reference Case | 2030 | 13 | -39.9 | 1
1 Reference Case | 2030 | 13 | -39.8 | 1
1 Reference Case | 2030 | 13 | -38.8 | 1
1 Reference Case | 2030 | 13 | -38.5 | 1
1 Reference Case | 2030 | 13 | -38.2 | 2
1 Reference Case | 2030 | 13 | -38.1 | 1
1 Reference Case | 2030 | 13 | -37.8 | 1
1 Reference Case | 2030 | 13 | -37.7 | 2
1 Reference Case | 2030 | 13 | -37.5 | 1
1 Reference Case | 2030 | 13 | -37.4 | 1
1 Reference Case | 2030 | 13 | -37.3 | 2
1 Reference Case | 2030 | 13 | -37.2 | 1
1 Reference Case | 2030 | 13 | -37.1 | 2
1 Reference Case | 2030 | 13 | -37 | 1
1 Reference Case | 2030 | 13 | -36.2 | 1
1 Reference Case | 2030 | 13 | -36.1 | 1
1 Reference Case | 2030 | 13 | -36 | 1
1 Reference Case | 2030 | 13 | -35.7 | 2
1 Reference Case | 2030 | 13 | -35.5 | 1
1 Reference Case | 2030 | 13 | -35.3 | 1
1 Reference Case | 2030 | 13 | -34.7 | 1
1 Reference Case | 2030 | 13 | -34.5 | 3
1 Reference Case | 2030 | 13 | -34.4 | 1
1 Reference Case | 2030 | 13 | -34.3 | 1
1 Reference Case | 2030 | 13 | -33.8 | 1
1 Reference Case | 2030 | 13 | -33.7 | 1
1 Reference Case | 2030 | 13 | -33.6 | 1
1 Reference Case | 2030 | 13 | -33.5 | 2
1 Reference Case | 2030 | 13 | -33.3 | 1
1 Reference Case | 2030 | 13 | -33.1 | 1
1 Reference Case | 2030 | 13 | -32.7 | 2
1 Reference Case | 2030 | 13 | -32.6 | 2
1 Reference Case | 2030 | 13 | -32.1 | 1
1 Reference Case | 2030 | 13 | -32 | 2
1 Reference Case | 2030 | 13 | -31.2 | 1
1 Reference Case | 2030 | 13 | -31 | 1
1 Reference Case | 2030 | 13 | -30.5 | 2
1 Reference Case | 2030 | 13 | -30.4 | 2
1 Reference Case | 2030 | 13 | -30.3 | 2
1 Reference Case | 2030 | 13 | -30.2 | 1
1 Reference Case | 2030 | 13 | -30.1 | 1
1 Reference Case | 2030 | 13 | -29.9 | 1
1 Reference Case | 2030 | 13 | -29.8 | 1
1 Reference Case | 2030 | 13 | -29.6 | 1
1 Reference Case | 2030 | 13 | -29.4 | 1
1 Reference Case | 2030 | 13 | -29.3 | 1
1 Reference Case | 2030 | 13 | -28.9 | 1
1 Reference Case | 2030 | 13 | -28.7 | 1
1 Reference Case | 2030 | 13 | -28.4 | 1
1 Reference Case | 2030 | 13 | -28.3 | 1
1 Reference Case | 2030 | 13 | -28.1 | 1
1 Reference Case | 2030 | 13 | -28 | 1
1 Reference Case | 2030 | 13 | -27.9 | 1
1 Reference Case | 2030 | 13 | -27.8 | 1
1 Reference Case | 2030 | 13 | -27.6 | 1
1 Reference Case | 2030 | 13 | -27.2 | 1
1 Reference Case | 2030 | 13 | -27 | 1
1 Reference Case | 2030 | 13 | -26.6 | 2
1 Reference Case | 2030 | 13 | -26.5 | 1
1 Reference Case | 2030 | 13 | -26.4 | 1
1 Reference Case | 2030 | 13 | -26.3 | 1
1 Reference Case | 2030 | 13 | -26 | 1
1 Reference Case | 2030 | 13 | -25.9 | 1
1 Reference Case | 2030 | 13 | -25.5 | 1
1 Reference Case | 2030 | 13 | -25.3 | 1
1 Reference Case | 2030 | 13 | -25 | 1
1 Reference Case | 2030 | 13 | -24.6 | 2
1 Reference Case | 2030 | 13 | -24.4 | 1
1 Reference Case | 2030 | 13 | -23 | 1
1 Reference Case | 2030 | 13 | -22.9 | 1
1 Reference Case | 2030 | 13 | -22.8 | 2
1 Reference Case | 2030 | 13 | -22.4 | 2
1 Reference Case | 2030 | 13 | -22.1 | 1
1 Reference Case | 2030 | 13 | -21.9 | 1
1 Reference Case | 2030 | 13 | -21.6 | 2
1 Reference Case | 2030 | 13 | -21.3 | 2
1 Reference Case | 2030 | 13 | -20.9 | 1
1 Reference Case | 2030 | 13 | -20.8 | 1
1 Reference Case | 2030 | 13 | -20.7 | 2
1 Reference Case | 2030 | 13 | -20.3 | 1
1 Reference Case | 2030 | 13 | -19.6 | 1
1 Reference Case | 2030 | 13 | -19.3 | 1
1 Reference Case | 2030 | 13 | -19.1 | 1
1 Reference Case | 2030 | 13 | -18.9 | 1
1 Reference Case | 2030 | 13 | -18.6 | 1
1 Reference Case | 2030 | 13 | -18.4 | 1
1 Reference Case | 2030 | 13 | -18.3 | 1
1 Reference Case | 2030 | 13 | -17.6 | 1
1 Reference Case | 2030 | 13 | -17.4 | 1
1 Reference Case | 2030 | 13 | -17.2 | 1
1 Reference Case | 2030 | 13 | -16.5 | 1
1 Reference Case | 2030 | 13 | -16.2 | 1
1 Reference Case | 2030 | 13 | -15.9 | 1
1 Reference Case | 2030 | 13 | -15.8 | 1
1 Reference Case | 2030 | 13 | -14.9 | 1
1 Reference Case | 2030 | 13 | -14.2 | 1
1 Reference Case | 2030 | 13 | -14 | 1
1 Reference Case | 2030 | 13 | -13.5 | 1
1 Reference Case | 2030 | 13 | -13 | 1
1 Reference Case | 2030 | 13 | -11.9 | 1
1 Reference Case | 2030 | 13 | 9.3 | 1
1 Reference Case | 2030 | 13 | 9.9 | 1
1 Reference Case | 2030 | 13 | 12.6 | 1
1 Reference Case | 2030 | 13 | 13.2 | 1
1 Reference Case | 2030 | 13 | 15 | 1
1 Reference Case | 2030 | 13 | 15.4 | 1
1 Reference Case | 2030 | 13 | 15.6 | 1
1 Reference Case | 2030 | 13 | 15.7 | 1
1 Reference Case | 2030 | 13 | 15.9 | 1
1 Reference Case | 2030 | 13 | 16.9 | 1
1 Reference Case | 2030 | 13 | 17.3 | 1
1 Reference Case | 2030 | 13 | 17.8 | 1
1 Reference Case | 2030 | 13 | 17.9 | 1
1 Reference Case | 2030 | 13 | 18.1 | 2
1 Reference Case | 2030 | 13 | 18.4 | 1
1 Reference Case | 2030 | 13 | 19 | 1
1 Reference Case | 2030 | 13 | 19.1 | 1
1 Reference Case | 2030 | 13 | 19.4 | 2
1 Reference Case | 2030 | 13 | 19.7 | 2
1 Reference Case | 2030 | 13 | 19.9 | 1
1 Reference Case | 2030 | 13 | 20 | 1
1 Reference Case | 2030 | 13 | 20.2 | 1
1 Reference Case | 2030 | 13 | 20.7 | 1
1 Reference Case | 2030 | 13 | 20.8 | 1
1 Reference Case | 2030 | 13 | 21 | 1
1 Reference Case | 2030 | 13 | 21.1 | 1
1 Reference Case | 2030 | 13 | 21.2 | 1
1 Reference Case | 2030 | 13 | 21.3 | 1
1 Reference Case | 2030 | 13 | 21.6 | 1
1 Reference Case | 2030 | 13 | 21.8 | 1
1 Reference Case | 2030 | 13 | 22 | 2
1 Reference Case | 2030 | 13 | 22.2 | 1
1 Reference Case | 2030 | 13 | 22.4 | 1
1 Reference Case | 2030 | 13 | 22.7 | 1
1 Reference Case | 2030 | 13 | 22.8 | 1
1 Reference Case | 2030 | 13 | 23.5 | 1
1 Reference Case | 2030 | 13 | 23.6 | 1
1 Reference Case | 2030 | 13 | 24 | 1
1 Reference Case | 2030 | 13 | 24.1 | 2
1 Reference Case | 2030 | 13 | 24.2 | 2
1 Reference Case | 2030 | 13 | 24.6 | 1
1 Reference Case | 2030 | 13 | 24.8 | 1
1 Reference Case | 2030 | 13 | 25 | 1
1 Reference Case | 2030 | 13 | 25.5 | 1
1 Reference Case | 2030 | 13 | 25.6 | 3
1 Reference Case | 2030 | 13 | 25.9 | 2
1 Reference Case | 2030 | 13 | 26 | 2
1 Reference Case | 2030 | 13 | 26.1 | 1
1 Reference Case | 2030 | 13 | 26.4 | 1
1 Reference Case | 2030 | 13 | 26.5 | 1
1 Reference Case | 2030 | 13 | 26.9 | 1
1 Reference Case | 2030 | 13 | 27.1 | 1
1 Reference Case | 2030 | 13 | 27.2 | 2
1 Reference Case | 2030 | 13 | 27.3 | 2
1 Reference Case | 2030 | 13 | 27.7 | 1
1 Reference Case | 2030 | 13 | 28.2 | 1
1 Reference Case | 2030 | 13 | 28.4 | 1
1 Reference Case | 2030 | 13 | 28.6 | 3
1 Reference Case | 2030 | 13 | 28.7 | 1
1 Reference Case | 2030 | 13 | 29.2 | 1
1 Reference Case | 2030 | 13 | 29.3 | 1
1 Reference Case | 2030 | 13 | 29.4 | 1
1 Reference Case | 2030 | 13 | 30.1 | 1
1 Reference Case | 2030 | 13 | 30.2 | 1
1 Reference Case | 2030 | 13 | 30.4 | 2
1 Reference Case | 2030 | 13 | 30.9 | 1
1 Reference Case | 2030 | 13 | 31.2 | 1
1 Reference Case | 2030 | 13 | 31.4 | 1
1 Reference Case | 2030 | 13 | 31.5 | 3
1 Reference Case | 2030 | 13 | 31.6 | 1
1 Reference Case | 2030 | 13 | 31.9 | 1
1 Reference Case | 2030 | 13 | 32 | 2
1 Reference Case | 2030 | 13 | 32.3 | 1
1 Reference Case | 2030 | 13 | 32.5 | 1
1 Reference Case | 2030 | 13 | 32.6 | 1
1 Reference Case | 2030 | 13 | 33 | 1
1 Reference Case | 2030 | 13 | 33.4 | 1
1 Reference Case | 2030 | 13 | 33.5 | 2
1 Reference Case | 2030 | 13 | 33.8 | 1
1 Reference Case | 2030 | 13 | 34.4 | 1
1 Reference Case | 2030 | 13 | 34.6 | 1
1 Reference Case | 2030 | 13 | 35.7 | 2
1 Reference Case | 2030 | 13 | 35.8 | 1
1 Reference Case | 2030 | 13 | 36.2 | 2
1 Reference Case | 2030 | 13 | 36.3 | 1
1 Reference Case | 2030 | 13 | 37.2 | 1
1 Reference Case | 2030 | 13 | 37.8 | 2
1 Reference Case | 2030 | 13 | 38.2 | 1
1 Reference Case | 2030 | 13 | 38.6 | 1
1 Reference Case | 2030 | 13 | 38.7 | 1
1 Reference Case | 2030 | 13 | 39.4 | 1
1 Reference Case | 2030 | 13 | 39.9 | 1
1 Reference Case | 2030 | 13 | 40.1 | 1
1 Reference Case | 2030 | 13 | 40.4 | 1
1 Reference Case | 2030 | 13 | 40.7 | 1
1 Reference Case | 2030 | 13 | 41 | 1
1 Reference Case | 2030 | 13 | 41.5 | 1
1 Reference Case | 2030 | 13 | 41.6 | 1
1 Reference Case | 2030 | 13 | 41.7 | 1
1 Reference Case | 2030 | 13 | 41.8 | 1
1 Reference Case | 2030 | 13 | 42 | 1
1 Reference Case | 2030 | 13 | 42.1 | 1
1 Reference Case | 2030 | 13 | 42.4 | 1
1 Reference Case | 2030 | 13 | 42.8 | 1
1 Reference Case | 2030 | 13 | 43 | 1
1 Reference Case | 2030 | 13 | 43.3 | 1
1 Reference Case | 2030 | 13 | 43.5 | 1
1 Reference Case | 2030 | 13 | 44.2 | 1
1 Reference Case | 2030 | 13 | 44.4 | 1
1 Reference Case | 2030 | 13 | 45 | 1
1 Reference Case | 2030 | 13 | 46.1 | 1
1 Reference Case | 2030 | 13 | 46.2 | 1
1 Reference Case | 2030 | 13 | 46.7 | 1
1 Reference Case | 2030 | 13 | 46.8 | 2
1 Reference Case | 2030 | 13 | 47.1 | 2
1 Reference Case | 2030 | 13 | 47.7 | 1
1 Reference Case | 2030 | 13 | 48.3 | 1
1 Reference Case | 2030 | 13 | 48.4 | 1
1 Reference Case | 2030 | 13 | 48.5 | 1
1 Reference Case | 2030 | 13 | 48.6 | 1
1 Reference Case | 2030 | 13 | 49.4 | 1
1 Reference Case | 2030 | 13 | 50 | 1
1 Reference Case | 2030 | 13 | 50.3 | 1
1 Reference Case | 2030 | 13 | 50.6 | 2
1 Reference Case | 2030 | 13 | 51.6 | 1
1 Reference Case | 2030 | 13 | 52.1 | 1
1 Reference Case | 2030 | 13 | 54 | 1
1 Reference Case | 2030 | 13 | 54.8 | 1
1 Reference Case | 2030 | 13 | 56.5 | 1
1 Reference Case | 2030 | 13 | 57.8 | 2
1 Reference Case | 2030 | 13 | 59.3 | 1
1 Reference Case | 2030 | 13 | 60.7 | 1
1 Reference Case | 2030 | 13 | 62.1 | 1
1 Reference Case | 2030 | 13 | 62.7 | 1
1 Reference Case | 2030 | 13 | 63.2 | 2
1 Reference Case | 2030 | 13 | 63.8 | 1
1 Reference Case | 2030 | 13 | 64 | 1
1 Reference Case | 2030 | 13 | 69.4 | 1
1 Reference Case | 2030 | 13 | 71.6 | 1
1 Reference Case | 2030 | 13 | 74.4 | 1
1 Reference Case | 2030 | 13 | 76.5 | 1
1 Reference Case | 2030 | 13 | 79.8 | 1
1 Reference Case | 2030 | 13 | 84.3 | 1
1 Reference Case | 2030 | 14 | -114.6 | 1
1 Reference Case | 2030 | 14 | -90 | 1
1 Reference Case | 2030 | 14 | -80.2 | 1
1 Reference Case | 2030 | 14 | -72.9 | 1
1 Reference Case | 2030 | 14 | -71.4 | 1
1 Reference Case | 2030 | 14 | -67.4 | 1
1 Reference Case | 2030 | 14 | -67 | 1
1 Reference Case | 2030 | 14 | -66.2 | 1
1 Reference Case | 2030 | 14 | -62.6 | 1
1 Reference Case | 2030 | 14 | -62.3 | 1
1 Reference Case | 2030 | 14 | -59.1 | 1
1 Reference Case | 2030 | 14 | -57.1 | 1
1 Reference Case | 2030 | 14 | -56.7 | 1
1 Reference Case | 2030 | 14 | -56 | 2
1 Reference Case | 2030 | 14 | -55.4 | 1
1 Reference Case | 2030 | 14 | -53.8 | 1
1 Reference Case | 2030 | 14 | -53.2 | 1
1 Reference Case | 2030 | 14 | -52.4 | 1
1 Reference Case | 2030 | 14 | -51 | 1
1 Reference Case | 2030 | 14 | -50.2 | 1
1 Reference Case | 2030 | 14 | -50.1 | 1
1 Reference Case | 2030 | 14 | -49.4 | 1
1 Reference Case | 2030 | 14 | -48.7 | 1
1 Reference Case | 2030 | 14 | -48 | 1
1 Reference Case | 2030 | 14 | -47.9 | 1
1 Reference Case | 2030 | 14 | -47.4 | 1
1 Reference Case | 2030 | 14 | -46.2 | 1
1 Reference Case | 2030 | 14 | -45.7 | 1
1 Reference Case | 2030 | 14 | -45.3 | 1
1 Reference Case | 2030 | 14 | -45.2 | 2
1 Reference Case | 2030 | 14 | -44.6 | 1
1 Reference Case | 2030 | 14 | -43.7 | 1
1 Reference Case | 2030 | 14 | -43.4 | 1
1 Reference Case | 2030 | 14 | -43.2 | 1
1 Reference Case | 2030 | 14 | -43 | 1
1 Reference Case | 2030 | 14 | -42.2 | 1
1 Reference Case | 2030 | 14 | -40.8 | 2
1 Reference Case | 2030 | 14 | -40.5 | 1
1 Reference Case | 2030 | 14 | -39.8 | 2
1 Reference Case | 2030 | 14 | -39.1 | 1
1 Reference Case | 2030 | 14 | -38.8 | 1
1 Reference Case | 2030 | 14 | -38.7 | 1
1 Reference Case | 2030 | 14 | -38.5 | 1
1 Reference Case | 2030 | 14 | -38.3 | 1
1 Reference Case | 2030 | 14 | -37.9 | 1
1 Reference Case | 2030 | 14 | -37.3 | 1
1 Reference Case | 2030 | 14 | -36.9 | 1
1 Reference Case | 2030 | 14 | -36.8 | 1
1 Reference Case | 2030 | 14 | -36.4 | 2
1 Reference Case | 2030 | 14 | -36.3 | 2
1 Reference Case | 2030 | 14 | -36 | 2
1 Reference Case | 2030 | 14 | -35.8 | 1
1 Reference Case | 2030 | 14 | -35.6 | 1
1 Reference Case | 2030 | 14 | -34.8 | 2
1 Reference Case | 2030 | 14 | -34.7 | 1
1 Reference Case | 2030 | 14 | -34.2 | 1
1 Reference Case | 2030 | 14 | -33.8 | 1
1 Reference Case | 2030 | 14 | -33.4 | 1
1 Reference Case | 2030 | 14 | -33.1 | 2
1 Reference Case | 2030 | 14 | -33 | 1
1 Reference Case | 2030 | 14 | -32.6 | 1
1 Reference Case | 2030 | 14 | -32.5 | 1
1 Reference Case | 2030 | 14 | -32.4 | 1
1 Reference Case | 2030 | 14 | -31.9 | 1
1 Reference Case | 2030 | 14 | -31.8 | 2
1 Reference Case | 2030 | 14 | -31.2 | 2
1 Reference Case | 2030 | 14 | -31 | 2
1 Reference Case | 2030 | 14 | -30.9 | 1
1 Reference Case | 2030 | 14 | -30.6 | 2
1 Reference Case | 2030 | 14 | -30.5 | 1
1 Reference Case | 2030 | 14 | -30.2 | 1
1 Reference Case | 2030 | 14 | -29.9 | 1
1 Reference Case | 2030 | 14 | -29.7 | 2
1 Reference Case | 2030 | 14 | -29.3 | 1
1 Reference Case | 2030 | 14 | -29.1 | 2
1 Reference Case | 2030 | 14 | -28.9 | 1
1 Reference Case | 2030 | 14 | -28.8 | 1
1 Reference Case | 2030 | 14 | -28.7 | 2
1 Reference Case | 2030 | 14 | -28.6 | 1
1 Reference Case | 2030 | 14 | -28.2 | 1
1 Reference Case | 2030 | 14 | -28 | 1
1 Reference Case | 2030 | 14 | -27.9 | 1
1 Reference Case | 2030 | 14 | -27.3 | 1
1 Reference Case | 2030 | 14 | -27 | 1
1 Reference Case | 2030 | 14 | -26.9 | 1
1 Reference Case | 2030 | 14 | -26.8 | 1
1 Reference Case | 2030 | 14 | -26.7 | 1
1 Reference Case | 2030 | 14 | -26.6 | 1
1 Reference Case | 2030 | 14 | -26.4 | 1
1 Reference Case | 2030 | 14 | -26.3 | 1
1 Reference Case | 2030 | 14 | -25.9 | 1
1 Reference Case | 2030 | 14 | -25.7 | 1
1 Reference Case | 2030 | 14 | -24.8 | 1
1 Reference Case | 2030 | 14 | -24.4 | 1
1 Reference Case | 2030 | 14 | -24.3 | 2
1 Reference Case | 2030 | 14 | -24.2 | 1
1 Reference Case | 2030 | 14 | -24 | 2
1 Reference Case | 2030 | 14 | -23.4 | 1
1 Reference Case | 2030 | 14 | -23 | 1
1 Reference Case | 2030 | 14 | -22.6 | 1
1 Reference Case | 2030 | 14 | -22.4 | 1
1 Reference Case | 2030 | 14 | -22.2 | 2
1 Reference Case | 2030 | 14 | -21.8 | 1
1 Reference Case | 2030 | 14 | -21.6 | 1
1 Reference Case | 2030 | 14 | -21.5 | 1
1 Reference Case | 2030 | 14 | -21.4 | 1
1 Reference Case | 2030 | 14 | -20.9 | 3
1 Reference Case | 2030 | 14 | -20.7 | 2
1 Reference Case | 2030 | 14 | -20.4 | 1
1 Reference Case | 2030 | 14 | -20.2 | 1
1 Reference Case | 2030 | 14 | -19.7 | 2
1 Reference Case | 2030 | 14 | -19.6 | 2
1 Reference Case | 2030 | 14 | -19.5 | 1
1 Reference Case | 2030 | 14 | -18.7 | 1
1 Reference Case | 2030 | 14 | -16.4 | 1
1 Reference Case | 2030 | 14 | -16.2 | 1
1 Reference Case | 2030 | 14 | -15.3 | 1
1 Reference Case | 2030 | 14 | -14.8 | 2
1 Reference Case | 2030 | 14 | -13.9 | 1
1 Reference Case | 2030 | 14 | -13.6 | 1
1 Reference Case | 2030 | 14 | -12.9 | 1
1 Reference Case | 2030 | 14 | -11.8 | 1
1 Reference Case | 2030 | 14 | 10.7 | 1
1 Reference Case | 2030 | 14 | 11.5 | 1
1 Reference Case | 2030 | 14 | 11.7 | 1
1 Reference Case | 2030 | 14 | 12.6 | 1
1 Reference Case | 2030 | 14 | 12.8 | 1
1 Reference Case | 2030 | 14 | 13.1 | 1
1 Reference Case | 2030 | 14 | 14.8 | 1
1 Reference Case | 2030 | 14 | 15.2 | 1
1 Reference Case | 2030 | 14 | 15.4 | 1
1 Reference Case | 2030 | 14 | 15.6 | 1
1 Reference Case | 2030 | 14 | 16 | 1
1 Reference Case | 2030 | 14 | 16.2 | 1
1 Reference Case | 2030 | 14 | 17.5 | 1
1 Reference Case | 2030 | 14 | 17.6 | 1
1 Reference Case | 2030 | 14 | 18.2 | 1
1 Reference Case | 2030 | 14 | 19.2 | 1
1 Reference Case | 2030 | 14 | 20 | 1
1 Reference Case | 2030 | 14 | 20.4 | 1
1 Reference Case | 2030 | 14 | 20.6 | 1
1 Reference Case | 2030 | 14 | 20.8 | 1
1 Reference Case | 2030 | 14 | 20.9 | 1
1 Reference Case | 2030 | 14 | 21 | 1
1 Reference Case | 2030 | 14 | 21.2 | 1
1 Reference Case | 2030 | 14 | 21.4 | 1
1 Reference Case | 2030 | 14 | 21.5 | 1
1 Reference Case | 2030 | 14 | 21.7 | 1
1 Reference Case | 2030 | 14 | 21.9 | 2
1 Reference Case | 2030 | 14 | 22.3 | 1
1 Reference Case | 2030 | 14 | 22.4 | 1
1 Reference Case | 2030 | 14 | 22.6 | 1
1 Reference Case | 2030 | 14 | 23.7 | 1
1 Reference Case | 2030 | 14 | 23.9 | 2
1 Reference Case | 2030 | 14 | 24 | 1
1 Reference Case | 2030 | 14 | 24.1 | 1
1 Reference Case | 2030 | 14 | 24.5 | 1
1 Reference Case | 2030 | 14 | 24.8 | 1
1 Reference Case | 2030 | 14 | 25 | 3
1 Reference Case | 2030 | 14 | 25.2 | 3
1 Reference Case | 2030 | 14 | 26.5 | 1
1 Reference Case | 2030 | 14 | 26.7 | 1
1 Reference Case | 2030 | 14 | 26.8 | 3
1 Reference Case | 2030 | 14 | 26.9 | 2
1 Reference Case | 2030 | 14 | 27.1 | 1
1 Reference Case | 2030 | 14 | 27.6 | 1
1 Reference Case | 2030 | 14 | 27.7 | 2
1 Reference Case | 2030 | 14 | 28.4 | 1
1 Reference Case | 2030 | 14 | 28.5 | 1
1 Reference Case | 2030 | 14 | 28.7 | 2
1 Reference Case | 2030 | 14 | 28.8 | 1
1 Reference Case | 2030 | 14 | 28.9 | 1
1 Reference Case | 2030 | 14 | 29 | 1
1 Reference Case | 2030 | 14 | 29.5 | 1
1 Reference Case | 2030 | 14 | 30 | 1
1 Reference Case | 2030 | 14 | 30.3 | 1
1 Reference Case | 2030 | 14 | 30.5 | 2
1 Reference Case | 2030 | 14 | 32 | 1
1 Reference Case | 2030 | 14 | 32.1 | 1
1 Reference Case | 2030 | 14 | 32.2 | 1
1 Reference Case | 2030 | 14 | 32.5 | 1
1 Reference Case | 2030 | 14 | 32.6 | 1
1 Reference Case | 2030 | 14 | 32.7 | 1
1 Reference Case | 2030 | 14 | 32.8 | 1
1 Reference Case | 2030 | 14 | 33 | 1
1 Reference Case | 2030 | 14 | 33.9 | 1
1 Reference Case | 2030 | 14 | 34.2 | 1
1 Reference Case | 2030 | 14 | 34.4 | 2
1 Reference Case | 2030 | 14 | 35.2 | 1
1 Reference Case | 2030 | 14 | 35.4 | 2
1 Reference Case | 2030 | 14 | 35.6 | 1
1 Reference Case | 2030 | 14 | 35.7 | 1
1 Reference Case | 2030 | 14 | 36.1 | 2
1 Reference Case | 2030 | 14 | 36.3 | 1
1 Reference Case | 2030 | 14 | 36.7 | 1
1 Reference Case | 2030 | 14 | 37 | 1
1 Reference Case | 2030 | 14 | 37.1 | 1
1 Reference Case | 2030 | 14 | 37.2 | 1
1 Reference Case | 2030 | 14 | 37.7 | 1
1 Reference Case | 2030 | 14 | 38.1 | 1
1 Reference Case | 2030 | 14 | 38.6 | 1
1 Reference Case | 2030 | 14 | 38.7 | 1
1 Reference Case | 2030 | 14 | 39.3 | 1
1 Reference Case | 2030 | 14 | 39.5 | 1
1 Reference Case | 2030 | 14 | 40.3 | 1
1 Reference Case | 2030 | 14 | 40.4 | 1
1 Reference Case | 2030 | 14 | 40.9 | 1
1 Reference Case | 2030 | 14 | 41.9 | 1
1 Reference Case | 2030 | 14 | 42.1 | 1
1 Reference Case | 2030 | 14 | 42.5 | 1
1 Reference Case | 2030 | 14 | 43.4 | 1
1 Reference Case | 2030 | 14 | 44.2 | 2
1 Reference Case | 2030 | 14 | 44.5 | 1
1 Reference Case | 2030 | 14 | 46.4 | 1
1 Reference Case | 2030 | 14 | 46.8 | 1
1 Reference Case | 2030 | 14 | 47.1 | 1
1 Reference Case | 2030 | 14 | 47.4 | 1
1 Reference Case | 2030 | 14 | 47.5 | 1
1 Reference Case | 2030 | 14 | 47.7 | 1
1 Reference Case | 2030 | 14 | 47.9 | 1
1 Reference Case | 2030 | 14 | 51.1 | 1
1 Reference Case | 2030 | 14 | 51.6 | 1
1 Reference Case | 2030 | 14 | 52.4 | 1
1 Reference Case | 2030 | 14 | 52.5 | 1
1 Reference Case | 2030 | 14 | 54.3 | 1
1 Reference Case | 2030 | 14 | 56.3 | 1
1 Reference Case | 2030 | 14 | 56.4 | 1
1 Reference Case | 2030 | 14 | 56.8 | 1
1 Reference Case | 2030 | 14 | 59.1 | 1
1 Reference Case | 2030 | 14 | 59.6 | 1
1 Reference Case | 2030 | 14 | 60.2 | 1
1 Reference Case | 2030 | 14 | 61 | 1
1 Reference Case | 2030 | 14 | 62.4 | 1
1 Reference Case | 2030 | 14 | 63.3 | 1
1 Reference Case | 2030 | 14 | 66.1 | 1
1 Reference Case | 2030 | 14 | 67.6 | 1
1 Reference Case | 2030 | 14 | 67.9 | 1
1 Reference Case | 2030 | 14 | 71.1 | 1
1 Reference Case | 2030 | 14 | 72.4 | 1
1 Reference Case | 2030 | 14 | 80.6 | 1
1 Reference Case | 2030 | 14 | 91.8 | 1
1 Reference Case | 2030 | 14 | 109.1 | 1
1 Reference Case | 2030 | 15 | -104.6 | 1
1 Reference Case | 2030 | 15 | -86.8 | 1
1 Reference Case | 2030 | 15 | -75.2 | 1
1 Reference Case | 2030 | 15 | -71.6 | 1
1 Reference Case | 2030 | 15 | -70.3 | 1
1 Reference Case | 2030 | 15 | -69.2 | 1
1 Reference Case | 2030 | 15 | -69.1 | 1
1 Reference Case | 2030 | 15 | -68.5 | 1
1 Reference Case | 2030 | 15 | -67.3 | 1
1 Reference Case | 2030 | 15 | -63.3 | 1
1 Reference Case | 2030 | 15 | -61.1 | 1
1 Reference Case | 2030 | 15 | -56.7 | 1
1 Reference Case | 2030 | 15 | -55.9 | 1
1 Reference Case | 2030 | 15 | -55.8 | 1
1 Reference Case | 2030 | 15 | -55.2 | 1
1 Reference Case | 2030 | 15 | -54.7 | 1
1 Reference Case | 2030 | 15 | -54.6 | 1
1 Reference Case | 2030 | 15 | -52.6 | 1
1 Reference Case | 2030 | 15 | -52.5 | 1
1 Reference Case | 2030 | 15 | -51.3 | 2
1 Reference Case | 2030 | 15 | -50.8 | 1
1 Reference Case | 2030 | 15 | -50.7 | 1
1 Reference Case | 2030 | 15 | -50.5 | 1
1 Reference Case | 2030 | 15 | -50.4 | 1
1 Reference Case | 2030 | 15 | -49.8 | 2
1 Reference Case | 2030 | 15 | -49.7 | 1
1 Reference Case | 2030 | 15 | -49.2 | 1
1 Reference Case | 2030 | 15 | -48.6 | 1
1 Reference Case | 2030 | 15 | -48.3 | 1
1 Reference Case | 2030 | 15 | -48.1 | 1
1 Reference Case | 2030 | 15 | -47.8 | 2
1 Reference Case | 2030 | 15 | -47.7 | 1
1 Reference Case | 2030 | 15 | -47.6 | 1
1 Reference Case | 2030 | 15 | -47.2 | 1
1 Reference Case | 2030 | 15 | -46.9 | 1
1 Reference Case | 2030 | 15 | -45.6 | 1
1 Reference Case | 2030 | 15 | -44.9 | 1
1 Reference Case | 2030 | 15 | -44.8 | 1
1 Reference Case | 2030 | 15 | -44.6 | 1
1 Reference Case | 2030 | 15 | -44.2 | 1
1 Reference Case | 2030 | 15 | -43.9 | 1
1 Reference Case | 2030 | 15 | -43.7 | 1
1 Reference Case | 2030 | 15 | -43.6 | 1
1 Reference Case | 2030 | 15 | -43 | 1
1 Reference Case | 2030 | 15 | -42.5 | 1
1 Reference Case | 2030 | 15 | -42.1 | 1
1 Reference Case | 2030 | 15 | -41.7 | 1
1 Reference Case | 2030 | 15 | -41.2 | 1
1 Reference Case | 2030 | 15 | -40.5 | 2
1 Reference Case | 2030 | 15 | -40.4 | 1
1 Reference Case | 2030 | 15 | -40.3 | 2
1 Reference Case | 2030 | 15 | -40.2 | 1
1 Reference Case | 2030 | 15 | -37.6 | 2
1 Reference Case | 2030 | 15 | -36.9 | 1
1 Reference Case | 2030 | 15 | -35.6 | 1
1 Reference Case | 2030 | 15 | -35.5 | 1
1 Reference Case | 2030 | 15 | -35.3 | 1
1 Reference Case | 2030 | 15 | -34.8 | 1
1 Reference Case | 2030 | 15 | -34.6 | 1
1 Reference Case | 2030 | 15 | -34.5 | 1
1 Reference Case | 2030 | 15 | -34.4 | 1
1 Reference Case | 2030 | 15 | -34.3 | 1
1 Reference Case | 2030 | 15 | -34 | 1
1 Reference Case | 2030 | 15 | -33.9 | 1
1 Reference Case | 2030 | 15 | -33.4 | 1
1 Reference Case | 2030 | 15 | -32.7 | 1
1 Reference Case | 2030 | 15 | -32.5 | 1
1 Reference Case | 2030 | 15 | -32.4 | 2
1 Reference Case | 2030 | 15 | -31.8 | 1
1 Reference Case | 2030 | 15 | -31.6 | 1
1 Reference Case | 2030 | 15 | -31.5 | 1
1 Reference Case | 2030 | 15 | -31.4 | 1
1 Reference Case | 2030 | 15 | -31.3 | 1
1 Reference Case | 2030 | 15 | -31 | 1
1 Reference Case | 2030 | 15 | -30.7 | 2
1 Reference Case | 2030 | 15 | -30.5 | 1
1 Reference Case | 2030 | 15 | -30.2 | 1
1 Reference Case | 2030 | 15 | -30 | 1
1 Reference Case | 2030 | 15 | -29.7 | 1
1 Reference Case | 2030 | 15 | -29.6 | 1
1 Reference Case | 2030 | 15 | -29.5 | 1
1 Reference Case | 2030 | 15 | -29.4 | 1
1 Reference Case | 2030 | 15 | -28.8 | 1
1 Reference Case | 2030 | 15 | -28.7 | 2
1 Reference Case | 2030 | 15 | -28.4 | 1
1 Reference Case | 2030 | 15 | -28.2 | 1
1 Reference Case | 2030 | 15 | -27.8 | 1
1 Reference Case | 2030 | 15 | -27.5 | 1
1 Reference Case | 2030 | 15 | -27.4 | 1
1 Reference Case | 2030 | 15 | -27.3 | 1
1 Reference Case | 2030 | 15 | -27.1 | 1
1 Reference Case | 2030 | 15 | -26.9 | 2
1 Reference Case | 2030 | 15 | -26.6 | 1
1 Reference Case | 2030 | 15 | -26.4 | 1
1 Reference Case | 2030 | 15 | -26.3 | 2
1 Reference Case | 2030 | 15 | -26.1 | 1
1 Reference Case | 2030 | 15 | -25.7 | 1
1 Reference Case | 2030 | 15 | -25.2 | 1
1 Reference Case | 2030 | 15 | -24.7 | 1
1 Reference Case | 2030 | 15 | -24.6 | 1
1 Reference Case | 2030 | 15 | -24.3 | 1
1 Reference Case | 2030 | 15 | -24.2 | 1
1 Reference Case | 2030 | 15 | -23.5 | 1
1 Reference Case | 2030 | 15 | -23.3 | 2
1 Reference Case | 2030 | 15 | -23 | 1
1 Reference Case | 2030 | 15 | -22.9 | 1
1 Reference Case | 2030 | 15 | -22.3 | 1
1 Reference Case | 2030 | 15 | -22.2 | 1
1 Reference Case | 2030 | 15 | -22.1 | 2
1 Reference Case | 2030 | 15 | -20.6 | 1
1 Reference Case | 2030 | 15 | -20 | 2
1 Reference Case | 2030 | 15 | -19.7 | 1
1 Reference Case | 2030 | 15 | -18.9 | 1
1 Reference Case | 2030 | 15 | -18.6 | 1
1 Reference Case | 2030 | 15 | -17.5 | 1
1 Reference Case | 2030 | 15 | -17 | 1
1 Reference Case | 2030 | 15 | -15.5 | 1
1 Reference Case | 2030 | 15 | -14.7 | 1
1 Reference Case | 2030 | 15 | -14.6 | 1
1 Reference Case | 2030 | 15 | -13.5 | 1
1 Reference Case | 2030 | 15 | -13 | 1
1 Reference Case | 2030 | 15 | -12.9 | 1
1 Reference Case | 2030 | 15 | -12.8 | 1
1 Reference Case | 2030 | 15 | -8.5 | 1
1 Reference Case | 2030 | 15 | 11 | 1
1 Reference Case | 2030 | 15 | 15.4 | 1
1 Reference Case | 2030 | 15 | 16.3 | 1
1 Reference Case | 2030 | 15 | 17 | 2
1 Reference Case | 2030 | 15 | 17.1 | 1
1 Reference Case | 2030 | 15 | 17.3 | 3
1 Reference Case | 2030 | 15 | 17.6 | 1
1 Reference Case | 2030 | 15 | 17.9 | 1
1 Reference Case | 2030 | 15 | 18.4 | 1
1 Reference Case | 2030 | 15 | 18.9 | 2
1 Reference Case | 2030 | 15 | 19.2 | 1
1 Reference Case | 2030 | 15 | 19.9 | 1
1 Reference Case | 2030 | 15 | 20 | 1
1 Reference Case | 2030 | 15 | 20.2 | 1
1 Reference Case | 2030 | 15 | 20.4 | 1
1 Reference Case | 2030 | 15 | 20.6 | 1
1 Reference Case | 2030 | 15 | 20.9 | 1
1 Reference Case | 2030 | 15 | 21 | 1
1 Reference Case | 2030 | 15 | 21.4 | 3
1 Reference Case | 2030 | 15 | 21.7 | 2
1 Reference Case | 2030 | 15 | 22.3 | 1
1 Reference Case | 2030 | 15 | 22.4 | 1
1 Reference Case | 2030 | 15 | 22.6 | 1
1 Reference Case | 2030 | 15 | 22.8 | 1
1 Reference Case | 2030 | 15 | 23 | 1
1 Reference Case | 2030 | 15 | 23.2 | 1
1 Reference Case | 2030 | 15 | 23.4 | 1
1 Reference Case | 2030 | 15 | 23.6 | 1
1 Reference Case | 2030 | 15 | 24.2 | 1
1 Reference Case | 2030 | 15 | 24.5 | 2
1 Reference Case | 2030 | 15 | 25 | 1
1 Reference Case | 2030 | 15 | 25.4 | 1
1 Reference Case | 2030 | 15 | 25.9 | 2
1 Reference Case | 2030 | 15 | 26 | 1
1 Reference Case | 2030 | 15 | 26.4 | 2
1 Reference Case | 2030 | 15 | 26.6 | 1
1 Reference Case | 2030 | 15 | 26.8 | 1
1 Reference Case | 2030 | 15 | 27.1 | 1
1 Reference Case | 2030 | 15 | 27.9 | 2
1 Reference Case | 2030 | 15 | 28.3 | 2
1 Reference Case | 2030 | 15 | 28.6 | 1
1 Reference Case | 2030 | 15 | 28.7 | 2
1 Reference Case | 2030 | 15 | 28.8 | 2
1 Reference Case | 2030 | 15 | 29.3 | 1
1 Reference Case | 2030 | 15 | 29.5 | 1
1 Reference Case | 2030 | 15 | 29.7 | 2
1 Reference Case | 2030 | 15 | 30.1 | 1
1 Reference Case | 2030 | 15 | 30.6 | 1
1 Reference Case | 2030 | 15 | 31.2 | 1
1 Reference Case | 2030 | 15 | 31.3 | 2
1 Reference Case | 2030 | 15 | 31.5 | 1
1 Reference Case | 2030 | 15 | 31.6 | 1
1 Reference Case | 2030 | 15 | 31.8 | 1
1 Reference Case | 2030 | 15 | 32 | 2
1 Reference Case | 2030 | 15 | 32.7 | 2
1 Reference Case | 2030 | 15 | 32.8 | 1
1 Reference Case | 2030 | 15 | 33.3 | 1
1 Reference Case | 2030 | 15 | 33.5 | 1
1 Reference Case | 2030 | 15 | 33.6 | 2
1 Reference Case | 2030 | 15 | 34.3 | 1
1 Reference Case | 2030 | 15 | 34.4 | 2
1 Reference Case | 2030 | 15 | 34.9 | 1
1 Reference Case | 2030 | 15 | 35 | 1
1 Reference Case | 2030 | 15 | 35.2 | 1
1 Reference Case | 2030 | 15 | 35.3 | 1
1 Reference Case | 2030 | 15 | 35.5 | 1
1 Reference Case | 2030 | 15 | 35.7 | 1
1 Reference Case | 2030 | 15 | 36.3 | 1
1 Reference Case | 2030 | 15 | 36.6 | 1
1 Reference Case | 2030 | 15 | 37.3 | 2
1 Reference Case | 2030 | 15 | 37.4 | 1
1 Reference Case | 2030 | 15 | 37.9 | 1
1 Reference Case | 2030 | 15 | 39.1 | 2
1 Reference Case | 2030 | 15 | 39.3 | 1
1 Reference Case | 2030 | 15 | 39.4 | 1
1 Reference Case | 2030 | 15 | 40 | 1
1 Reference Case | 2030 | 15 | 40.1 | 2
1 Reference Case | 2030 | 15 | 40.6 | 3
1 Reference Case | 2030 | 15 | 41.2 | 1
1 Reference Case | 2030 | 15 | 41.3 | 1
1 Reference Case | 2030 | 15 | 41.7 | 1
1 Reference Case | 2030 | 15 | 42.3 | 1
1 Reference Case | 2030 | 15 | 42.4 | 1
1 Reference Case | 2030 | 15 | 42.7 | 2
1 Reference Case | 2030 | 15 | 44.4 | 1
1 Reference Case | 2030 | 15 | 44.5 | 1
1 Reference Case | 2030 | 15 | 44.6 | 1
1 Reference Case | 2030 | 15 | 45.5 | 1
1 Reference Case | 2030 | 15 | 45.9 | 1
1 Reference Case | 2030 | 15 | 46 | 1
1 Reference Case | 2030 | 15 | 46.6 | 1
1 Reference Case | 2030 | 15 | 46.8 | 1
1 Reference Case | 2030 | 15 | 47.2 | 1
1 Reference Case | 2030 | 15 | 48.6 | 1
1 Reference Case | 2030 | 15 | 48.7 | 1
1 Reference Case | 2030 | 15 | 48.8 | 1
1 Reference Case | 2030 | 15 | 49.4 | 2
1 Reference Case | 2030 | 15 | 50.1 | 1
1 Reference Case | 2030 | 15 | 50.8 | 1
1 Reference Case | 2030 | 15 | 52.2 | 1
1 Reference Case | 2030 | 15 | 57 | 1
1 Reference Case | 2030 | 15 | 57.3 | 1
1 Reference Case | 2030 | 15 | 57.4 | 1
1 Reference Case | 2030 | 15 | 58.4 | 1
1 Reference Case | 2030 | 15 | 58.6 | 1
1 Reference Case | 2030 | 15 | 58.8 | 1
1 Reference Case | 2030 | 15 | 59.3 | 1
1 Reference Case | 2030 | 15 | 61.2 | 1
1 Reference Case | 2030 | 15 | 62.3 | 1
1 Reference Case | 2030 | 15 | 66.6 | 1
1 Reference Case | 2030 | 15 | 68.5 | 1
1 Reference Case | 2030 | 15 | 73.1 | 1
1 Reference Case | 2030 | 15 | 74.5 | 1
1 Reference Case | 2030 | 15 | 83.2 | 1
1 Reference Case | 2030 | 15 | 85.9 | 1
1 Reference Case | 2030 | 15 | 103.3 | 1
1 Reference Case | 2030 | 15 | 114.5 | 1
1 Reference Case | 2030 | 16 | -123.5 | 1
1 Reference Case | 2030 | 16 | -110.3 | 1
1 Reference Case | 2030 | 16 | -97.9 | 1
1 Reference Case | 2030 | 16 | -91.6 | 1
1 Reference Case | 2030 | 16 | -85.4 | 1
1 Reference Case | 2030 | 16 | -75.6 | 1
1 Reference Case | 2030 | 16 | -71.5 | 1
1 Reference Case | 2030 | 16 | -69.1 | 1
1 Reference Case | 2030 | 16 | -67.7 | 1
1 Reference Case | 2030 | 16 | -67.5 | 2
1 Reference Case | 2030 | 16 | -67.3 | 1
1 Reference Case | 2030 | 16 | -67 | 1
1 Reference Case | 2030 | 16 | -66 | 1
1 Reference Case | 2030 | 16 | -64.8 | 1
1 Reference Case | 2030 | 16 | -62.8 | 1
1 Reference Case | 2030 | 16 | -57.8 | 1
1 Reference Case | 2030 | 16 | -57.1 | 2
1 Reference Case | 2030 | 16 | -56 | 1
1 Reference Case | 2030 | 16 | -55.8 | 1
1 Reference Case | 2030 | 16 | -55.1 | 1
1 Reference Case | 2030 | 16 | -54.6 | 1
1 Reference Case | 2030 | 16 | -54.2 | 2
1 Reference Case | 2030 | 16 | -53.8 | 1
1 Reference Case | 2030 | 16 | -53.7 | 1
1 Reference Case | 2030 | 16 | -51.8 | 1
1 Reference Case | 2030 | 16 | -51.4 | 1
1 Reference Case | 2030 | 16 | -50.1 | 1
1 Reference Case | 2030 | 16 | -49.6 | 1
1 Reference Case | 2030 | 16 | -47.9 | 1
1 Reference Case | 2030 | 16 | -47.6 | 1
1 Reference Case | 2030 | 16 | -47 | 1
1 Reference Case | 2030 | 16 | -45.3 | 2
1 Reference Case | 2030 | 16 | -44.7 | 1
1 Reference Case | 2030 | 16 | -44.4 | 1
1 Reference Case | 2030 | 16 | -43.7 | 2
1 Reference Case | 2030 | 16 | -43.6 | 1
1 Reference Case | 2030 | 16 | -43 | 1
1 Reference Case | 2030 | 16 | -42.4 | 1
1 Reference Case | 2030 | 16 | -41.9 | 1
1 Reference Case | 2030 | 16 | -41.6 | 1
1 Reference Case | 2030 | 16 | -41.2 | 1
1 Reference Case | 2030 | 16 | -40.7 | 1
1 Reference Case | 2030 | 16 | -40.5 | 1
1 Reference Case | 2030 | 16 | -40.1 | 1
1 Reference Case | 2030 | 16 | -39.9 | 1
1 Reference Case | 2030 | 16 | -39 | 1
1 Reference Case | 2030 | 16 | -38.5 | 1
1 Reference Case | 2030 | 16 | -38.3 | 1
1 Reference Case | 2030 | 16 | -38 | 1
1 Reference Case | 2030 | 16 | -37.4 | 1
1 Reference Case | 2030 | 16 | -37.1 | 1
1 Reference Case | 2030 | 16 | -37 | 1
1 Reference Case | 2030 | 16 | -36.1 | 1
1 Reference Case | 2030 | 16 | -35.5 | 1
1 Reference Case | 2030 | 16 | -34.3 | 1
1 Reference Case | 2030 | 16 | -33.9 | 1
1 Reference Case | 2030 | 16 | -33.8 | 1
1 Reference Case | 2030 | 16 | -31.7 | 1
1 Reference Case | 2030 | 16 | -31.5 | 2
1 Reference Case | 2030 | 16 | -30.9 | 1
1 Reference Case | 2030 | 16 | -30.5 | 1
1 Reference Case | 2030 | 16 | -30.1 | 1
1 Reference Case | 2030 | 16 | -29.9 | 1
1 Reference Case | 2030 | 16 | -29.8 | 1
1 Reference Case | 2030 | 16 | -29.5 | 1
1 Reference Case | 2030 | 16 | -26.7 | 1
1 Reference Case | 2030 | 16 | -26.6 | 1
1 Reference Case | 2030 | 16 | -26.3 | 1
1 Reference Case | 2030 | 16 | -26.1 | 1
1 Reference Case | 2030 | 16 | -25.9 | 1
1 Reference Case | 2030 | 16 | -25.4 | 1
1 Reference Case | 2030 | 16 | -25.1 | 3
1 Reference Case | 2030 | 16 | -24.7 | 1
1 Reference Case | 2030 | 16 | -23.4 | 2
1 Reference Case | 2030 | 16 | -22.4 | 1
1 Reference Case | 2030 | 16 | -22.2 | 1
1 Reference Case | 2030 | 16 | -21.9 | 1
1 Reference Case | 2030 | 16 | -20.9 | 1
1 Reference Case | 2030 | 16 | -19.6 | 1
1 Reference Case | 2030 | 16 | -19.2 | 1
1 Reference Case | 2030 | 16 | -19.1 | 1
1 Reference Case | 2030 | 16 | -18.5 | 2
1 Reference Case | 2030 | 16 | -17.5 | 1
1 Reference Case | 2030 | 16 | -15.4 | 1
1 Reference Case | 2030 | 16 | -14.8 | 1
1 Reference Case | 2030 | 16 | 11.4 | 1
1 Reference Case | 2030 | 16 | 12.2 | 1
1 Reference Case | 2030 | 16 | 12.7 | 1
1 Reference Case | 2030 | 16 | 12.9 | 2
1 Reference Case | 2030 | 16 | 13.5 | 1
1 Reference Case | 2030 | 16 | 14 | 1
1 Reference Case | 2030 | 16 | 15.9 | 1
1 Reference Case | 2030 | 16 | 17.6 | 1
1 Reference Case | 2030 | 16 | 18 | 1
1 Reference Case | 2030 | 16 | 18.2 | 1
1 Reference Case | 2030 | 16 | 18.4 | 1
1 Reference Case | 2030 | 16 | 18.8 | 1
1 Reference Case | 2030 | 16 | 19.4 | 1
1 Reference Case | 2030 | 16 | 19.5 | 1
1 Reference Case | 2030 | 16 | 19.9 | 1
1 Reference Case | 2030 | 16 | 20.2 | 1
1 Reference Case | 2030 | 16 | 20.4 | 1
1 Reference Case | 2030 | 16 | 21.9 | 1
1 Reference Case | 2030 | 16 | 22.4 | 1
1 Reference Case | 2030 | 16 | 22.9 | 1
1 Reference Case | 2030 | 16 | 23.1 | 2
1 Reference Case | 2030 | 16 | 23.2 | 1
1 Reference Case | 2030 | 16 | 23.6 | 1
1 Reference Case | 2030 | 16 | 23.7 | 1
1 Reference Case | 2030 | 16 | 23.8 | 1
1 Reference Case | 2030 | 16 | 24 | 1
1 Reference Case | 2030 | 16 | 25.3 | 1
1 Reference Case | 2030 | 16 | 25.9 | 1
1 Reference Case | 2030 | 16 | 26 | 1
1 Reference Case | 2030 | 16 | 26.2 | 1
1 Reference Case | 2030 | 16 | 26.4 | 1
1 Reference Case | 2030 | 16 | 26.5 | 1
1 Reference Case | 2030 | 16 | 26.7 | 1
1 Reference Case | 2030 | 16 | 26.9 | 1
1 Reference Case | 2030 | 16 | 27 | 1
1 Reference Case | 2030 | 16 | 27.2 | 2
1 Reference Case | 2030 | 16 | 27.3 | 3
1 Reference Case | 2030 | 16 | 28 | 2
1 Reference Case | 2030 | 16 | 28.2 | 1
1 Reference Case | 2030 | 16 | 28.3 | 1
1 Reference Case | 2030 | 16 | 28.6 | 1
1 Reference Case | 2030 | 16 | 28.9 | 1
1 Reference Case | 2030 | 16 | 29.4 | 1
1 Reference Case | 2030 | 16 | 29.8 | 1
1 Reference Case | 2030 | 16 | 30.4 | 1
1 Reference Case | 2030 | 16 | 30.6 | 1
1 Reference Case | 2030 | 16 | 31.2 | 1
1 Reference Case | 2030 | 16 | 31.4 | 1
1 Reference Case | 2030 | 16 | 31.8 | 1
1 Reference Case | 2030 | 16 | 32 | 1
1 Reference Case | 2030 | 16 | 32.1 | 1
1 Reference Case | 2030 | 16 | 32.4 | 1
1 Reference Case | 2030 | 16 | 33.3 | 1
1 Reference Case | 2030 | 16 | 33.5 | 1
1 Reference Case | 2030 | 16 | 34.3 | 2
1 Reference Case | 2030 | 16 | 34.7 | 2
1 Reference Case | 2030 | 16 | 34.8 | 2
1 Reference Case | 2030 | 16 | 35.6 | 1
1 Reference Case | 2030 | 16 | 36.1 | 1
1 Reference Case | 2030 | 16 | 36.5 | 1
1 Reference Case | 2030 | 16 | 37.1 | 1
1 Reference Case | 2030 | 16 | 37.5 | 1
1 Reference Case | 2030 | 16 | 37.6 | 1
1 Reference Case | 2030 | 16 | 37.8 | 1
1 Reference Case | 2030 | 16 | 37.9 | 2
1 Reference Case | 2030 | 16 | 38 | 2
1 Reference Case | 2030 | 16 | 38.6 | 1
1 Reference Case | 2030 | 16 | 38.9 | 1
1 Reference Case | 2030 | 16 | 39.8 | 1
1 Reference Case | 2030 | 16 | 40 | 1
1 Reference Case | 2030 | 16 | 40.1 | 1
1 Reference Case | 2030 | 16 | 40.7 | 1
1 Reference Case | 2030 | 16 | 41.1 | 1
1 Reference Case | 2030 | 16 | 41.3 | 1
1 Reference Case | 2030 | 16 | 42.2 | 1
1 Reference Case | 2030 | 16 | 42.3 | 1
1 Reference Case | 2030 | 16 | 42.4 | 1
1 Reference Case | 2030 | 16 | 43.3 | 1
1 Reference Case | 2030 | 16 | 43.8 | 1
1 Reference Case | 2030 | 16 | 44.2 | 1
1 Reference Case | 2030 | 16 | 45.2 | 1
1 Reference Case | 2030 | 16 | 45.6 | 2
1 Reference Case | 2030 | 16 | 45.7 | 1
1 Reference Case | 2030 | 16 | 47.4 | 1
1 Reference Case | 2030 | 16 | 47.7 | 1
1 Reference Case | 2030 | 16 | 48.1 | 1
1 Reference Case | 2030 | 16 | 48.2 | 1
1 Reference Case | 2030 | 16 | 48.4 | 1
1 Reference Case | 2030 | 16 | 48.6 | 1
1 Reference Case | 2030 | 16 | 49.3 | 1
1 Reference Case | 2030 | 16 | 49.4 | 1
1 Reference Case | 2030 | 16 | 49.6 | 2
1 Reference Case | 2030 | 16 | 50.3 | 1
1 Reference Case | 2030 | 16 | 50.4 | 2
1 Reference Case | 2030 | 16 | 50.8 | 1
1 Reference Case | 2030 | 16 | 51.8 | 1
1 Reference Case | 2030 | 16 | 52.3 | 1
1 Reference Case | 2030 | 16 | 53.5 | 1
1 Reference Case | 2030 | 16 | 53.6 | 1
1 Reference Case | 2030 | 16 | 53.7 | 1
1 Reference Case | 2030 | 16 | 54.5 | 1
1 Reference Case | 2030 | 16 | 54.9 | 1
1 Reference Case | 2030 | 16 | 57.5 | 1
1 Reference Case | 2030 | 16 | 58.3 | 1
1 Reference Case | 2030 | 16 | 58.9 | 1
1 Reference Case | 2030 | 16 | 63.5 | 1
1 Reference Case | 2030 | 16 | 66.5 | 1
1 Reference Case | 2030 | 16 | 66.9 | 1
1 Reference Case | 2030 | 16 | 67.5 | 1
1 Reference Case | 2030 | 16 | 69.3 | 1
1 Reference Case | 2030 | 16 | 69.9 | 1
1 Reference Case | 2030 | 16 | 71.4 | 1
1 Reference Case | 2030 | 16 | 72.7 | 1
1 Reference Case | 2030 | 16 | 73.1 | 1
1 Reference Case | 2030 | 16 | 73.7 | 1
1 Reference Case | 2030 | 16 | 75.9 | 1
1 Reference Case | 2030 | 16 | 80.7 | 1
1 Reference Case | 2030 | 16 | 98.6 | 1
1 Reference Case | 2030 | 16 | 99 | 1
1 Reference Case | 2030 | 16 | 100.1 | 1
1 Reference Case | 2030 | 16 | 141 | 1
1 Reference Case | 2030 | 17 | -166.5 | 1
1 Reference Case | 2030 | 17 | -126.6 | 1
1 Reference Case | 2030 | 17 | -110.7 | 1
1 Reference Case | 2030 | 17 | -108.7 | 1
1 Reference Case | 2030 | 17 | -91.1 | 1
1 Reference Case | 2030 | 17 | -90.5 | 1
1 Reference Case | 2030 | 17 | -76.2 | 1
1 Reference Case | 2030 | 17 | -75.3 | 1
1 Reference Case | 2030 | 17 | -74.9 | 1
1 Reference Case | 2030 | 17 | -73.2 | 1
1 Reference Case | 2030 | 17 | -72.6 | 1
1 Reference Case | 2030 | 17 | -72 | 1
1 Reference Case | 2030 | 17 | -71.4 | 1
1 Reference Case | 2030 | 17 | -70.2 | 1
1 Reference Case | 2030 | 17 | -68.1 | 1
1 Reference Case | 2030 | 17 | -67.5 | 1
1 Reference Case | 2030 | 17 | -66.8 | 1
1 Reference Case | 2030 | 17 | -66 | 1
1 Reference Case | 2030 | 17 | -65.6 | 1
1 Reference Case | 2030 | 17 | -61.4 | 1
1 Reference Case | 2030 | 17 | -60.4 | 1
1 Reference Case | 2030 | 17 | -59.9 | 1
1 Reference Case | 2030 | 17 | -59.1 | 1
1 Reference Case | 2030 | 17 | -57 | 1
1 Reference Case | 2030 | 17 | -56.6 | 1
1 Reference Case | 2030 | 17 | -55.8 | 1
1 Reference Case | 2030 | 17 | -55.7 | 1
1 Reference Case | 2030 | 17 | -55.4 | 1
1 Reference Case | 2030 | 17 | -55.1 | 1
1 Reference Case | 2030 | 17 | -54.4 | 1
1 Reference Case | 2030 | 17 | -54.1 | 2
1 Reference Case | 2030 | 17 | -53.8 | 2
1 Reference Case | 2030 | 17 | -53.4 | 1
1 Reference Case | 2030 | 17 | -51.8 | 1
1 Reference Case | 2030 | 17 | -51.5 | 1
1 Reference Case | 2030 | 17 | -49.9 | 2
1 Reference Case | 2030 | 17 | -49.4 | 1
1 Reference Case | 2030 | 17 | -49 | 1
1 Reference Case | 2030 | 17 | -48.6 | 1
1 Reference Case | 2030 | 17 | -48.2 | 1
1 Reference Case | 2030 | 17 | -47.8 | 1
1 Reference Case | 2030 | 17 | -47.6 | 1
1 Reference Case | 2030 | 17 | -46.7 | 1
1 Reference Case | 2030 | 17 | -46.1 | 1
1 Reference Case | 2030 | 17 | -45.9 | 1
1 Reference Case | 2030 | 17 | -44.6 | 1
1 Reference Case | 2030 | 17 | -44.2 | 1
1 Reference Case | 2030 | 17 | -44.1 | 1
1 Reference Case | 2030 | 17 | -42.9 | 1
1 Reference Case | 2030 | 17 | -42.7 | 1
1 Reference Case | 2030 | 17 | -42.5 | 2
1 Reference Case | 2030 | 17 | -42.1 | 1
1 Reference Case | 2030 | 17 | -41.4 | 1
1 Reference Case | 2030 | 17 | -41.2 | 1
1 Reference Case | 2030 | 17 | -40.9 | 1
1 Reference Case | 2030 | 17 | -40.8 | 1
1 Reference Case | 2030 | 17 | -40.4 | 1
1 Reference Case | 2030 | 17 | -40.3 | 1
1 Reference Case | 2030 | 17 | -40.2 | 2
1 Reference Case | 2030 | 17 | -40 | 3
1 Reference Case | 2030 | 17 | -39.9 | 1
1 Reference Case | 2030 | 17 | -39.8 | 2
1 Reference Case | 2030 | 17 | -38.6 | 1
1 Reference Case | 2030 | 17 | -38.2 | 1
1 Reference Case | 2030 | 17 | -37.7 | 2
1 Reference Case | 2030 | 17 | -37.6 | 1
1 Reference Case | 2030 | 17 | -37.5 | 1
1 Reference Case | 2030 | 17 | -37 | 1
1 Reference Case | 2030 | 17 | -36.9 | 1
1 Reference Case | 2030 | 17 | -36.2 | 2
1 Reference Case | 2030 | 17 | -35.8 | 1
1 Reference Case | 2030 | 17 | -35.7 | 1
1 Reference Case | 2030 | 17 | -35.2 | 1
1 Reference Case | 2030 | 17 | -34.9 | 1
1 Reference Case | 2030 | 17 | -33.2 | 2
1 Reference Case | 2030 | 17 | -33 | 1
1 Reference Case | 2030 | 17 | -32.9 | 1
1 Reference Case | 2030 | 17 | -32.7 | 1
1 Reference Case | 2030 | 17 | -32.4 | 2
1 Reference Case | 2030 | 17 | -32.3 | 1
1 Reference Case | 2030 | 17 | -30.8 | 1
1 Reference Case | 2030 | 17 | -30.3 | 1
1 Reference Case | 2030 | 17 | -29.4 | 1
1 Reference Case | 2030 | 17 | -28.9 | 2
1 Reference Case | 2030 | 17 | -28.8 | 1
1 Reference Case | 2030 | 17 | -28.4 | 1
1 Reference Case | 2030 | 17 | -28 | 1
1 Reference Case | 2030 | 17 | -26.9 | 1
1 Reference Case | 2030 | 17 | -26.3 | 1
1 Reference Case | 2030 | 17 | -25.3 | 1
1 Reference Case | 2030 | 17 | -24 | 1
1 Reference Case | 2030 | 17 | -23.3 | 1
1 Reference Case | 2030 | 17 | -23 | 1
1 Reference Case | 2030 | 17 | -22.8 | 1
1 Reference Case | 2030 | 17 | -20.6 | 1
1 Reference Case | 2030 | 17 | -20.4 | 1
1 Reference Case | 2030 | 17 | -19.9 | 1
1 Reference Case | 2030 | 17 | -18.3 | 1
1 Reference Case | 2030 | 17 | -15.7 | 1
1 Reference Case | 2030 | 17 | -15.5 | 1
1 Reference Case | 2030 | 17 | 13.6 | 1
1 Reference Case | 2030 | 17 | 16.4 | 1
1 Reference Case | 2030 | 17 | 16.7 | 1
1 Reference Case | 2030 | 17 | 17.1 | 1
1 Reference Case | 2030 | 17 | 18.3 | 1
1 Reference Case | 2030 | 17 | 18.9 | 1
1 Reference Case | 2030 | 17 | 19 | 1
1 Reference Case | 2030 | 17 | 20.5 | 1
1 Reference Case | 2030 | 17 | 20.6 | 1
1 Reference Case | 2030 | 17 | 22.8 | 1
1 Reference Case | 2030 | 17 | 23.1 | 3
1 Reference Case | 2030 | 17 | 23.2 | 1
1 Reference Case | 2030 | 17 | 23.5 | 1
1 Reference Case | 2030 | 17 | 23.6 | 1
1 Reference Case | 2030 | 17 | 23.9 | 1
1 Reference Case | 2030 | 17 | 24 | 1
1 Reference Case | 2030 | 17 | 25.8 | 1
1 Reference Case | 2030 | 17 | 26.1 | 1
1 Reference Case | 2030 | 17 | 26.2 | 1
1 Reference Case | 2030 | 17 | 26.4 | 2
1 Reference Case | 2030 | 17 | 26.6 | 1
1 Reference Case | 2030 | 17 | 26.7 | 1
1 Reference Case | 2030 | 17 | 26.8 | 1
1 Reference Case | 2030 | 17 | 27.3 | 1
1 Reference Case | 2030 | 17 | 27.4 | 1
1 Reference Case | 2030 | 17 | 27.7 | 1
1 Reference Case | 2030 | 17 | 28.3 | 1
1 Reference Case | 2030 | 17 | 28.5 | 1
1 Reference Case | 2030 | 17 | 28.6 | 1
1 Reference Case | 2030 | 17 | 28.7 | 1
1 Reference Case | 2030 | 17 | 29 | 1
1 Reference Case | 2030 | 17 | 29.1 | 1
1 Reference Case | 2030 | 17 | 29.4 | 1
1 Reference Case | 2030 | 17 | 30.2 | 1
1 Reference Case | 2030 | 17 | 30.3 | 1
1 Reference Case | 2030 | 17 | 30.5 | 1
1 Reference Case | 2030 | 17 | 30.8 | 1
1 Reference Case | 2030 | 17 | 30.9 | 1
1 Reference Case | 2030 | 17 | 31.2 | 1
1 Reference Case | 2030 | 17 | 32 | 1
1 Reference Case | 2030 | 17 | 32.2 | 1
1 Reference Case | 2030 | 17 | 32.5 | 1
1 Reference Case | 2030 | 17 | 32.7 | 1
1 Reference Case | 2030 | 17 | 33.2 | 1
1 Reference Case | 2030 | 17 | 33.5 | 1
1 Reference Case | 2030 | 17 | 33.6 | 1
1 Reference Case | 2030 | 17 | 33.7 | 1
1 Reference Case | 2030 | 17 | 34.9 | 2
1 Reference Case | 2030 | 17 | 35.9 | 1
1 Reference Case | 2030 | 17 | 36.1 | 1
1 Reference Case | 2030 | 17 | 36.5 | 2
1 Reference Case | 2030 | 17 | 36.7 | 1
1 Reference Case | 2030 | 17 | 37 | 1
1 Reference Case | 2030 | 17 | 37.3 | 1
1 Reference Case | 2030 | 17 | 37.5 | 1
1 Reference Case | 2030 | 17 | 37.9 | 1
1 Reference Case | 2030 | 17 | 38.3 | 1
1 Reference Case | 2030 | 17 | 38.4 | 1
1 Reference Case | 2030 | 17 | 38.9 | 1
1 Reference Case | 2030 | 17 | 39.8 | 1
1 Reference Case | 2030 | 17 | 40.6 | 1
1 Reference Case | 2030 | 17 | 41.5 | 1
1 Reference Case | 2030 | 17 | 42.1 | 1
1 Reference Case | 2030 | 17 | 42.3 | 1
1 Reference Case | 2030 | 17 | 42.9 | 1
1 Reference Case | 2030 | 17 | 43.1 | 1
1 Reference Case | 2030 | 17 | 43.2 | 1
1 Reference Case | 2030 | 17 | 43.8 | 1
1 Reference Case | 2030 | 17 | 44.7 | 1
1 Reference Case | 2030 | 17 | 45.7 | 1
1 Reference Case | 2030 | 17 | 46.3 | 1
1 Reference Case | 2030 | 17 | 46.9 | 1
1 Reference Case | 2030 | 17 | 47.4 | 1
1 Reference Case | 2030 | 17 | 48.9 | 1
1 Reference Case | 2030 | 17 | 50.3 | 1
1 Reference Case | 2030 | 17 | 50.4 | 1
1 Reference Case | 2030 | 17 | 52.4 | 1
1 Reference Case | 2030 | 17 | 54 | 1
1 Reference Case | 2030 | 17 | 55.9 | 1
1 Reference Case | 2030 | 17 | 57.2 | 1
1 Reference Case | 2030 | 17 | 60.5 | 1
1 Reference Case | 2030 | 17 | 60.7 | 1
1 Reference Case | 2030 | 17 | 64 | 1
1 Reference Case | 2030 | 17 | 64.2 | 1
1 Reference Case | 2030 | 17 | 65.2 | 1
1 Reference Case | 2030 | 17 | 66.1 | 1
1 Reference Case | 2030 | 17 | 67.7 | 1
1 Reference Case | 2030 | 17 | 73.6 | 1
1 Reference Case | 2030 | 17 | 76.2 | 1
1 Reference Case | 2030 | 17 | 80.9 | 1
1 Reference Case | 2030 | 17 | 89.2 | 1
1 Reference Case | 2030 | 17 | 101.6 | 1
1 Reference Case | 2030 | 17 | 106.5 | 1
1 Reference Case | 2030 | 18 | -112.9 | 1
1 Reference Case | 2030 | 18 | -101.7 | 1
1 Reference Case | 2030 | 18 | -92.2 | 1
1 Reference Case | 2030 | 18 | -86.4 | 1
1 Reference Case | 2030 | 18 | -83.7 | 1
1 Reference Case | 2030 | 18 | -83.1 | 1
1 Reference Case | 2030 | 18 | -81 | 1
1 Reference Case | 2030 | 18 | -80.7 | 1
1 Reference Case | 2030 | 18 | -76.3 | 1
1 Reference Case | 2030 | 18 | -75.3 | 1
1 Reference Case | 2030 | 18 | -73.2 | 1
1 Reference Case | 2030 | 18 | -73.1 | 1
1 Reference Case | 2030 | 18 | -70.1 | 1
1 Reference Case | 2030 | 18 | -69.3 | 1
1 Reference Case | 2030 | 18 | -67.9 | 1
1 Reference Case | 2030 | 18 | -66.9 | 1
1 Reference Case | 2030 | 18 | -65.6 | 1
1 Reference Case | 2030 | 18 | -65.4 | 1
1 Reference Case | 2030 | 18 | -60.9 | 1
1 Reference Case | 2030 | 18 | -60.6 | 1
1 Reference Case | 2030 | 18 | -59.2 | 1
1 Reference Case | 2030 | 18 | -58.6 | 1
1 Reference Case | 2030 | 18 | -57.8 | 1
1 Reference Case | 2030 | 18 | -57.6 | 1
1 Reference Case | 2030 | 18 | -56.9 | 1
1 Reference Case | 2030 | 18 | -56.2 | 1
1 Reference Case | 2030 | 18 | -55.7 | 1
1 Reference Case | 2030 | 18 | -55.2 | 1
1 Reference Case | 2030 | 18 | -54.6 | 1
1 Reference Case | 2030 | 18 | -54.4 | 1
1 Reference Case | 2030 | 18 | -52.6 | 1
1 Reference Case | 2030 | 18 | -52.5 | 1
1 Reference Case | 2030 | 18 | -51.5 | 1
1 Reference Case | 2030 | 18 | -50 | 1
1 Reference Case | 2030 | 18 | -48.1 | 1
1 Reference Case | 2030 | 18 | -47.1 | 1
1 Reference Case | 2030 | 18 | -46.3 | 1
1 Reference Case | 2030 | 18 | -46.2 | 1
1 Reference Case | 2030 | 18 | -45.8 | 1
1 Reference Case | 2030 | 18 | -45.7 | 1
1 Reference Case | 2030 | 18 | -44.2 | 1
1 Reference Case | 2030 | 18 | -44.1 | 1
1 Reference Case | 2030 | 18 | -43.8 | 1
1 Reference Case | 2030 | 18 | -43.5 | 1
1 Reference Case | 2030 | 18 | -42.2 | 2
1 Reference Case | 2030 | 18 | -41.7 | 1
1 Reference Case | 2030 | 18 | -41.4 | 1
1 Reference Case | 2030 | 18 | -39.9 | 1
1 Reference Case | 2030 | 18 | -39.1 | 1
1 Reference Case | 2030 | 18 | -38.4 | 1
1 Reference Case | 2030 | 18 | -38.1 | 1
1 Reference Case | 2030 | 18 | -37.6 | 1
1 Reference Case | 2030 | 18 | -37.3 | 1
1 Reference Case | 2030 | 18 | -37.2 | 1
1 Reference Case | 2030 | 18 | -37 | 1
1 Reference Case | 2030 | 18 | -36 | 1
1 Reference Case | 2030 | 18 | -35.3 | 1
1 Reference Case | 2030 | 18 | -35 | 1
1 Reference Case | 2030 | 18 | -34.1 | 1
1 Reference Case | 2030 | 18 | -33.9 | 1
1 Reference Case | 2030 | 18 | -33.8 | 1
1 Reference Case | 2030 | 18 | -33.7 | 1
1 Reference Case | 2030 | 18 | -33.6 | 2
1 Reference Case | 2030 | 18 | -33 | 1
1 Reference Case | 2030 | 18 | -32.7 | 1
1 Reference Case | 2030 | 18 | -32.4 | 1
1 Reference Case | 2030 | 18 | -31.2 | 1
1 Reference Case | 2030 | 18 | -30.9 | 1
1 Reference Case | 2030 | 18 | -30.5 | 1
1 Reference Case | 2030 | 18 | -30.2 | 1
1 Reference Case | 2030 | 18 | -29.6 | 1
1 Reference Case | 2030 | 18 | -29 | 1
1 Reference Case | 2030 | 18 | -28.7 | 1
1 Reference Case | 2030 | 18 | -27.1 | 1
1 Reference Case | 2030 | 18 | -26.9 | 1
1 Reference Case | 2030 | 18 | -26.6 | 1
1 Reference Case | 2030 | 18 | -26.4 | 1
1 Reference Case | 2030 | 18 | -26.1 | 1
1 Reference Case | 2030 | 18 | -23.4 | 1
1 Reference Case | 2030 | 18 | -22.8 | 2
1 Reference Case | 2030 | 18 | -21.1 | 1
1 Reference Case | 2030 | 18 | -20.9 | 1
1 Reference Case | 2030 | 18 | -20.8 | 1
1 Reference Case | 2030 | 18 | -20.7 | 1
1 Reference Case | 2030 | 18 | -20.4 | 1
1 Reference Case | 2030 | 18 | -20.3 | 1
1 Reference Case | 2030 | 18 | -18.9 | 1
1 Reference Case | 2030 | 18 | -15.2 | 1
1 Reference Case | 2030 | 18 | -14.4 | 1
1 Reference Case | 2030 | 18 | -13.8 | 1
1 Reference Case | 2030 | 18 | 17 | 1
1 Reference Case | 2030 | 18 | 18.1 | 1
1 Reference Case | 2030 | 18 | 18.6 | 2
1 Reference Case | 2030 | 18 | 19.1 | 1
1 Reference Case | 2030 | 18 | 21.6 | 1
1 Reference Case | 2030 | 18 | 22.1 | 1
1 Reference Case | 2030 | 18 | 22.8 | 1
1 Reference Case | 2030 | 18 | 22.9 | 1
1 Reference Case | 2030 | 18 | 23.8 | 1
1 Reference Case | 2030 | 18 | 25.3 | 1
1 Reference Case | 2030 | 18 | 27.1 | 1
1 Reference Case | 2030 | 18 | 27.4 | 1
1 Reference Case | 2030 | 18 | 27.6 | 1
1 Reference Case | 2030 | 18 | 28.4 | 1
1 Reference Case | 2030 | 18 | 29.8 | 1
1 Reference Case | 2030 | 18 | 29.9 | 1
1 Reference Case | 2030 | 18 | 30.9 | 1
1 Reference Case | 2030 | 18 | 31.7 | 1
1 Reference Case | 2030 | 18 | 31.8 | 1
1 Reference Case | 2030 | 18 | 32.3 | 1
1 Reference Case | 2030 | 18 | 32.7 | 1
1 Reference Case | 2030 | 18 | 33.1 | 1
1 Reference Case | 2030 | 18 | 33.6 | 1
1 Reference Case | 2030 | 18 | 33.8 | 1
1 Reference Case | 2030 | 18 | 34.8 | 1
1 Reference Case | 2030 | 18 | 35.4 | 1
1 Reference Case | 2030 | 18 | 35.7 | 1
1 Reference Case | 2030 | 18 | 35.9 | 1
1 Reference Case | 2030 | 18 | 36.8 | 1
1 Reference Case | 2030 | 18 | 37.4 | 1
1 Reference Case | 2030 | 18 | 37.5 | 2
1 Reference Case | 2030 | 18 | 37.8 | 1
1 Reference Case | 2030 | 18 | 37.9 | 1
1 Reference Case | 2030 | 18 | 38.3 | 1
1 Reference Case | 2030 | 18 | 38.7 | 1
1 Reference Case | 2030 | 18 | 39.1 | 1
1 Reference Case | 2030 | 18 | 39.4 | 1
1 Reference Case | 2030 | 18 | 39.5 | 1
1 Reference Case | 2030 | 18 | 39.7 | 3
1 Reference Case | 2030 | 18 | 40.6 | 1
1 Reference Case | 2030 | 18 | 40.7 | 2
1 Reference Case | 2030 | 18 | 41.1 | 1
1 Reference Case | 2030 | 18 | 41.2 | 1
1 Reference Case | 2030 | 18 | 41.8 | 1
1 Reference Case | 2030 | 18 | 42.4 | 1
1 Reference Case | 2030 | 18 | 42.5 | 1
1 Reference Case | 2030 | 18 | 43 | 1
1 Reference Case | 2030 | 18 | 45.3 | 1
1 Reference Case | 2030 | 18 | 45.4 | 1
1 Reference Case | 2030 | 18 | 45.5 | 1
1 Reference Case | 2030 | 18 | 46.1 | 2
1 Reference Case | 2030 | 18 | 46.5 | 1
1 Reference Case | 2030 | 18 | 47 | 1
1 Reference Case | 2030 | 18 | 47.1 | 1
1 Reference Case | 2030 | 18 | 47.4 | 1
1 Reference Case | 2030 | 18 | 47.7 | 1
1 Reference Case | 2030 | 18 | 48 | 1
1 Reference Case | 2030 | 18 | 49.3 | 1
1 Reference Case | 2030 | 18 | 49.4 | 1
1 Reference Case | 2030 | 18 | 51 | 1
1 Reference Case | 2030 | 18 | 52 | 1
1 Reference Case | 2030 | 18 | 52.6 | 1
1 Reference Case | 2030 | 18 | 57.7 | 1
1 Reference Case | 2030 | 18 | 59.5 | 1
1 Reference Case | 2030 | 18 | 61.9 | 1
1 Reference Case | 2030 | 18 | 62.6 | 1
1 Reference Case | 2030 | 18 | 63.2 | 1
1 Reference Case | 2030 | 18 | 64.5 | 1
1 Reference Case | 2030 | 18 | 64.8 | 1
1 Reference Case | 2030 | 18 | 65.2 | 1
1 Reference Case | 2030 | 18 | 65.3 | 1
1 Reference Case | 2030 | 18 | 65.8 | 1
1 Reference Case | 2030 | 18 | 66.6 | 1
1 Reference Case | 2030 | 18 | 67.3 | 1
1 Reference Case | 2030 | 18 | 67.8 | 1
1 Reference Case | 2030 | 18 | 68.9 | 1
1 Reference Case | 2030 | 18 | 72.1 | 1
1 Reference Case | 2030 | 18 | 72.2 | 1
1 Reference Case | 2030 | 18 | 74.7 | 1
1 Reference Case | 2030 | 18 | 74.8 | 1
1 Reference Case | 2030 | 18 | 78.8 | 1
1 Reference Case | 2030 | 18 | 85.6 | 1
1 Reference Case | 2030 | 19 | -113.4 | 1
1 Reference Case | 2030 | 19 | -92.4 | 1
1 Reference Case | 2030 | 19 | -75 | 1
1 Reference Case | 2030 | 19 | -73.1 | 1
1 Reference Case | 2030 | 19 | -70.1 | 1
1 Reference Case | 2030 | 19 | -67.5 | 1
1 Reference Case | 2030 | 19 | -66 | 1
1 Reference Case | 2030 | 19 | -61.9 | 1
1 Reference Case | 2030 | 19 | -61.5 | 1
1 Reference Case | 2030 | 19 | -58 | 1
1 Reference Case | 2030 | 19 | -57.3 | 1
1 Reference Case | 2030 | 19 | -53.1 | 1
1 Reference Case | 2030 | 19 | -53 | 1
1 Reference Case | 2030 | 19 | -52.9 | 1
1 Reference Case | 2030 | 19 | -51.5 | 1
1 Reference Case | 2030 | 19 | -51.2 | 1
1 Reference Case | 2030 | 19 | -48.9 | 1
1 Reference Case | 2030 | 19 | -48.6 | 1
1 Reference Case | 2030 | 19 | -47.8 | 1
1 Reference Case | 2030 | 19 | -47.3 | 1
1 Reference Case | 2030 | 19 | -46.6 | 1
1 Reference Case | 2030 | 19 | -46.2 | 1
1 Reference Case | 2030 | 19 | -45.4 | 1
1 Reference Case | 2030 | 19 | -44.6 | 1
1 Reference Case | 2030 | 19 | -44.4 | 1
1 Reference Case | 2030 | 19 | -44.2 | 1
1 Reference Case | 2030 | 19 | -43.4 | 2
1 Reference Case | 2030 | 19 | -43.2 | 1
1 Reference Case | 2030 | 19 | -43.1 | 1
1 Reference Case | 2030 | 19 | -40.6 | 1
1 Reference Case | 2030 | 19 | -39.4 | 1
1 Reference Case | 2030 | 19 | -39.3 | 2
1 Reference Case | 2030 | 19 | -36.7 | 1
1 Reference Case | 2030 | 19 | -36.6 | 1
1 Reference Case | 2030 | 19 | -36.5 | 1
1 Reference Case | 2030 | 19 | -35.9 | 1
1 Reference Case | 2030 | 19 | -35.8 | 2
1 Reference Case | 2030 | 19 | -35.6 | 1
1 Reference Case | 2030 | 19 | -35.5 | 1
1 Reference Case | 2030 | 19 | -35.3 | 1
1 Reference Case | 2030 | 19 | -35.2 | 1
1 Reference Case | 2030 | 19 | -33.8 | 1
1 Reference Case | 2030 | 19 | -33.5 | 3
1 Reference Case | 2030 | 19 | -33.4 | 2
1 Reference Case | 2030 | 19 | -33 | 1
1 Reference Case | 2030 | 19 | -32.9 | 1
1 Reference Case | 2030 | 19 | -32.4 | 1
1 Reference Case | 2030 | 19 | -32.2 | 1
1 Reference Case | 2030 | 19 | -31.5 | 1
1 Reference Case | 2030 | 19 | -31 | 1
1 Reference Case | 2030 | 19 | -30.7 | 2
1 Reference Case | 2030 | 19 | -28.9 | 1
1 Reference Case | 2030 | 19 | -28.8 | 1
1 Reference Case | 2030 | 19 | -26.9 | 1
1 Reference Case | 2030 | 19 | -26.3 | 1
1 Reference Case | 2030 | 19 | -25.9 | 1
1 Reference Case | 2030 | 19 | -25 | 1
1 Reference Case | 2030 | 19 | -23.8 | 1
1 Reference Case | 2030 | 19 | -23.1 | 1
1 Reference Case | 2030 | 19 | -22.1 | 1
1 Reference Case | 2030 | 19 | -21.9 | 1
1 Reference Case | 2030 | 19 | -20.6 | 1
1 Reference Case | 2030 | 19 | -19.4 | 1
1 Reference Case | 2030 | 19 | -17.1 | 1
1 Reference Case | 2030 | 19 | 12.6 | 1
1 Reference Case | 2030 | 19 | 13.2 | 1
1 Reference Case | 2030 | 19 | 15.7 | 1
1 Reference Case | 2030 | 19 | 18.3 | 1
1 Reference Case | 2030 | 19 | 18.4 | 1
1 Reference Case | 2030 | 19 | 21.3 | 1
1 Reference Case | 2030 | 19 | 21.8 | 1
1 Reference Case | 2030 | 19 | 23.6 | 1
1 Reference Case | 2030 | 19 | 25.2 | 1
1 Reference Case | 2030 | 19 | 25.3 | 1
1 Reference Case | 2030 | 19 | 25.5 | 1
1 Reference Case | 2030 | 19 | 25.9 | 1
1 Reference Case | 2030 | 19 | 26.1 | 1
1 Reference Case | 2030 | 19 | 27.7 | 1
1 Reference Case | 2030 | 19 | 29.7 | 1
1 Reference Case | 2030 | 19 | 29.9 | 1
1 Reference Case | 2030 | 19 | 30.1 | 1
1 Reference Case | 2030 | 19 | 30.3 | 1
1 Reference Case | 2030 | 19 | 31.3 | 1
1 Reference Case | 2030 | 19 | 32 | 2
1 Reference Case | 2030 | 19 | 32.9 | 1
1 Reference Case | 2030 | 19 | 33.3 | 1
1 Reference Case | 2030 | 19 | 33.5 | 1
1 Reference Case | 2030 | 19 | 33.6 | 1
1 Reference Case | 2030 | 19 | 34.4 | 1
1 Reference Case | 2030 | 19 | 34.5 | 1
1 Reference Case | 2030 | 19 | 34.8 | 1
1 Reference Case | 2030 | 19 | 36 | 1
1 Reference Case | 2030 | 19 | 36.1 | 1
1 Reference Case | 2030 | 19 | 36.9 | 1
1 Reference Case | 2030 | 19 | 37.1 | 1
1 Reference Case | 2030 | 19 | 37.7 | 1
1 Reference Case | 2030 | 19 | 38.4 | 1
1 Reference Case | 2030 | 19 | 39.3 | 1
1 Reference Case | 2030 | 19 | 39.7 | 1
1 Reference Case | 2030 | 19 | 40.4 | 1
1 Reference Case | 2030 | 19 | 40.5 | 1
1 Reference Case | 2030 | 19 | 40.6 | 1
1 Reference Case | 2030 | 19 | 40.9 | 1
1 Reference Case | 2030 | 19 | 41.1 | 1
1 Reference Case | 2030 | 19 | 41.9 | 2
1 Reference Case | 2030 | 19 | 42.1 | 1
1 Reference Case | 2030 | 19 | 42.4 | 1
1 Reference Case | 2030 | 19 | 43.8 | 1
1 Reference Case | 2030 | 19 | 44.1 | 1
1 Reference Case | 2030 | 19 | 44.4 | 1
1 Reference Case | 2030 | 19 | 45.8 | 1
1 Reference Case | 2030 | 19 | 46.3 | 1
1 Reference Case | 2030 | 19 | 48 | 1
1 Reference Case | 2030 | 19 | 48.5 | 2
1 Reference Case | 2030 | 19 | 49.2 | 2
1 Reference Case | 2030 | 19 | 49.8 | 1
1 Reference Case | 2030 | 19 | 50.1 | 1
1 Reference Case | 2030 | 19 | 50.2 | 1
1 Reference Case | 2030 | 19 | 50.9 | 1
1 Reference Case | 2030 | 19 | 51 | 1
1 Reference Case | 2030 | 19 | 51.1 | 1
1 Reference Case | 2030 | 19 | 52.3 | 1
1 Reference Case | 2030 | 19 | 53.5 | 1
1 Reference Case | 2030 | 19 | 56.1 | 1
1 Reference Case | 2030 | 19 | 56.3 | 1
1 Reference Case | 2030 | 19 | 60.1 | 1
1 Reference Case | 2030 | 19 | 61 | 1
1 Reference Case | 2030 | 19 | 61.9 | 1
1 Reference Case | 2030 | 19 | 62 | 1
1 Reference Case | 2030 | 19 | 66.1 | 1
1 Reference Case | 2030 | 19 | 66.6 | 1
1 Reference Case | 2030 | 19 | 69.7 | 1
1 Reference Case | 2030 | 19 | 72.9 | 1
1 Reference Case | 2030 | 19 | 76.3 | 1
1 Reference Case | 2030 | 19 | 81.9 | 1
1 Reference Case | 2030 | 19 | 102.8 | 1
1 Reference Case | 2030 | 20 | -120.3 | 1
1 Reference Case | 2030 | 20 | -97.4 | 1
1 Reference Case | 2030 | 20 | -87.7 | 1
1 Reference Case | 2030 | 20 | -86.2 | 1
1 Reference Case | 2030 | 20 | -84.9 | 1
1 Reference Case | 2030 | 20 | -82.6 | 1
1 Reference Case | 2030 | 20 | -73.8 | 1
1 Reference Case | 2030 | 20 | -72.7 | 1
1 Reference Case | 2030 | 20 | -68.7 | 1
1 Reference Case | 2030 | 20 | -67 | 1
1 Reference Case | 2030 | 20 | -64.4 | 1
1 Reference Case | 2030 | 20 | -63.8 | 1
1 Reference Case | 2030 | 20 | -63.2 | 1
1 Reference Case | 2030 | 20 | -62.3 | 1
1 Reference Case | 2030 | 20 | -58.6 | 1
1 Reference Case | 2030 | 20 | -57.9 | 1
1 Reference Case | 2030 | 20 | -56.4 | 1
1 Reference Case | 2030 | 20 | -55.4 | 1
1 Reference Case | 2030 | 20 | -53.7 | 1
1 Reference Case | 2030 | 20 | -52.3 | 1
1 Reference Case | 2030 | 20 | -51.9 | 1
1 Reference Case | 2030 | 20 | -50 | 1
1 Reference Case | 2030 | 20 | -49.8 | 1
1 Reference Case | 2030 | 20 | -49.7 | 1
1 Reference Case | 2030 | 20 | -48.5 | 1
1 Reference Case | 2030 | 20 | -47.9 | 1
1 Reference Case | 2030 | 20 | -47.7 | 1
1 Reference Case | 2030 | 20 | -47.5 | 1
1 Reference Case | 2030 | 20 | -47.4 | 1
1 Reference Case | 2030 | 20 | -46.7 | 1
1 Reference Case | 2030 | 20 | -45.8 | 1
1 Reference Case | 2030 | 20 | -45.7 | 1
1 Reference Case | 2030 | 20 | -45.3 | 1
1 Reference Case | 2030 | 20 | -44.8 | 1
1 Reference Case | 2030 | 20 | -43.5 | 1
1 Reference Case | 2030 | 20 | -43 | 1
1 Reference Case | 2030 | 20 | -42.6 | 1
1 Reference Case | 2030 | 20 | -41.1 | 1
1 Reference Case | 2030 | 20 | -40.2 | 1
1 Reference Case | 2030 | 20 | -39.1 | 1
1 Reference Case | 2030 | 20 | -38.1 | 1
1 Reference Case | 2030 | 20 | -38 | 1
1 Reference Case | 2030 | 20 | -37.2 | 1
1 Reference Case | 2030 | 20 | -36.7 | 1
1 Reference Case | 2030 | 20 | -36.5 | 1
1 Reference Case | 2030 | 20 | -35.8 | 1
1 Reference Case | 2030 | 20 | -34.6 | 1
1 Reference Case | 2030 | 20 | -32.6 | 1
1 Reference Case | 2030 | 20 | -31.9 | 1
1 Reference Case | 2030 | 20 | -31.7 | 1
1 Reference Case | 2030 | 20 | -30.3 | 1
1 Reference Case | 2030 | 20 | -29.5 | 1
1 Reference Case | 2030 | 20 | -28.8 | 1
1 Reference Case | 2030 | 20 | -27.3 | 1
1 Reference Case | 2030 | 20 | -26.6 | 1
1 Reference Case | 2030 | 20 | -26.1 | 1
1 Reference Case | 2030 | 20 | -26 | 1
1 Reference Case | 2030 | 20 | -25.2 | 1
1 Reference Case | 2030 | 20 | -24.7 | 1
1 Reference Case | 2030 | 20 | -20.6 | 1
1 Reference Case | 2030 | 20 | -16 | 1
1 Reference Case | 2030 | 20 | -9.6 | 1
1 Reference Case | 2030 | 20 | 14.4 | 1
1 Reference Case | 2030 | 20 | 14.7 | 1
1 Reference Case | 2030 | 20 | 15.3 | 1
1 Reference Case | 2030 | 20 | 15.7 | 1
1 Reference Case | 2030 | 20 | 17.2 | 1
1 Reference Case | 2030 | 20 | 18 | 2
1 Reference Case | 2030 | 20 | 18.5 | 1
1 Reference Case | 2030 | 20 | 20.5 | 1
1 Reference Case | 2030 | 20 | 21 | 1
1 Reference Case | 2030 | 20 | 21.4 | 1
1 Reference Case | 2030 | 20 | 22.7 | 1
1 Reference Case | 2030 | 20 | 23.5 | 1
1 Reference Case | 2030 | 20 | 23.7 | 1
1 Reference Case | 2030 | 20 | 24 | 1
1 Reference Case | 2030 | 20 | 24.1 | 2
1 Reference Case | 2030 | 20 | 25.6 | 1
1 Reference Case | 2030 | 20 | 25.9 | 1
1 Reference Case | 2030 | 20 | 27.2 | 1
1 Reference Case | 2030 | 20 | 28.2 | 1
1 Reference Case | 2030 | 20 | 29 | 1
1 Reference Case | 2030 | 20 | 29.8 | 1
1 Reference Case | 2030 | 20 | 30.6 | 1
1 Reference Case | 2030 | 20 | 32.7 | 1
1 Reference Case | 2030 | 20 | 33.7 | 1
1 Reference Case | 2030 | 20 | 34 | 1
1 Reference Case | 2030 | 20 | 34.5 | 1
1 Reference Case | 2030 | 20 | 34.8 | 1
1 Reference Case | 2030 | 20 | 35.3 | 1
1 Reference Case | 2030 | 20 | 35.6 | 1
1 Reference Case | 2030 | 20 | 35.9 | 1
1 Reference Case | 2030 | 20 | 36 | 1
1 Reference Case | 2030 | 20 | 36.2 | 1
1 Reference Case | 2030 | 20 | 37.3 | 1
1 Reference Case | 2030 | 20 | 37.4 | 1
1 Reference Case | 2030 | 20 | 41.5 | 1
1 Reference Case | 2030 | 20 | 41.6 | 1
1 Reference Case | 2030 | 20 | 41.7 | 1
1 Reference Case | 2030 | 20 | 42 | 1
1 Reference Case | 2030 | 20 | 42.3 | 1
1 Reference Case | 2030 | 20 | 43.3 | 1
1 Reference Case | 2030 | 20 | 43.7 | 1
1 Reference Case | 2030 | 20 | 44.4 | 1
1 Reference Case | 2030 | 20 | 44.5 | 2
1 Reference Case | 2030 | 20 | 45.1 | 1
1 Reference Case | 2030 | 20 | 48.2 | 1
1 Reference Case | 2030 | 20 | 48.5 | 1
1 Reference Case | 2030 | 20 | 48.6 | 1
1 Reference Case | 2030 | 20 | 49.4 | 1
1 Reference Case | 2030 | 20 | 54.5 | 1
1 Reference Case | 2030 | 20 | 55.4 | 1
1 Reference Case | 2030 | 20 | 55.5 | 1
1 Reference Case | 2030 | 20 | 58.4 | 2
1 Reference Case | 2030 | 20 | 59.6 | 1
1 Reference Case | 2030 | 20 | 63.7 | 1
1 Reference Case | 2030 | 20 | 65.9 | 1
1 Reference Case | 2030 | 20 | 66.6 | 1
1 Reference Case | 2030 | 20 | 67 | 1
1 Reference Case | 2030 | 20 | 67.3 | 1
1 Reference Case | 2030 | 20 | 68 | 1
1 Reference Case | 2030 | 20 | 69.9 | 1
1 Reference Case | 2030 | 20 | 87.1 | 1
1 Reference Case | 2030 | 20 | 94.5 | 1
1 Reference Case | 2030 | 20 | 98.4 | 1
1 Reference Case | 2030 | 21 | -102.3 | 1
1 Reference Case | 2030 | 21 | -96.8 | 1
1 Reference Case | 2030 | 21 | -96.6 | 1
1 Reference Case | 2030 | 21 | -83.3 | 1
1 Reference Case | 2030 | 21 | -70.6 | 1
1 Reference Case | 2030 | 21 | -63.5 | 1
1 Reference Case | 2030 | 21 | -61.2 | 1
1 Reference Case | 2030 | 21 | -61.1 | 1
1 Reference Case | 2030 | 21 | -58.9 | 1
1 Reference Case | 2030 | 21 | -56 | 1
1 Reference Case | 2030 | 21 | -52.3 | 1
1 Reference Case | 2030 | 21 | -51.3 | 1
1 Reference Case | 2030 | 21 | -50.2 | 1
1 Reference Case | 2030 | 21 | -48.1 | 1
1 Reference Case | 2030 | 21 | -47.6 | 1
1 Reference Case | 2030 | 21 | -47.1 | 1
1 Reference Case | 2030 | 21 | -46.2 | 1
1 Reference Case | 2030 | 21 | -46.1 | 1
1 Reference Case | 2030 | 21 | -45.7 | 1
1 Reference Case | 2030 | 21 | -43.5 | 1
1 Reference Case | 2030 | 21 | -43.4 | 2
1 Reference Case | 2030 | 21 | -41.3 | 2
1 Reference Case | 2030 | 21 | -40.6 | 1
1 Reference Case | 2030 | 21 | -40.1 | 1
1 Reference Case | 2030 | 21 | -37.4 | 1
1 Reference Case | 2030 | 21 | -36.3 | 1
1 Reference Case | 2030 | 21 | -35.7 | 1
1 Reference Case | 2030 | 21 | -33.7 | 1
1 Reference Case | 2030 | 21 | -33.5 | 1
1 Reference Case | 2030 | 21 | -33.4 | 1
1 Reference Case | 2030 | 21 | -33.2 | 1
1 Reference Case | 2030 | 21 | -31.7 | 1
1 Reference Case | 2030 | 21 | -28.1 | 1
1 Reference Case | 2030 | 21 | -25.4 | 1
1 Reference Case | 2030 | 21 | -23.9 | 1
1 Reference Case | 2030 | 21 | -23.8 | 1
1 Reference Case | 2030 | 21 | -21.6 | 1
1 Reference Case | 2030 | 21 | -18.3 | 1
1 Reference Case | 2030 | 21 | -18.2 | 1
1 Reference Case | 2030 | 21 | 18.4 | 1
1 Reference Case | 2030 | 21 | 20.2 | 1
1 Reference Case | 2030 | 21 | 20.4 | 1
1 Reference Case | 2030 | 21 | 21.1 | 1
1 Reference Case | 2030 | 21 | 25.6 | 1
1 Reference Case | 2030 | 21 | 26.7 | 1
1 Reference Case | 2030 | 21 | 28.1 | 1
1 Reference Case | 2030 | 21 | 28.5 | 1
1 Reference Case | 2030 | 21 | 29 | 1
1 Reference Case | 2030 | 21 | 30.1 | 1
1 Reference Case | 2030 | 21 | 30.4 | 2
1 Reference Case | 2030 | 21 | 30.7 | 1
1 Reference Case | 2030 | 21 | 32.3 | 1
1 Reference Case | 2030 | 21 | 34.2 | 1
1 Reference Case | 2030 | 21 | 34.4 | 1
1 Reference Case | 2030 | 21 | 35.1 | 1
1 Reference Case | 2030 | 21 | 35.4 | 1
1 Reference Case | 2030 | 21 | 37 | 2
1 Reference Case | 2030 | 21 | 38.1 | 1
1 Reference Case | 2030 | 21 | 38.5 | 1
1 Reference Case | 2030 | 21 | 38.8 | 1
1 Reference Case | 2030 | 21 | 40 | 1
1 Reference Case | 2030 | 21 | 42.1 | 1
1 Reference Case | 2030 | 21 | 42.2 | 1
1 Reference Case | 2030 | 21 | 42.3 | 1
1 Reference Case | 2030 | 21 | 42.9 | 1
1 Reference Case | 2030 | 21 | 43 | 2
1 Reference Case | 2030 | 21 | 43.9 | 1
1 Reference Case | 2030 | 21 | 44.2 | 2
1 Reference Case | 2030 | 21 | 45.3 | 1
1 Reference Case | 2030 | 21 | 46.5 | 1
1 Reference Case | 2030 | 21 | 48 | 1
1 Reference Case | 2030 | 21 | 48.7 | 1
1 Reference Case | 2030 | 21 | 49 | 1
1 Reference Case | 2030 | 21 | 49.3 | 1
1 Reference Case | 2030 | 21 | 49.4 | 1
1 Reference Case | 2030 | 21 | 50 | 1
1 Reference Case | 2030 | 21 | 50.3 | 1
1 Reference Case | 2030 | 21 | 52.7 | 1
1 Reference Case | 2030 | 21 | 53.8 | 1
1 Reference Case | 2030 | 21 | 55.4 | 1
1 Reference Case | 2030 | 21 | 57.7 | 1
1 Reference Case | 2030 | 21 | 57.9 | 1
1 Reference Case | 2030 | 21 | 60.8 | 1
1 Reference Case | 2030 | 21 | 60.9 | 1
1 Reference Case | 2030 | 21 | 61.4 | 1
1 Reference Case | 2030 | 21 | 64.4 | 1
1 Reference Case | 2030 | 21 | 64.8 | 1
1 Reference Case | 2030 | 21 | 67.7 | 1
1 Reference Case | 2030 | 21 | 69.4 | 1
1 Reference Case | 2030 | 21 | 71.2 | 1
1 Reference Case | 2030 | 21 | 84.2 | 1
1 Reference Case | 2030 | 21 | 85.3 | 1
1 Reference Case | 2030 | 22 | -104.3 | 1
1 Reference Case | 2030 | 22 | -101.8 | 1
1 Reference Case | 2030 | 22 | -90.3 | 1
1 Reference Case | 2030 | 22 | -90 | 1
1 Reference Case | 2030 | 22 | -85.7 | 1
1 Reference Case | 2030 | 22 | -78.5 | 1
1 Reference Case | 2030 | 22 | -78.4 | 1
1 Reference Case | 2030 | 22 | -73.6 | 1
1 Reference Case | 2030 | 22 | -61.2 | 1
1 Reference Case | 2030 | 22 | -57.6 | 1
1 Reference Case | 2030 | 22 | -55.1 | 1
1 Reference Case | 2030 | 22 | -51.9 | 1
1 Reference Case | 2030 | 22 | -50 | 1
1 Reference Case | 2030 | 22 | -49.6 | 1
1 Reference Case | 2030 | 22 | -49 | 1
1 Reference Case | 2030 | 22 | -48.9 | 1
1 Reference Case | 2030 | 22 | -48.5 | 1
1 Reference Case | 2030 | 22 | -48.3 | 1
1 Reference Case | 2030 | 22 | -47.8 | 1
1 Reference Case | 2030 | 22 | -47.6 | 1
1 Reference Case | 2030 | 22 | -47 | 2
1 Reference Case | 2030 | 22 | -46.1 | 1
1 Reference Case | 2030 | 22 | -44.4 | 1
1 Reference Case | 2030 | 22 | -43.9 | 1
1 Reference Case | 2030 | 22 | -43.8 | 1
1 Reference Case | 2030 | 22 | -43.7 | 1
1 Reference Case | 2030 | 22 | -40.1 | 1
1 Reference Case | 2030 | 22 | -39.8 | 1
1 Reference Case | 2030 | 22 | -39.5 | 1
1 Reference Case | 2030 | 22 | -37.7 | 1
1 Reference Case | 2030 | 22 | -37.6 | 1
1 Reference Case | 2030 | 22 | -35.5 | 1
1 Reference Case | 2030 | 22 | -35.4 | 1
1 Reference Case | 2030 | 22 | -34.7 | 1
1 Reference Case | 2030 | 22 | -34 | 1
1 Reference Case | 2030 | 22 | -33.9 | 1
1 Reference Case | 2030 | 22 | -33.4 | 1
1 Reference Case | 2030 | 22 | -30.9 | 1
1 Reference Case | 2030 | 22 | -29.6 | 1
1 Reference Case | 2030 | 22 | -29.2 | 1
1 Reference Case | 2030 | 22 | -26.6 | 2
1 Reference Case | 2030 | 22 | -26.5 | 1
1 Reference Case | 2030 | 22 | -26.4 | 1
1 Reference Case | 2030 | 22 | -25.4 | 1
1 Reference Case | 2030 | 22 | -21.4 | 1
1 Reference Case | 2030 | 22 | 22.1 | 1
1 Reference Case | 2030 | 22 | 23.5 | 1
1 Reference Case | 2030 | 22 | 24.5 | 1
1 Reference Case | 2030 | 22 | 27.2 | 1
1 Reference Case | 2030 | 22 | 31.9 | 2
1 Reference Case | 2030 | 22 | 32.6 | 1
1 Reference Case | 2030 | 22 | 32.7 | 1
1 Reference Case | 2030 | 22 | 32.9 | 1
1 Reference Case | 2030 | 22 | 33.3 | 1
1 Reference Case | 2030 | 22 | 33.4 | 1
1 Reference Case | 2030 | 22 | 35.1 | 1
1 Reference Case | 2030 | 22 | 35.2 | 1
1 Reference Case | 2030 | 22 | 35.4 | 1
1 Reference Case | 2030 | 22 | 35.5 | 1
1 Reference Case | 2030 | 22 | 35.7 | 1
1 Reference Case | 2030 | 22 | 37.4 | 1
1 Reference Case | 2030 | 22 | 37.5 | 1
1 Reference Case | 2030 | 22 | 39.5 | 1
1 Reference Case | 2030 | 22 | 40.5 | 1
1 Reference Case | 2030 | 22 | 40.6 | 1
1 Reference Case | 2030 | 22 | 42 | 1
1 Reference Case | 2030 | 22 | 42.7 | 1
1 Reference Case | 2030 | 22 | 42.9 | 1
1 Reference Case | 2030 | 22 | 44.6 | 1
1 Reference Case | 2030 | 22 | 45.6 | 1
1 Reference Case | 2030 | 22 | 45.7 | 1
1 Reference Case | 2030 | 22 | 46.5 | 1
1 Reference Case | 2030 | 22 | 47 | 1
1 Reference Case | 2030 | 22 | 48 | 2
1 Reference Case | 2030 | 22 | 50.3 | 1
1 Reference Case | 2030 | 22 | 50.9 | 1
1 Reference Case | 2030 | 22 | 53.5 | 1
1 Reference Case | 2030 | 22 | 54.8 | 1
1 Reference Case | 2030 | 22 | 56.3 | 1
1 Reference Case | 2030 | 22 | 57.6 | 1
1 Reference Case | 2030 | 22 | 57.7 | 1
1 Reference Case | 2030 | 22 | 58.8 | 1
1 Reference Case | 2030 | 22 | 60.5 | 1
1 Reference Case | 2030 | 22 | 61.4 | 1
1 Reference Case | 2030 | 22 | 69.8 | 1
1 Reference Case | 2030 | 22 | 70.7 | 1
1 Reference Case | 2030 | 22 | 78.6 | 1
1 Reference Case | 2030 | 22 | 82.6 | 1
1 Reference Case | 2030 | 23 | -99.6 | 1
1 Reference Case | 2030 | 23 | -92.6 | 1
1 Reference Case | 2030 | 23 | -92.4 | 1
1 Reference Case | 2030 | 23 | -80.2 | 1
1 Reference Case | 2030 | 23 | -78.3 | 1
1 Reference Case | 2030 | 23 | -76.1 | 1
1 Reference Case | 2030 | 23 | -75.3 | 1
1 Reference Case | 2030 | 23 | -69.5 | 1
1 Reference Case | 2030 | 23 | -69.1 | 1
1 Reference Case | 2030 | 23 | -63.7 | 1
1 Reference Case | 2030 | 23 | -63.2 | 1
1 Reference Case | 2030 | 23 | -58.3 | 1
1 Reference Case | 2030 | 23 | -57.8 | 1
1 Reference Case | 2030 | 23 | -57.5 | 1
1 Reference Case | 2030 | 23 | -54.3 | 1
1 Reference Case | 2030 | 23 | -50.2 | 1
1 Reference Case | 2030 | 23 | -49.3 | 1
1 Reference Case | 2030 | 23 | -48.4 | 1
1 Reference Case | 2030 | 23 | -47.6 | 1
1 Reference Case | 2030 | 23 | -47 | 1
1 Reference Case | 2030 | 23 | -46.7 | 1
1 Reference Case | 2030 | 23 | -46.2 | 1
1 Reference Case | 2030 | 23 | -45 | 2
1 Reference Case | 2030 | 23 | -44.7 | 1
1 Reference Case | 2030 | 23 | -44.3 | 1
1 Reference Case | 2030 | 23 | -44 | 1
1 Reference Case | 2030 | 23 | -43.2 | 1
1 Reference Case | 2030 | 23 | -42.5 | 1
1 Reference Case | 2030 | 23 | -42 | 2
1 Reference Case | 2030 | 23 | -35.5 | 1
1 Reference Case | 2030 | 23 | -34.6 | 1
1 Reference Case | 2030 | 23 | -30.4 | 1
1 Reference Case | 2030 | 23 | -29.9 | 1
1 Reference Case | 2030 | 23 | -28.7 | 1
1 Reference Case | 2030 | 23 | -27.6 | 1
1 Reference Case | 2030 | 23 | -27.5 | 1
1 Reference Case | 2030 | 23 | -27.1 | 1
1 Reference Case | 2030 | 23 | -25.9 | 1
1 Reference Case | 2030 | 23 | -25.8 | 1
1 Reference Case | 2030 | 23 | -22.7 | 1
1 Reference Case | 2030 | 23 | -21.2 | 1
1 Reference Case | 2030 | 23 | -20.3 | 1
1 Reference Case | 2030 | 23 | -19.7 | 1
1 Reference Case | 2030 | 23 | -18 | 1
1 Reference Case | 2030 | 23 | 22.3 | 1
1 Reference Case | 2030 | 23 | 22.4 | 1
1 Reference Case | 2030 | 23 | 24.3 | 1
1 Reference Case | 2030 | 23 | 25.3 | 1
1 Reference Case | 2030 | 23 | 25.4 | 1
1 Reference Case | 2030 | 23 | 25.7 | 1
1 Reference Case | 2030 | 23 | 29.4 | 1
1 Reference Case | 2030 | 23 | 30.3 | 1
1 Reference Case | 2030 | 23 | 30.4 | 1
1 Reference Case | 2030 | 23 | 30.7 | 1
1 Reference Case | 2030 | 23 | 32.1 | 1
1 Reference Case | 2030 | 23 | 35.6 | 1
1 Reference Case | 2030 | 23 | 36 | 1
1 Reference Case | 2030 | 23 | 36.4 | 1
1 Reference Case | 2030 | 23 | 38.7 | 1
1 Reference Case | 2030 | 23 | 40.3 | 1
1 Reference Case | 2030 | 23 | 40.6 | 1
1 Reference Case | 2030 | 23 | 40.9 | 1
1 Reference Case | 2030 | 23 | 41.2 | 1
1 Reference Case | 2030 | 23 | 42.1 | 1
1 Reference Case | 2030 | 23 | 42.3 | 1
1 Reference Case | 2030 | 23 | 42.7 | 1
1 Reference Case | 2030 | 23 | 45.1 | 1
1 Reference Case | 2030 | 23 | 47.5 | 1
1 Reference Case | 2030 | 23 | 48.2 | 1
1 Reference Case | 2030 | 23 | 48.5 | 1
1 Reference Case | 2030 | 23 | 48.8 | 1
1 Reference Case | 2030 | 23 | 50.4 | 1
1 Reference Case | 2030 | 23 | 50.9 | 1
1 Reference Case | 2030 | 23 | 52.3 | 1
1 Reference Case | 2030 | 23 | 52.6 | 1
1 Reference Case | 2030 | 23 | 52.7 | 1
1 Reference Case | 2030 | 23 | 53.3 | 1
1 Reference Case | 2030 | 23 | 55.9 | 1
1 Reference Case | 2030 | 23 | 57.3 | 1
1 Reference Case | 2030 | 23 | 59.1 | 1
1 Reference Case | 2030 | 23 | 61.4 | 1
1 Reference Case | 2030 | 23 | 62.2 | 1
1 Reference Case | 2030 | 23 | 63.4 | 1
1 Reference Case | 2030 | 23 | 65.4 | 1
1 Reference Case | 2030 | 23 | 66 | 1
1 Reference Case | 2030 | 23 | 66.8 | 1
1 Reference Case | 2030 | 23 | 69.5 | 1
1 Reference Case | 2030 | 23 | 71.3 | 1
1 Reference Case | 2030 | 23 | 74.8 | 1
1 Reference Case | 2030 | 23 | 74.9 | 1
1 Reference Case | 2030 | 23 | 75.7 | 1
1 Reference Case | 2030 | 23 | 108.8 | 1
1 Reference Case | 2030 | 24 | -108.4 | 1
1 Reference Case | 2030 | 24 | -102.9 | 1
1 Reference Case | 2030 | 24 | -92.2 | 1
1 Reference Case | 2030 | 24 | -92 | 1
1 Reference Case | 2030 | 24 | -74.7 | 1
1 Reference Case | 2030 | 24 | -74.2 | 1
1 Reference Case | 2030 | 24 | -70.2 | 1
1 Reference Case | 2030 | 24 | -66.7 | 1
1 Reference Case | 2030 | 24 | -66.5 | 1
1 Reference Case | 2030 | 24 | -63.6 | 1
1 Reference Case | 2030 | 24 | -63 | 1
1 Reference Case | 2030 | 24 | -60.7 | 1
1 Reference Case | 2030 | 24 | -59.3 | 1
1 Reference Case | 2030 | 24 | -57.3 | 1
1 Reference Case | 2030 | 24 | -57.1 | 1
1 Reference Case | 2030 | 24 | -56.6 | 1
1 Reference Case | 2030 | 24 | -56.3 | 1
1 Reference Case | 2030 | 24 | -55.7 | 1
1 Reference Case | 2030 | 24 | -53.9 | 1
1 Reference Case | 2030 | 24 | -53.7 | 1
1 Reference Case | 2030 | 24 | -53.4 | 1
1 Reference Case | 2030 | 24 | -50.1 | 1
1 Reference Case | 2030 | 24 | -46.6 | 1
1 Reference Case | 2030 | 24 | -45.1 | 1
1 Reference Case | 2030 | 24 | -44.6 | 1
1 Reference Case | 2030 | 24 | -43.8 | 1
1 Reference Case | 2030 | 24 | -42.5 | 1
1 Reference Case | 2030 | 24 | -38.7 | 1
1 Reference Case | 2030 | 24 | -37.8 | 1
1 Reference Case | 2030 | 24 | -35.5 | 1
1 Reference Case | 2030 | 24 | -34.5 | 1
1 Reference Case | 2030 | 24 | -33.5 | 1
1 Reference Case | 2030 | 24 | -31.9 | 1
1 Reference Case | 2030 | 24 | -30.3 | 1
1 Reference Case | 2030 | 24 | -25.4 | 1
1 Reference Case | 2030 | 24 | -25.1 | 1
1 Reference Case | 2030 | 24 | -23.8 | 1
1 Reference Case | 2030 | 24 | -10.2 | 1
1 Reference Case | 2030 | 24 | 23 | 1
1 Reference Case | 2030 | 24 | 23.8 | 1
1 Reference Case | 2030 | 24 | 26.2 | 1
1 Reference Case | 2030 | 24 | 27.1 | 1
1 Reference Case | 2030 | 24 | 28.6 | 1
1 Reference Case | 2030 | 24 | 28.7 | 1
1 Reference Case | 2030 | 24 | 28.8 | 1
1 Reference Case | 2030 | 24 | 29.1 | 1
1 Reference Case | 2030 | 24 | 31.9 | 1
1 Reference Case | 2030 | 24 | 33.6 | 1
1 Reference Case | 2030 | 24 | 35.5 | 1
1 Reference Case | 2030 | 24 | 35.7 | 1
1 Reference Case | 2030 | 24 | 35.8 | 1
1 Reference Case | 2030 | 24 | 38.4 | 2
1 Reference Case | 2030 | 24 | 38.9 | 1
1 Reference Case | 2030 | 24 | 39.2 | 1
1 Reference Case | 2030 | 24 | 40.4 | 1
1 Reference Case | 2030 | 24 | 40.8 | 1
1 Reference Case | 2030 | 24 | 41 | 1
1 Reference Case | 2030 | 24 | 41.3 | 1
1 Reference Case | 2030 | 24 | 41.6 | 1
1 Reference Case | 2030 | 24 | 42.5 | 1
1 Reference Case | 2030 | 24 | 42.8 | 1
1 Reference Case | 2030 | 24 | 43.5 | 1
1 Reference Case | 2030 | 24 | 44.1 | 1
1 Reference Case | 2030 | 24 | 45.4 | 1
1 Reference Case | 2030 | 24 | 46 | 1
1 Reference Case | 2030 | 24 | 46.3 | 1
1 Reference Case | 2030 | 24 | 47 | 1
1 Reference Case | 2030 | 24 | 47.4 | 1
1 Reference Case | 2030 | 24 | 49 | 1
1 Reference Case | 2030 | 24 | 51.2 | 1
1 Reference Case | 2030 | 24 | 51.4 | 1
1 Reference Case | 2030 | 24 | 52.8 | 1
1 Reference Case | 2030 | 24 | 53.2 | 1
1 Reference Case | 2030 | 24 | 54 | 1
1 Reference Case | 2030 | 24 | 59.4 | 1
1 Reference Case | 2030 | 24 | 59.7 | 1
1 Reference Case | 2030 | 24 | 60.6 | 1
1 Reference Case | 2030 | 24 | 61.1 | 2
1 Reference Case | 2030 | 24 | 66.5 | 1
1 Reference Case | 2030 | 24 | 69.3 | 1
1 Reference Case | 2030 | 24 | 69.4 | 1
1 Reference Case | 2030 | 24 | 71.3 | 1
1 Reference Case | 2030 | 24 | 71.9 | 1
1 Reference Case | 2030 | 24 | 72.2 | 1
1 Reference Case | 2030 | 24 | 76.3 | 1
1 Reference Case | 2030 | 24 | 85.7 | 1
1 Reference Case | 2030 | 24 | 92 | 1
1 Reference Case | 2030 | 24 | 100.9 | 1
1 Reference Case | 2030 | 25 | -98.2 | 1
1 Reference Case | 2030 | 25 | -91.3 | 1
1 Reference Case | 2030 | 25 | -88.5 | 1
1 Reference Case | 2030 | 25 | -84 | 1
1 Reference Case | 2030 | 25 | -79.2 | 1
1 Reference Case | 2030 | 25 | -73.9 | 1
1 Reference Case | 2030 | 25 | -72.8 | 1
1 Reference Case | 2030 | 25 | -66.7 | 1
1 Reference Case | 2030 | 25 | -65.8 | 1
1 Reference Case | 2030 | 25 | -65.4 | 1
1 Reference Case | 2030 | 25 | -62.9 | 1
1 Reference Case | 2030 | 25 | -61.9 | 1
1 Reference Case | 2030 | 25 | -60.5 | 1
1 Reference Case | 2030 | 25 | -59.8 | 1
1 Reference Case | 2030 | 25 | -56 | 1
1 Reference Case | 2030 | 25 | -54.7 | 1
1 Reference Case | 2030 | 25 | -53.3 | 1
1 Reference Case | 2030 | 25 | -52.4 | 1
1 Reference Case | 2030 | 25 | -51 | 1
1 Reference Case | 2030 | 25 | -50.8 | 1
1 Reference Case | 2030 | 25 | -49.9 | 1
1 Reference Case | 2030 | 25 | -49.2 | 1
1 Reference Case | 2030 | 25 | -46.6 | 1
1 Reference Case | 2030 | 25 | -43.9 | 1
1 Reference Case | 2030 | 25 | -42.4 | 1
1 Reference Case | 2030 | 25 | -42.2 | 2
1 Reference Case | 2030 | 25 | -41.8 | 1
1 Reference Case | 2030 | 25 | -41.1 | 1
1 Reference Case | 2030 | 25 | -40.5 | 1
1 Reference Case | 2030 | 25 | -39.8 | 1
1 Reference Case | 2030 | 25 | -39.6 | 1
1 Reference Case | 2030 | 25 | -39.2 | 1
1 Reference Case | 2030 | 25 | -39.1 | 1
1 Reference Case | 2030 | 25 | -38.8 | 1
1 Reference Case | 2030 | 25 | -35.1 | 1
1 Reference Case | 2030 | 25 | -34.1 | 1
1 Reference Case | 2030 | 25 | -32.2 | 2
1 Reference Case | 2030 | 25 | -30.5 | 1
1 Reference Case | 2030 | 25 | -29.7 | 1
1 Reference Case | 2030 | 25 | -29.3 | 1
1 Reference Case | 2030 | 25 | -29.1 | 1
1 Reference Case | 2030 | 25 | -25.9 | 1
1 Reference Case | 2030 | 25 | -25.5 | 1
1 Reference Case | 2030 | 25 | -22.9 | 1
1 Reference Case | 2030 | 25 | 14.9 | 1
1 Reference Case | 2030 | 25 | 21.1 | 1
1 Reference Case | 2030 | 25 | 24.8 | 1
1 Reference Case | 2030 | 25 | 30.3 | 1
1 Reference Case | 2030 | 25 | 30.4 | 1
1 Reference Case | 2030 | 25 | 31.6 | 1
1 Reference Case | 2030 | 25 | 33.8 | 1
1 Reference Case | 2030 | 25 | 35.6 | 1
1 Reference Case | 2030 | 25 | 35.9 | 1
1 Reference Case | 2030 | 25 | 36.8 | 1
1 Reference Case | 2030 | 25 | 38.4 | 1
1 Reference Case | 2030 | 25 | 39.1 | 1
1 Reference Case | 2030 | 25 | 41 | 1
1 Reference Case | 2030 | 25 | 42.5 | 2
1 Reference Case | 2030 | 25 | 43.9 | 1
1 Reference Case | 2030 | 25 | 44.5 | 1
1 Reference Case | 2030 | 25 | 44.6 | 1
1 Reference Case | 2030 | 25 | 48.1 | 1
1 Reference Case | 2030 | 25 | 48.9 | 1
1 Reference Case | 2030 | 25 | 49.3 | 1
1 Reference Case | 2030 | 25 | 50.3 | 1
1 Reference Case | 2030 | 25 | 50.9 | 1
1 Reference Case | 2030 | 25 | 51.5 | 1
1 Reference Case | 2030 | 25 | 55.4 | 1
1 Reference Case | 2030 | 25 | 55.7 | 1
1 Reference Case | 2030 | 25 | 55.9 | 1
1 Reference Case | 2030 | 25 | 56.5 | 1
1 Reference Case | 2030 | 25 | 57.3 | 1
1 Reference Case | 2030 | 25 | 60.8 | 1
1 Reference Case | 2030 | 25 | 61 | 1
1 Reference Case | 2030 | 25 | 62.7 | 1
1 Reference Case | 2030 | 25 | 68.1 | 1
1 Reference Case | 2030 | 25 | 81.8 | 1
1 Reference Case | 2030 | 25 | 88.3 | 1
1 Reference Case | 2030 | 26 | -102.9 | 1
1 Reference Case | 2030 | 26 | -92.3 | 1
1 Reference Case | 2030 | 26 | -86.1 | 1
1 Reference Case | 2030 | 26 | -82.1 | 1
1 Reference Case | 2030 | 26 | -67.5 | 1
1 Reference Case | 2030 | 26 | -65.5 | 1
1 Reference Case | 2030 | 26 | -60.3 | 1
1 Reference Case | 2030 | 26 | -56.6 | 1
1 Reference Case | 2030 | 26 | -55.4 | 1
1 Reference Case | 2030 | 26 | -55.3 | 1
1 Reference Case | 2030 | 26 | -53.8 | 1
1 Reference Case | 2030 | 26 | -52.4 | 1
1 Reference Case | 2030 | 26 | -52.1 | 1
1 Reference Case | 2030 | 26 | -50 | 1
1 Reference Case | 2030 | 26 | -49.9 | 1
1 Reference Case | 2030 | 26 | -49 | 1
1 Reference Case | 2030 | 26 | -48.9 | 1
1 Reference Case | 2030 | 26 | -46.7 | 1
1 Reference Case | 2030 | 26 | -45.4 | 1
1 Reference Case | 2030 | 26 | -43.8 | 1
1 Reference Case | 2030 | 26 | -43.4 | 1
1 Reference Case | 2030 | 26 | -41.5 | 1
1 Reference Case | 2030 | 26 | -40.9 | 1
1 Reference Case | 2030 | 26 | -37.3 | 1
1 Reference Case | 2030 | 26 | -32.1 | 1
1 Reference Case | 2030 | 26 | -26.2 | 1
1 Reference Case | 2030 | 26 | -25.8 | 1
1 Reference Case | 2030 | 26 | -19.5 | 1
1 Reference Case | 2030 | 26 | -19.4 | 1
1 Reference Case | 2030 | 26 | -19.2 | 1
1 Reference Case | 2030 | 26 | 22.6 | 1
1 Reference Case | 2030 | 26 | 25.1 | 1
1 Reference Case | 2030 | 26 | 26.9 | 1
1 Reference Case | 2030 | 26 | 31.6 | 1
1 Reference Case | 2030 | 26 | 31.9 | 1
1 Reference Case | 2030 | 26 | 32.9 | 1
1 Reference Case | 2030 | 26 | 36.2 | 1
1 Reference Case | 2030 | 26 | 37.1 | 1
1 Reference Case | 2030 | 26 | 37.3 | 1
1 Reference Case | 2030 | 26 | 39.8 | 1
1 Reference Case | 2030 | 26 | 41.7 | 1
1 Reference Case | 2030 | 26 | 43.8 | 1
1 Reference Case | 2030 | 26 | 43.9 | 1
1 Reference Case | 2030 | 26 | 45.3 | 1
1 Reference Case | 2030 | 26 | 45.6 | 1
1 Reference Case | 2030 | 26 | 46.3 | 1
1 Reference Case | 2030 | 26 | 46.6 | 1
1 Reference Case | 2030 | 26 | 46.9 | 1
1 Reference Case | 2030 | 26 | 48.4 | 1
1 Reference Case | 2030 | 26 | 51 | 1
1 Reference Case | 2030 | 26 | 53.1 | 1
1 Reference Case | 2030 | 26 | 54.8 | 1
1 Reference Case | 2030 | 26 | 55.4 | 1
1 Reference Case | 2030 | 26 | 58.4 | 1
1 Reference Case | 2030 | 26 | 60.2 | 1
1 Reference Case | 2030 | 26 | 61 | 1
1 Reference Case | 2030 | 26 | 70 | 1
1 Reference Case | 2030 | 26 | 70.6 | 1
1 Reference Case | 2030 | 26 | 70.7 | 1
1 Reference Case | 2030 | 26 | 71.7 | 1
1 Reference Case | 2030 | 26 | 76.3 | 1
1 Reference Case | 2030 | 26 | 87.3 | 1
1 Reference Case | 2030 | 26 | 113.1 | 1
1 Reference Case | 2030 | 27 | -118.4 | 1
1 Reference Case | 2030 | 27 | -90.8 | 1
1 Reference Case | 2030 | 27 | -89.5 | 1
1 Reference Case | 2030 | 27 | -79.1 | 1
1 Reference Case | 2030 | 27 | -75.9 | 1
1 Reference Case | 2030 | 27 | -75.6 | 1
1 Reference Case | 2030 | 27 | -73 | 1
1 Reference Case | 2030 | 27 | -70.7 | 1
1 Reference Case | 2030 | 27 | -69 | 1
1 Reference Case | 2030 | 27 | -67 | 1
1 Reference Case | 2030 | 27 | -63.1 | 1
1 Reference Case | 2030 | 27 | -51.6 | 2
1 Reference Case | 2030 | 27 | -51.1 | 1
1 Reference Case | 2030 | 27 | -50 | 1
1 Reference Case | 2030 | 27 | -46.6 | 1
1 Reference Case | 2030 | 27 | -46.5 | 1
1 Reference Case | 2030 | 27 | -42.4 | 1
1 Reference Case | 2030 | 27 | -41.6 | 1
1 Reference Case | 2030 | 27 | -32.3 | 1
1 Reference Case | 2030 | 27 | -31.4 | 1
1 Reference Case | 2030 | 27 | -30.7 | 1
1 Reference Case | 2030 | 27 | -29.5 | 1
1 Reference Case | 2030 | 27 | -25.9 | 1
1 Reference Case | 2030 | 27 | 22 | 1
1 Reference Case | 2030 | 27 | 22.5 | 1
1 Reference Case | 2030 | 27 | 24.8 | 1
1 Reference Case | 2030 | 27 | 33.2 | 1
1 Reference Case | 2030 | 27 | 34.1 | 1
1 Reference Case | 2030 | 27 | 35.8 | 1
1 Reference Case | 2030 | 27 | 38.1 | 1
1 Reference Case | 2030 | 27 | 39.2 | 1
1 Reference Case | 2030 | 27 | 40 | 1
1 Reference Case | 2030 | 27 | 41.2 | 1
1 Reference Case | 2030 | 27 | 42.1 | 1
1 Reference Case | 2030 | 27 | 44.1 | 1
1 Reference Case | 2030 | 27 | 46.6 | 1
1 Reference Case | 2030 | 27 | 47.2 | 1
1 Reference Case | 2030 | 27 | 47.6 | 1
1 Reference Case | 2030 | 27 | 47.7 | 1
1 Reference Case | 2030 | 27 | 48.4 | 1
1 Reference Case | 2030 | 27 | 50.4 | 1
1 Reference Case | 2030 | 27 | 52.9 | 1
1 Reference Case | 2030 | 27 | 53.6 | 1
1 Reference Case | 2030 | 27 | 53.7 | 1
1 Reference Case | 2030 | 27 | 57.9 | 1
1 Reference Case | 2030 | 27 | 65.4 | 1
1 Reference Case | 2030 | 27 | 66.3 | 1
1 Reference Case | 2030 | 27 | 86.1 | 1
1 Reference Case | 2030 | 27 | 86.9 | 1
1 Reference Case | 2030 | 27 | 90.9 | 1
1 Reference Case | 2030 | 27 | 116.5 | 1
1 Reference Case | 2030 | 28 | -95.1 | 1
1 Reference Case | 2030 | 28 | -93.2 | 1
1 Reference Case | 2030 | 28 | -88.9 | 1
1 Reference Case | 2030 | 28 | -72.3 | 1
1 Reference Case | 2030 | 28 | -70.6 | 1
1 Reference Case | 2030 | 28 | -65 | 1
1 Reference Case | 2030 | 28 | -64.4 | 1
1 Reference Case | 2030 | 28 | -63.2 | 1
1 Reference Case | 2030 | 28 | -61.9 | 1
1 Reference Case | 2030 | 28 | -59.3 | 1
1 Reference Case | 2030 | 28 | -58 | 1
1 Reference Case | 2030 | 28 | -55.3 | 1
1 Reference Case | 2030 | 28 | -53.5 | 1
1 Reference Case | 2030 | 28 | -52.3 | 1
1 Reference Case | 2030 | 28 | -45.1 | 1
1 Reference Case | 2030 | 28 | -45 | 1
1 Reference Case | 2030 | 28 | -44.1 | 1
1 Reference Case | 2030 | 28 | -43.6 | 1
1 Reference Case | 2030 | 28 | -43.1 | 1
1 Reference Case | 2030 | 28 | -43 | 1
1 Reference Case | 2030 | 28 | -39.9 | 1
1 Reference Case | 2030 | 28 | -35.6 | 1
1 Reference Case | 2030 | 28 | -28.9 | 1
1 Reference Case | 2030 | 28 | -21.7 | 1
1 Reference Case | 2030 | 28 | -19.6 | 1
1 Reference Case | 2030 | 28 | 16.3 | 1
1 Reference Case | 2030 | 28 | 21.4 | 1
1 Reference Case | 2030 | 28 | 24.8 | 1
1 Reference Case | 2030 | 28 | 25.3 | 1
1 Reference Case | 2030 | 28 | 28.4 | 1
1 Reference Case | 2030 | 28 | 35.7 | 1
1 Reference Case | 2030 | 28 | 38.1 | 1
1 Reference Case | 2030 | 28 | 38.3 | 1
1 Reference Case | 2030 | 28 | 41.7 | 1
1 Reference Case | 2030 | 28 | 43.6 | 1
1 Reference Case | 2030 | 28 | 44.3 | 1
1 Reference Case | 2030 | 28 | 46 | 1
1 Reference Case | 2030 | 28 | 48.2 | 1
1 Reference Case | 2030 | 28 | 49.2 | 1
1 Reference Case | 2030 | 28 | 56.6 | 1
1 Reference Case | 2030 | 28 | 61.2 | 1
1 Reference Case | 2030 | 28 | 61.3 | 1
1 Reference Case | 2030 | 28 | 65 | 1
1 Reference Case | 2030 | 28 | 67.7 | 1
1 Reference Case | 2030 | 28 | 73.5 | 1
1 Reference Case | 2030 | 28 | 75.9 | 1
1 Reference Case | 2030 | 28 | 97.1 | 1
1 Reference Case | 2030 | 28 | 137.3 | 1
1 Reference Case | 2030 | 29 | -185.2 | 1
1 Reference Case | 2030 | 29 | -120.4 | 1
1 Reference Case | 2030 | 29 | -112.8 | 1
1 Reference Case | 2030 | 29 | -109.5 | 1
1 Reference Case | 2030 | 29 | -107 | 1
1 Reference Case | 2030 | 29 | -96.3 | 1
1 Reference Case | 2030 | 29 | -91.6 | 1
1 Reference Case | 2030 | 29 | -88.6 | 1
1 Reference Case | 2030 | 29 | -85.9 | 1
1 Reference Case | 2030 | 29 | -77.2 | 1
1 Reference Case | 2030 | 29 | -75.4 | 1
1 Reference Case | 2030 | 29 | -69.3 | 1
1 Reference Case | 2030 | 29 | -65.4 | 1
1 Reference Case | 2030 | 29 | -65.2 | 1
1 Reference Case | 2030 | 29 | -63.8 | 1
1 Reference Case | 2030 | 29 | -63.5 | 2
1 Reference Case | 2030 | 29 | -62.2 | 1
1 Reference Case | 2030 | 29 | -61.2 | 1
1 Reference Case | 2030 | 29 | -60.4 | 1
1 Reference Case | 2030 | 29 | -53.5 | 1
1 Reference Case | 2030 | 29 | -53.2 | 1
1 Reference Case | 2030 | 29 | -47 | 1
1 Reference Case | 2030 | 29 | -44 | 1
1 Reference Case | 2030 | 29 | -38.2 | 1
1 Reference Case | 2030 | 29 | -35.8 | 1
1 Reference Case | 2030 | 29 | -34.2 | 1
1 Reference Case | 2030 | 29 | -31.6 | 1
1 Reference Case | 2030 | 29 | -31.5 | 1
1 Reference Case | 2030 | 29 | -24.7 | 1
1 Reference Case | 2030 | 29 | -18.4 | 1
1 Reference Case | 2030 | 29 | 26.2 | 1
1 Reference Case | 2030 | 29 | 26.6 | 1
1 Reference Case | 2030 | 29 | 28.3 | 1
1 Reference Case | 2030 | 29 | 29.3 | 1
1 Reference Case | 2030 | 29 | 32.2 | 1
1 Reference Case | 2030 | 29 | 37.2 | 1
1 Reference Case | 2030 | 29 | 38.9 | 1
1 Reference Case | 2030 | 29 | 39.9 | 1
1 Reference Case | 2030 | 29 | 42.5 | 1
1 Reference Case | 2030 | 29 | 42.7 | 1
1 Reference Case | 2030 | 29 | 46.9 | 1
1 Reference Case | 2030 | 29 | 50.3 | 1
1 Reference Case | 2030 | 29 | 52.4 | 1
1 Reference Case | 2030 | 29 | 53.3 | 1
1 Reference Case | 2030 | 29 | 55.5 | 1
1 Reference Case | 2030 | 29 | 57 | 1
1 Reference Case | 2030 | 29 | 59.5 | 1
1 Reference Case | 2030 | 29 | 59.9 | 1
1 Reference Case | 2030 | 29 | 60 | 1
1 Reference Case | 2030 | 29 | 60.1 | 1
1 Reference Case | 2030 | 29 | 60.4 | 1
1 Reference Case | 2030 | 29 | 63.4 | 1
1 Reference Case | 2030 | 29 | 73.7 | 1
1 Reference Case | 2030 | 29 | 130.1 | 1
1 Reference Case | 2030 | 30 | -111.8 | 1
1 Reference Case | 2030 | 30 | -99.1 | 1
1 Reference Case | 2030 | 30 | -82.4 | 1
1 Reference Case | 2030 | 30 | -77.6 | 1
1 Reference Case | 2030 | 30 | -76.2 | 1
1 Reference Case | 2030 | 30 | -71.9 | 1
1 Reference Case | 2030 | 30 | -71.6 | 1
1 Reference Case | 2030 | 30 | -69.1 | 1
1 Reference Case | 2030 | 30 | -65.8 | 1
1 Reference Case | 2030 | 30 | -65.2 | 1
1 Reference Case | 2030 | 30 | -64 | 1
1 Reference Case | 2030 | 30 | -63.8 | 1
1 Reference Case | 2030 | 30 | -63 | 1
1 Reference Case | 2030 | 30 | -61.2 | 1
1 Reference Case | 2030 | 30 | -58.7 | 1
1 Reference Case | 2030 | 30 | -57.7 | 1
1 Reference Case | 2030 | 30 | -56.7 | 1
1 Reference Case | 2030 | 30 | -49.6 | 1
1 Reference Case | 2030 | 30 | -48.3 | 1
1 Reference Case | 2030 | 30 | -43.4 | 1
1 Reference Case | 2030 | 30 | -43.1 | 1
1 Reference Case | 2030 | 30 | -39.5 | 1
1 Reference Case | 2030 | 30 | -36.2 | 1
1 Reference Case | 2030 | 30 | -35.4 | 1
1 Reference Case | 2030 | 30 | -34.6 | 1
1 Reference Case | 2030 | 30 | -34.3 | 1
1 Reference Case | 2030 | 30 | 27.3 | 1
1 Reference Case | 2030 | 30 | 28.7 | 1
1 Reference Case | 2030 | 30 | 31.1 | 2
1 Reference Case | 2030 | 30 | 33.7 | 1
1 Reference Case | 2030 | 30 | 38.7 | 1
1 Reference Case | 2030 | 30 | 39.2 | 1
1 Reference Case | 2030 | 30 | 42.5 | 1
1 Reference Case | 2030 | 30 | 43.7 | 1
1 Reference Case | 2030 | 30 | 45.8 | 1
1 Reference Case | 2030 | 30 | 46 | 1
1 Reference Case | 2030 | 30 | 46.6 | 1
1 Reference Case | 2030 | 30 | 46.7 | 1
1 Reference Case | 2030 | 30 | 48.2 | 1
1 Reference Case | 2030 | 30 | 50 | 1
1 Reference Case | 2030 | 30 | 53 | 1
1 Reference Case | 2030 | 30 | 54.5 | 1
1 Reference Case | 2030 | 30 | 57.8 | 1
1 Reference Case | 2030 | 30 | 61.7 | 1
1 Reference Case | 2030 | 30 | 69.7 | 1
1 Reference Case | 2030 | 30 | 70.2 | 1
1 Reference Case | 2030 | 30 | 70.8 | 1
1 Reference Case | 2030 | 30 | 75.3 | 1
1 Reference Case | 2030 | 30 | 77.2 | 1
1 Reference Case | 2030 | 30 | 80.1 | 1
1 Reference Case | 2030 | 30 | 84.3 | 1
1 Reference Case | 2030 | 30 | 87.2 | 1
1 Reference Case | 2030 | 31 | -124.3 | 1
1 Reference Case | 2030 | 31 | -109.1 | 1
1 Reference Case | 2030 | 31 | -81.5 | 1
1 Reference Case | 2030 | 31 | -78.1 | 1
1 Reference Case | 2030 | 31 | -76.1 | 1
1 Reference Case | 2030 | 31 | -74.5 | 1
1 Reference Case | 2030 | 31 | -72.5 | 1
1 Reference Case | 2030 | 31 | -66.1 | 1
1 Reference Case | 2030 | 31 | -65 | 1
1 Reference Case | 2030 | 31 | -64.5 | 2
1 Reference Case | 2030 | 31 | -62.4 | 1
1 Reference Case | 2030 | 31 | -61.1 | 1
1 Reference Case | 2030 | 31 | -56.6 | 1
1 Reference Case | 2030 | 31 | -55.7 | 1
1 Reference Case | 2030 | 31 | -49.4 | 1
1 Reference Case | 2030 | 31 | -48.4 | 1
1 Reference Case | 2030 | 31 | -39.7 | 1
1 Reference Case | 2030 | 31 | -32.1 | 1
1 Reference Case | 2030 | 31 | -26.4 | 1
1 Reference Case | 2030 | 31 | 29.7 | 1
1 Reference Case | 2030 | 31 | 30.7 | 1
1 Reference Case | 2030 | 31 | 31.6 | 1
1 Reference Case | 2030 | 31 | 32.8 | 1
1 Reference Case | 2030 | 31 | 38.8 | 1
1 Reference Case | 2030 | 31 | 43.4 | 1
1 Reference Case | 2030 | 31 | 46.7 | 1
1 Reference Case | 2030 | 31 | 48.3 | 1
1 Reference Case | 2030 | 31 | 51.4 | 1
1 Reference Case | 2030 | 31 | 55.3 | 1
1 Reference Case | 2030 | 31 | 72.9 | 1
1 Reference Case | 2030 | 31 | 74.9 | 1
1 Reference Case | 2030 | 31 | 80.9 | 1
1 Reference Case | 2030 | 31 | 81.1 | 2
1 Reference Case | 2030 | 31 | 83.9 | 1
1 Reference Case | 2030 | 32 | -129.8 | 1
1 Reference Case | 2030 | 32 | -91.7 | 1
1 Reference Case | 2030 | 32 | -85.9 | 1
1 Reference Case | 2030 | 32 | -81.9 | 1
1 Reference Case | 2030 | 32 | -77.3 | 1
1 Reference Case | 2030 | 32 | -70.8 | 1
1 Reference Case | 2030 | 32 | -67.3 | 1
1 Reference Case | 2030 | 32 | -61.6 | 1
1 Reference Case | 2030 | 32 | -60.1 | 1
1 Reference Case | 2030 | 32 | -57.8 | 1
1 Reference Case | 2030 | 32 | -57.2 | 1
1 Reference Case | 2030 | 32 | -55.8 | 1
1 Reference Case | 2030 | 32 | -55.3 | 1
1 Reference Case | 2030 | 32 | -54.8 | 1
1 Reference Case | 2030 | 32 | -54.6 | 1
1 Reference Case | 2030 | 32 | -50.3 | 1
1 Reference Case | 2030 | 32 | -49.7 | 1
1 Reference Case | 2030 | 32 | -48.8 | 1
1 Reference Case | 2030 | 32 | -47.1 | 1
1 Reference Case | 2030 | 32 | -46.6 | 1
1 Reference Case | 2030 | 32 | -42.4 | 1
1 Reference Case | 2030 | 32 | -32.8 | 1
1 Reference Case | 2030 | 32 | -26.9 | 1
1 Reference Case | 2030 | 32 | 19.4 | 1
1 Reference Case | 2030 | 32 | 32.1 | 1
1 Reference Case | 2030 | 32 | 38 | 1
1 Reference Case | 2030 | 32 | 38.3 | 1
1 Reference Case | 2030 | 32 | 38.7 | 1
1 Reference Case | 2030 | 32 | 40 | 1
1 Reference Case | 2030 | 32 | 46 | 1
1 Reference Case | 2030 | 32 | 49 | 1
1 Reference Case | 2030 | 32 | 49.7 | 1
1 Reference Case | 2030 | 32 | 52.9 | 1
1 Reference Case | 2030 | 32 | 53.6 | 1
1 Reference Case | 2030 | 32 | 60.1 | 1
1 Reference Case | 2030 | 32 | 69.3 | 1
1 Reference Case | 2030 | 32 | 69.8 | 1
1 Reference Case | 2030 | 32 | 71.6 | 1
1 Reference Case | 2030 | 32 | 73.7 | 1
1 Reference Case | 2030 | 32 | 77.2 | 1
1 Reference Case | 2030 | 32 | 86.8 | 1
1 Reference Case | 2030 | 32 | 88.9 | 1
1 Reference Case | 2030 | 32 | 112.8 | 1
1 Reference Case | 2030 | 32 | 117.7 | 1
1 Reference Case | 2030 | 32 | 118.1 | 1
1 Reference Case | 2030 | 33 | -138.1 | 1
1 Reference Case | 2030 | 33 | -99.5 | 1
1 Reference Case | 2030 | 33 | -98.2 | 1
1 Reference Case | 2030 | 33 | -93.8 | 1
1 Reference Case | 2030 | 33 | -87 | 1
1 Reference Case | 2030 | 33 | -86.8 | 1
1 Reference Case | 2030 | 33 | -82.9 | 1
1 Reference Case | 2030 | 33 | -81.7 | 1
1 Reference Case | 2030 | 33 | -77.4 | 1
1 Reference Case | 2030 | 33 | -77 | 1
1 Reference Case | 2030 | 33 | -76.7 | 1
1 Reference Case | 2030 | 33 | -73.7 | 1
1 Reference Case | 2030 | 33 | -71 | 1
1 Reference Case | 2030 | 33 | -67.1 | 1
1 Reference Case | 2030 | 33 | -63.9 | 1
1 Reference Case | 2030 | 33 | -62.8 | 1
1 Reference Case | 2030 | 33 | -58.9 | 1
1 Reference Case | 2030 | 33 | -55.8 | 1
1 Reference Case | 2030 | 33 | -51.2 | 1
1 Reference Case | 2030 | 33 | -46.8 | 1
1 Reference Case | 2030 | 33 | -43.3 | 1
1 Reference Case | 2030 | 33 | -38.2 | 1
1 Reference Case | 2030 | 33 | -36.7 | 1
1 Reference Case | 2030 | 33 | -35.3 | 1
1 Reference Case | 2030 | 33 | -34.2 | 1
1 Reference Case | 2030 | 33 | -33.3 | 1
1 Reference Case | 2030 | 33 | -31 | 1
1 Reference Case | 2030 | 33 | -30.2 | 1
1 Reference Case | 2030 | 33 | -17.3 | 1
1 Reference Case | 2030 | 33 | 15.5 | 1
1 Reference Case | 2030 | 33 | 24.7 | 1
1 Reference Case | 2030 | 33 | 25.3 | 1
1 Reference Case | 2030 | 33 | 33 | 1
1 Reference Case | 2030 | 33 | 35.4 | 1
1 Reference Case | 2030 | 33 | 37.3 | 1
1 Reference Case | 2030 | 33 | 41.4 | 1
1 Reference Case | 2030 | 33 | 42.3 | 1
1 Reference Case | 2030 | 33 | 43.2 | 1
1 Reference Case | 2030 | 33 | 43.5 | 1
1 Reference Case | 2030 | 33 | 46.9 | 1
1 Reference Case | 2030 | 33 | 48.2 | 1
1 Reference Case | 2030 | 33 | 49.6 | 1
1 Reference Case | 2030 | 33 | 51.6 | 1
1 Reference Case | 2030 | 33 | 53.5 | 1
1 Reference Case | 2030 | 33 | 54.6 | 1
1 Reference Case | 2030 | 33 | 57.4 | 1
1 Reference Case | 2030 | 33 | 59.3 | 1
1 Reference Case | 2030 | 33 | 60.9 | 1
1 Reference Case | 2030 | 33 | 64.9 | 1
1 Reference Case | 2030 | 33 | 86.8 | 1
1 Reference Case | 2030 | 33 | 87.9 | 1
1 Reference Case | 2030 | 33 | 91.7 | 1
1 Reference Case | 2030 | 33 | 109.7 | 1
1 Reference Case | 2030 | 34 | -138.2 | 1
1 Reference Case | 2030 | 34 | -103.9 | 1
1 Reference Case | 2030 | 34 | -98.7 | 1
1 Reference Case | 2030 | 34 | -95.5 | 1
1 Reference Case | 2030 | 34 | -81.4 | 1
1 Reference Case | 2030 | 34 | -75.5 | 1
1 Reference Case | 2030 | 34 | -75.3 | 1
1 Reference Case | 2030 | 34 | -65.4 | 1
1 Reference Case | 2030 | 34 | -55.8 | 1
1 Reference Case | 2030 | 34 | -55.5 | 1
1 Reference Case | 2030 | 34 | -54 | 1
1 Reference Case | 2030 | 34 | -51.3 | 1
1 Reference Case | 2030 | 34 | -50.2 | 1
1 Reference Case | 2030 | 34 | -44 | 1
1 Reference Case | 2030 | 34 | -39.1 | 1
1 Reference Case | 2030 | 34 | -35.3 | 1
1 Reference Case | 2030 | 34 | -34.8 | 1
1 Reference Case | 2030 | 34 | -32.8 | 1
1 Reference Case | 2030 | 34 | -30.7 | 1
1 Reference Case | 2030 | 34 | -30.5 | 1
1 Reference Case | 2030 | 34 | -20.6 | 1
1 Reference Case | 2030 | 34 | 35 | 1
1 Reference Case | 2030 | 34 | 43.4 | 1
1 Reference Case | 2030 | 34 | 44.9 | 1
1 Reference Case | 2030 | 34 | 45 | 1
1 Reference Case | 2030 | 34 | 50.6 | 1
1 Reference Case | 2030 | 34 | 52.4 | 1
1 Reference Case | 2030 | 34 | 52.7 | 1
1 Reference Case | 2030 | 34 | 54.2 | 1
1 Reference Case | 2030 | 34 | 55.3 | 1
1 Reference Case | 2030 | 34 | 55.9 | 1
1 Reference Case | 2030 | 34 | 56.7 | 1
1 Reference Case | 2030 | 34 | 57.3 | 1
1 Reference Case | 2030 | 34 | 57.5 | 1
1 Reference Case | 2030 | 34 | 59.5 | 1
1 Reference Case | 2030 | 34 | 64.5 | 1
1 Reference Case | 2030 | 34 | 72.6 | 1
1 Reference Case | 2030 | 34 | 72.7 | 1
1 Reference Case | 2030 | 34 | 74.1 | 1
1 Reference Case | 2030 | 34 | 75.1 | 1
1 Reference Case | 2030 | 34 | 96.8 | 1
1 Reference Case | 2030 | 35 | -187.1 | 1
1 Reference Case | 2030 | 35 | -126.5 | 1
1 Reference Case | 2030 | 35 | -113.6 | 1
1 Reference Case | 2030 | 35 | -112.4 | 1
1 Reference Case | 2030 | 35 | -82.6 | 1
1 Reference Case | 2030 | 35 | -77.6 | 1
1 Reference Case | 2030 | 35 | -70.3 | 1
1 Reference Case | 2030 | 35 | -70 | 1
1 Reference Case | 2030 | 35 | -68.4 | 1
1 Reference Case | 2030 | 35 | -66.9 | 1
1 Reference Case | 2030 | 35 | -63.6 | 1
1 Reference Case | 2030 | 35 | -63.5 | 1
1 Reference Case | 2030 | 35 | -62.6 | 1
1 Reference Case | 2030 | 35 | -61.4 | 1
1 Reference Case | 2030 | 35 | -60.8 | 1
1 Reference Case | 2030 | 35 | -55.5 | 1
1 Reference Case | 2030 | 35 | -54.9 | 1
1 Reference Case | 2030 | 35 | -50 | 1
1 Reference Case | 2030 | 35 | -48.8 | 1
1 Reference Case | 2030 | 35 | -47.3 | 1
1 Reference Case | 2030 | 35 | -44.9 | 1
1 Reference Case | 2030 | 35 | -44.3 | 1
1 Reference Case | 2030 | 35 | -43.9 | 1
1 Reference Case | 2030 | 35 | -41.8 | 1
1 Reference Case | 2030 | 35 | -40.9 | 1
1 Reference Case | 2030 | 35 | -37.9 | 1
1 Reference Case | 2030 | 35 | 29.1 | 1
1 Reference Case | 2030 | 35 | 32.4 | 1
1 Reference Case | 2030 | 35 | 43.8 | 1
1 Reference Case | 2030 | 35 | 46.3 | 1
1 Reference Case | 2030 | 35 | 46.5 | 1
1 Reference Case | 2030 | 35 | 47.3 | 1
1 Reference Case | 2030 | 35 | 48.6 | 1
1 Reference Case | 2030 | 35 | 48.8 | 1
1 Reference Case | 2030 | 35 | 50.2 | 1
1 Reference Case | 2030 | 35 | 51.5 | 1
1 Reference Case | 2030 | 35 | 65 | 1
1 Reference Case | 2030 | 35 | 68.4 | 1
1 Reference Case | 2030 | 35 | 69.9 | 1
1 Reference Case | 2030 | 35 | 71.2 | 1
1 Reference Case | 2030 | 35 | 72.6 | 1
1 Reference Case | 2030 | 35 | 84.4 | 1
1 Reference Case | 2030 | 35 | 87.3 | 1
1 Reference Case | 2030 | 35 | 92.7 | 1
1 Reference Case | 2030 | 35 | 94.4 | 1
1 Reference Case | 2030 | 35 | 94.5 | 1
1 Reference Case | 2030 | 35 | 110.8 | 1
1 Reference Case | 2030 | 36 | -142.5 | 1
1 Reference Case | 2030 | 36 | -130.1 | 1
1 Reference Case | 2030 | 36 | -87.7 | 1
1 Reference Case | 2030 | 36 | -85.6 | 1
1 Reference Case | 2030 | 36 | -81.7 | 1
1 Reference Case | 2030 | 36 | -70.6 | 1
1 Reference Case | 2030 | 36 | -63.9 | 1
1 Reference Case | 2030 | 36 | -57.5 | 2
1 Reference Case | 2030 | 36 | -49.5 | 1
1 Reference Case | 2030 | 36 | -48.2 | 1
1 Reference Case | 2030 | 36 | -43.3 | 1
1 Reference Case | 2030 | 36 | -35.1 | 1
1 Reference Case | 2030 | 36 | -29.5 | 1
1 Reference Case | 2030 | 36 | -27.4 | 1
1 Reference Case | 2030 | 36 | 29.1 | 1
1 Reference Case | 2030 | 36 | 36.9 | 1
1 Reference Case | 2030 | 36 | 44.4 | 1
1 Reference Case | 2030 | 36 | 47.6 | 1
1 Reference Case | 2030 | 36 | 50.3 | 1
1 Reference Case | 2030 | 36 | 50.8 | 1
1 Reference Case | 2030 | 36 | 57.9 | 1
1 Reference Case | 2030 | 36 | 58.4 | 1
1 Reference Case | 2030 | 36 | 61.9 | 1
1 Reference Case | 2030 | 36 | 68.3 | 1
1 Reference Case | 2030 | 36 | 68.9 | 1
1 Reference Case | 2030 | 36 | 69.7 | 1
1 Reference Case | 2030 | 36 | 70.9 | 1
1 Reference Case | 2030 | 36 | 74 | 1
1 Reference Case | 2030 | 36 | 86.6 | 1
1 Reference Case | 2030 | 36 | 99.1 | 1
1 Reference Case | 2030 | 36 | 100.4 | 1
1 Reference Case | 2030 | 36 | 111.7 | 1
1 Reference Case | 2030 | 37 | -110.7 | 1
1 Reference Case | 2030 | 37 | -109.2 | 1
1 Reference Case | 2030 | 37 | -93.8 | 1
1 Reference Case | 2030 | 37 | -87.6 | 1
1 Reference Case | 2030 | 37 | -79.6 | 1
1 Reference Case | 2030 | 37 | -72.5 | 1
1 Reference Case | 2030 | 37 | -66.9 | 1
1 Reference Case | 2030 | 37 | -61.3 | 1
1 Reference Case | 2030 | 37 | -59.2 | 1
1 Reference Case | 2030 | 37 | -58.5 | 1
1 Reference Case | 2030 | 37 | -53.9 | 1
1 Reference Case | 2030 | 37 | -48.6 | 1
1 Reference Case | 2030 | 37 | -48.1 | 1
1 Reference Case | 2030 | 37 | -41 | 1
1 Reference Case | 2030 | 37 | -40.8 | 1
1 Reference Case | 2030 | 37 | -40.2 | 1
1 Reference Case | 2030 | 37 | -34.7 | 1
1 Reference Case | 2030 | 37 | 29.8 | 1
1 Reference Case | 2030 | 37 | 31.3 | 1
1 Reference Case | 2030 | 37 | 45.2 | 1
1 Reference Case | 2030 | 37 | 46.2 | 1
1 Reference Case | 2030 | 37 | 56.9 | 1
1 Reference Case | 2030 | 37 | 57.1 | 1
1 Reference Case | 2030 | 37 | 60.7 | 1
1 Reference Case | 2030 | 37 | 68.8 | 1
1 Reference Case | 2030 | 38 | -139.3 | 1
1 Reference Case | 2030 | 38 | -114.7 | 1
1 Reference Case | 2030 | 38 | -106.1 | 1
1 Reference Case | 2030 | 38 | -98.9 | 1
1 Reference Case | 2030 | 38 | -96.8 | 1
1 Reference Case | 2030 | 38 | -87.5 | 1
1 Reference Case | 2030 | 38 | -58.9 | 1
1 Reference Case | 2030 | 38 | -58 | 1
1 Reference Case | 2030 | 38 | -57.6 | 1
1 Reference Case | 2030 | 38 | -47.8 | 1
1 Reference Case | 2030 | 38 | -46.7 | 1
1 Reference Case | 2030 | 38 | -43.3 | 1
1 Reference Case | 2030 | 38 | -38.3 | 1
1 Reference Case | 2030 | 38 | -26.3 | 1
1 Reference Case | 2030 | 38 | 25.9 | 1
1 Reference Case | 2030 | 38 | 26.1 | 1
1 Reference Case | 2030 | 38 | 28.2 | 1
1 Reference Case | 2030 | 38 | 29.6 | 1
1 Reference Case | 2030 | 38 | 33.1 | 1
1 Reference Case | 2030 | 38 | 44.7 | 1
1 Reference Case | 2030 | 38 | 47.1 | 1
1 Reference Case | 2030 | 38 | 49.3 | 1
1 Reference Case | 2030 | 38 | 51.5 | 1
1 Reference Case | 2030 | 38 | 64.1 | 1
1 Reference Case | 2030 | 38 | 82.4 | 1
1 Reference Case | 2030 | 39 | -147.4 | 1
1 Reference Case | 2030 | 39 | -100.5 | 1
1 Reference Case | 2030 | 39 | -92.3 | 1
1 Reference Case | 2030 | 39 | -87.8 | 1
1 Reference Case | 2030 | 39 | -80.9 | 1
1 Reference Case | 2030 | 39 | -59.2 | 1
1 Reference Case | 2030 | 39 | -57.4 | 1
1 Reference Case | 2030 | 39 | -54.4 | 1
1 Reference Case | 2030 | 39 | -47.9 | 1
1 Reference Case | 2030 | 39 | -43.4 | 2
1 Reference Case | 2030 | 39 | -30.3 | 1
1 Reference Case | 2030 | 39 | 21 | 1
1 Reference Case | 2030 | 39 | 31.3 | 1
1 Reference Case | 2030 | 39 | 31.4 | 1
1 Reference Case | 2030 | 39 | 40.5 | 1
1 Reference Case | 2030 | 39 | 49.2 | 1
1 Reference Case | 2030 | 39 | 53.9 | 1
1 Reference Case | 2030 | 39 | 54.8 | 1
1 Reference Case | 2030 | 39 | 58.7 | 1
1 Reference Case | 2030 | 39 | 61.7 | 1
1 Reference Case | 2030 | 39 | 62.3 | 1
1 Reference Case | 2030 | 39 | 63.3 | 1
1 Reference Case | 2030 | 39 | 64.6 | 1
1 Reference Case | 2030 | 39 | 71.1 | 1
1 Reference Case | 2030 | 39 | 75.1 | 1
1 Reference Case | 2030 | 39 | 80.4 | 1
1 Reference Case | 2030 | 39 | 129.5 | 1
1 Reference Case | 2030 | 40 | -194.3 | 1
1 Reference Case | 2030 | 40 | -142.9 | 1
1 Reference Case | 2030 | 40 | -141.6 | 1
1 Reference Case | 2030 | 40 | -128.1 | 1
1 Reference Case | 2030 | 40 | -76.6 | 1
1 Reference Case | 2030 | 40 | -75.2 | 1
1 Reference Case | 2030 | 40 | -68.3 | 1
1 Reference Case | 2030 | 40 | -62 | 1
1 Reference Case | 2030 | 40 | -60.7 | 1
1 Reference Case | 2030 | 40 | -47 | 1
1 Reference Case | 2030 | 40 | -43.6 | 1
1 Reference Case | 2030 | 40 | -27.3 | 1
1 Reference Case | 2030 | 40 | 45.1 | 1
1 Reference Case | 2030 | 40 | 55.2 | 1
1 Reference Case | 2030 | 40 | 64 | 1
1 Reference Case | 2030 | 40 | 65.8 | 1
1 Reference Case | 2030 | 40 | 74.2 | 1
1 Reference Case | 2030 | 40 | 86.6 | 1
1 Reference Case | 2030 | 40 | 87.2 | 1
1 Reference Case | 2030 | 40 | 93.6 | 1
1 Reference Case | 2030 | 40 | 101.5 | 1
1 Reference Case | 2030 | 40 | 114.1 | 1
1 Reference Case | 2030 | 40 | 118.3 | 1
1 Reference Case | 2030 | 41 | -205 | 1
1 Reference Case | 2030 | 41 | -109.6 | 1
1 Reference Case | 2030 | 41 | -92.2 | 1
1 Reference Case | 2030 | 41 | -82.9 | 1
1 Reference Case | 2030 | 41 | -77.7 | 1
1 Reference Case | 2030 | 41 | -76.1 | 1
1 Reference Case | 2030 | 41 | -63.8 | 1
1 Reference Case | 2030 | 41 | -57 | 1
1 Reference Case | 2030 | 41 | -54.2 | 1
1 Reference Case | 2030 | 41 | -52.2 | 1
1 Reference Case | 2030 | 41 | -50.4 | 1
1 Reference Case | 2030 | 41 | -50 | 1
1 Reference Case | 2030 | 41 | -44.9 | 1
1 Reference Case | 2030 | 41 | -30.1 | 1
1 Reference Case | 2030 | 41 | 23.7 | 1
1 Reference Case | 2030 | 41 | 40.5 | 1
1 Reference Case | 2030 | 41 | 43.5 | 1
1 Reference Case | 2030 | 41 | 49.8 | 1
1 Reference Case | 2030 | 41 | 56.4 | 1
1 Reference Case | 2030 | 41 | 65.3 | 1
1 Reference Case | 2030 | 41 | 78 | 1
1 Reference Case | 2030 | 41 | 127.9 | 1
1 Reference Case | 2030 | 42 | -71.5 | 1
1 Reference Case | 2030 | 42 | -59.5 | 1
1 Reference Case | 2030 | 42 | -54.5 | 1
1 Reference Case | 2030 | 42 | 26.2 | 1
1 Reference Case | 2030 | 42 | 36.8 | 1
1 Reference Case | 2030 | 42 | 43.1 | 1
1 Reference Case | 2030 | 42 | 56.2 | 1
1 Reference Case | 2030 | 42 | 61.6 | 1
1 Reference Case | 2030 | 42 | 65.2 | 1
1 Reference Case | 2030 | 42 | 94.8 | 1
1 Reference Case | 2030 | 42 | 123.4 | 1
1 Reference Case | 2030 | 43 | -149.4 | 1
1 Reference Case | 2030 | 43 | -115.4 | 1
1 Reference Case | 2030 | 43 | -103.7 | 1
1 Reference Case | 2030 | 43 | -69.8 | 1
1 Reference Case | 2030 | 43 | -68.3 | 1
1 Reference Case | 2030 | 43 | -49.3 | 1
1 Reference Case | 2030 | 43 | -41.5 | 1
1 Reference Case | 2030 | 43 | 48.2 | 1
1 Reference Case | 2030 | 43 | 50.3 | 1
1 Reference Case | 2030 | 43 | 53.9 | 1
1 Reference Case | 2030 | 43 | 54.7 | 1
1 Reference Case | 2030 | 43 | 55.6 | 1
1 Reference Case | 2030 | 43 | 56.5 | 1
1 Reference Case | 2030 | 43 | 60.2 | 1
1 Reference Case | 2030 | 43 | 61.3 | 1
1 Reference Case | 2030 | 43 | 64.4 | 1
1 Reference Case | 2030 | 43 | 67.3 | 1
1 Reference Case | 2030 | 43 | 75.1 | 1
1 Reference Case | 2030 | 43 | 77.2 | 1
1 Reference Case | 2030 | 43 | 95 | 1
1 Reference Case | 2030 | 44 | -158.5 | 1
1 Reference Case | 2030 | 44 | -137.8 | 1
1 Reference Case | 2030 | 44 | -127.5 | 1
1 Reference Case | 2030 | 44 | -106.5 | 1
1 Reference Case | 2030 | 44 | -96.6 | 1
1 Reference Case | 2030 | 44 | -83.6 | 1
1 Reference Case | 2030 | 44 | -78.8 | 1
1 Reference Case | 2030 | 44 | -78.7 | 1
1 Reference Case | 2030 | 44 | -76.2 | 1
1 Reference Case | 2030 | 44 | -74.2 | 1
1 Reference Case | 2030 | 44 | -69.8 | 1
1 Reference Case | 2030 | 44 | -69.2 | 1
1 Reference Case | 2030 | 44 | -64.7 | 1
1 Reference Case | 2030 | 44 | -52.9 | 1
1 Reference Case | 2030 | 44 | 36.9 | 1
1 Reference Case | 2030 | 44 | 41.3 | 1
1 Reference Case | 2030 | 44 | 47.8 | 1
1 Reference Case | 2030 | 44 | 106.1 | 1
1 Reference Case | 2030 | 45 | -123.6 | 1
1 Reference Case | 2030 | 45 | -118.9 | 1
1 Reference Case | 2030 | 45 | -74.2 | 1
1 Reference Case | 2030 | 45 | -69.9 | 1
1 Reference Case | 2030 | 45 | -65.5 | 1
1 Reference Case | 2030 | 45 | -60.5 | 1
1 Reference Case | 2030 | 45 | -59 | 1
1 Reference Case | 2030 | 45 | -58.3 | 1
1 Reference Case | 2030 | 45 | -52.2 | 1
1 Reference Case | 2030 | 45 | -42.2 | 1
1 Reference Case | 2030 | 45 | -40.3 | 1
1 Reference Case | 2030 | 45 | 29.4 | 1
1 Reference Case | 2030 | 45 | 35.5 | 1
1 Reference Case | 2030 | 45 | 50.1 | 1
1 Reference Case | 2030 | 45 | 53 | 1
1 Reference Case | 2030 | 45 | 61.8 | 1
1 Reference Case | 2030 | 45 | 65.8 | 1
1 Reference Case | 2030 | 45 | 69.1 | 1
1 Reference Case | 2030 | 45 | 72.8 | 1
1 Reference Case | 2030 | 45 | 92.4 | 1
1 Reference Case | 2030 | 45 | 158.1 | 1
1 Reference Case | 2030 | 46 | -147.4 | 1
1 Reference Case | 2030 | 46 | -138.6 | 1
1 Reference Case | 2030 | 46 | -129 | 1
1 Reference Case | 2030 | 46 | -121.2 | 1
1 Reference Case | 2030 | 46 | -100.8 | 1
1 Reference Case | 2030 | 46 | -77.7 | 1
1 Reference Case | 2030 | 46 | -66.5 | 1
1 Reference Case | 2030 | 46 | -65.2 | 1
1 Reference Case | 2030 | 46 | -56.1 | 1
1 Reference Case | 2030 | 46 | -54.4 | 1
1 Reference Case | 2030 | 46 | -46.3 | 1
1 Reference Case | 2030 | 46 | -40.1 | 1
1 Reference Case | 2030 | 46 | -38 | 1
1 Reference Case | 2030 | 46 | 49.1 | 1
1 Reference Case | 2030 | 46 | 79.8 | 1
1 Reference Case | 2030 | 46 | 89.7 | 1
1 Reference Case | 2030 | 46 | 116.3 | 1
1 Reference Case | 2030 | 46 | 126.1 | 1
1 Reference Case | 2030 | 46 | 138.5 | 1
1 Reference Case | 2030 | 46 | 160.4 | 1
1 Reference Case | 2030 | 47 | -104.8 | 1
1 Reference Case | 2030 | 47 | -98.2 | 1
1 Reference Case | 2030 | 47 | -96.1 | 1
1 Reference Case | 2030 | 47 | -91.8 | 1
1 Reference Case | 2030 | 47 | -90.8 | 1
1 Reference Case | 2030 | 47 | -72.9 | 1
1 Reference Case | 2030 | 47 | -69.3 | 1
1 Reference Case | 2030 | 47 | -64 | 1
1 Reference Case | 2030 | 47 | -48.1 | 1
1 Reference Case | 2030 | 47 | -37.3 | 1
1 Reference Case | 2030 | 47 | 41.4 | 1
1 Reference Case | 2030 | 47 | 75.8 | 1
1 Reference Case | 2030 | 47 | 100.4 | 1
1 Reference Case | 2030 | 48 | -118 | 1
1 Reference Case | 2030 | 48 | -96.4 | 1
1 Reference Case | 2030 | 48 | -91.6 | 1
1 Reference Case | 2030 | 48 | -87.5 | 1
1 Reference Case | 2030 | 48 | -83.8 | 1
1 Reference Case | 2030 | 48 | -80.7 | 1
1 Reference Case | 2030 | 48 | -76.7 | 1
1 Reference Case | 2030 | 48 | -52.6 | 1
1 Reference Case | 2030 | 48 | -42.1 | 1
1 Reference Case | 2030 | 48 | -39.9 | 1
1 Reference Case | 2030 | 48 | 33 | 1
1 Reference Case | 2030 | 48 | 64 | 1
1 Reference Case | 2030 | 48 | 116.5 | 1
1 Reference Case | 2030 | 48 | 145.4 | 1
1 Reference Case | 2030 | 49 | -132.5 | 1
1 Reference Case | 2030 | 49 | -130.3 | 1
1 Reference Case | 2030 | 49 | -86.5 | 1
1 Reference Case | 2030 | 49 | -82.1 | 1
1 Reference Case | 2030 | 49 | -67.9 | 1
1 Reference Case | 2030 | 49 | -62.9 | 1
1 Reference Case | 2030 | 49 | -60.8 | 1
1 Reference Case | 2030 | 49 | -59.7 | 1
1 Reference Case | 2030 | 49 | -57.5 | 1
1 Reference Case | 2030 | 49 | -35.7 | 1
1 Reference Case | 2030 | 49 | 38.2 | 1
1 Reference Case | 2030 | 49 | 45.3 | 1
1 Reference Case | 2030 | 49 | 46.6 | 1
1 Reference Case | 2030 | 49 | 50.9 | 1
1 Reference Case | 2030 | 49 | 63 | 1
1 Reference Case | 2030 | 49 | 71.2 | 1
1 Reference Case | 2030 | 49 | 80.9 | 1
1 Reference Case | 2030 | 49 | 87.2 | 1
1 Reference Case | 2030 | 49 | 99.9 | 1
1 Reference Case | 2030 | 49 | 104.3 | 1
1 Reference Case | 2030 | 50 | -216.3 | 1
1 Reference Case | 2030 | 50 | -127.6 | 1
1 Reference Case | 2030 | 50 | -111.7 | 1
1 Reference Case | 2030 | 50 | -76.8 | 1
1 Reference Case | 2030 | 50 | -76.4 | 1
1 Reference Case | 2030 | 50 | -63.1 | 1
1 Reference Case | 2030 | 50 | -55.5 | 1
1 Reference Case | 2030 | 50 | -47.1 | 1
1 Reference Case | 2030 | 50 | 40.3 | 1
1 Reference Case | 2030 | 50 | 40.7 | 1
1 Reference Case | 2030 | 50 | 54.5 | 1
1 Reference Case | 2030 | 50 | 56.6 | 1
1 Reference Case | 2030 | 50 | 57.4 | 1
1 Reference Case | 2030 | 50 | 78.8 | 1
1 Reference Case | 2030 | 51 | -160.8 | 1
1 Reference Case | 2030 | 51 | -132.3 | 1
1 Reference Case | 2030 | 51 | -108.7 | 1
1 Reference Case | 2030 | 51 | -48 | 1
1 Reference Case | 2030 | 51 | -43.9 | 1
1 Reference Case | 2030 | 51 | 59.6 | 1
1 Reference Case | 2030 | 51 | 60.9 | 1
1 Reference Case | 2030 | 51 | 63 | 1
1 Reference Case | 2030 | 51 | 80.1 | 1
1 Reference Case | 2030 | 51 | 88.3 | 1
1 Reference Case | 2030 | 51 | 123.7 | 1
1 Reference Case | 2030 | 51 | 126.8 | 1
1 Reference Case | 2030 | 51 | 151.2 | 1
1 Reference Case | 2030 | 52 | -152.7 | 1
1 Reference Case | 2030 | 52 | -84.1 | 1
1 Reference Case | 2030 | 52 | -83.5 | 1
1 Reference Case | 2030 | 52 | 53.2 | 1
1 Reference Case | 2030 | 52 | 62.1 | 1
1 Reference Case | 2030 | 52 | 95.3 | 1
1 Reference Case | 2030 | 52 | 102.7 | 1
1 Reference Case | 2030 | 53 | -129 | 1
1 Reference Case | 2030 | 53 | -86.1 | 1
1 Reference Case | 2030 | 53 | -69.3 | 1
1 Reference Case | 2030 | 53 | -56.8 | 1
1 Reference Case | 2030 | 53 | -52.8 | 1
1 Reference Case | 2030 | 53 | -51.6 | 1
1 Reference Case | 2030 | 53 | -35.6 | 1
1 Reference Case | 2030 | 53 | 37.4 | 1
1 Reference Case | 2030 | 53 | 63.2 | 1
1 Reference Case | 2030 | 53 | 70.9 | 1
1 Reference Case | 2030 | 53 | 99.5 | 1
1 Reference Case | 2030 | 53 | 145.8 | 1
1 Reference Case | 2030 | 54 | -101.2 | 1
1 Reference Case | 2030 | 54 | -82.6 | 1
1 Reference Case | 2030 | 54 | -54.8 | 1
1 Reference Case | 2030 | 54 | 38.4 | 1
1 Reference Case | 2030 | 54 | 46.4 | 1
1 Reference Case | 2030 | 54 | 71 | 1
1 Reference Case | 2030 | 54 | 82.1 | 1
1 Reference Case | 2030 | 54 | 84.8 | 1
1 Reference Case | 2030 | 55 | -102 | 1
1 Reference Case | 2030 | 55 | -88.4 | 1
1 Reference Case | 2030 | 55 | -81.1 | 1
1 Reference Case | 2030 | 55 | 56.3 | 1
1 Reference Case | 2030 | 55 | 60.6 | 1
1 Reference Case | 2030 | 55 | 85.1 | 1
1 Reference Case | 2030 | 55 | 100.5 | 1
1 Reference Case | 2030 | 55 | 120.1 | 1
1 Reference Case | 2030 | 55 | 207.7 | 1
1 Reference Case | 2030 | 56 | -100.8 | 1
1 Reference Case | 2030 | 56 | -52.4 | 1
1 Reference Case | 2030 | 56 | -37 | 1
1 Reference Case | 2030 | 56 | 69.6 | 1
1 Reference Case | 2030 | 56 | 74.2 | 1
1 Reference Case | 2030 | 56 | 134.7 | 1
1 Reference Case | 2030 | 57 | -103.8 | 1
1 Reference Case | 2030 | 57 | -85.7 | 1
1 Reference Case | 2030 | 57 | -65.6 | 1
1 Reference Case | 2030 | 57 | -59.7 | 1
1 Reference Case | 2030 | 57 | -55.1 | 1
1 Reference Case | 2030 | 57 | 39.1 | 1
1 Reference Case | 2030 | 57 | 44.9 | 1
1 Reference Case | 2030 | 57 | 56.8 | 1
1 Reference Case | 2030 | 57 | 69.9 | 1
1 Reference Case | 2030 | 57 | 96.7 | 1
1 Reference Case | 2030 | 58 | -87.8 | 1
1 Reference Case | 2030 | 58 | -85.3 | 1
1 Reference Case | 2030 | 58 | -78.2 | 1
1 Reference Case | 2030 | 58 | -74.9 | 1
1 Reference Case | 2030 | 58 | -69.2 | 1
1 Reference Case | 2030 | 58 | -40.3 | 1
1 Reference Case | 2030 | 58 | 68 | 1
1 Reference Case | 2030 | 58 | 115.9 | 1
1 Reference Case | 2030 | 58 | 128.5 | 1
1 Reference Case | 2030 | 58 | 169.7 | 1
1 Reference Case | 2030 | 59 | -84 | 1
1 Reference Case | 2030 | 59 | -83.7 | 1
1 Reference Case | 2030 | 59 | -68.4 | 1
1 Reference Case | 2030 | 59 | -48.6 | 1
1 Reference Case | 2030 | 59 | -41.1 | 1
1 Reference Case | 2030 | 59 | -36.9 | 1
1 Reference Case | 2030 | 59 | 54.1 | 1
1 Reference Case | 2030 | 60 | -73.2 | 1
1 Reference Case | 2030 | 60 | -72.4 | 1
1 Reference Case | 2030 | 60 | 133.4 | 1
1 Reference Case | 2030 | 61 | -111.9 | 1
1 Reference Case | 2030 | 61 | -77.8 | 1
1 Reference Case | 2030 | 61 | -74.3 | 1
1 Reference Case | 2030 | 62 | -108.8 | 1
1 Reference Case | 2030 | 62 | -101.8 | 1
1 Reference Case | 2030 | 62 | 30.8 | 1
1 Reference Case | 2030 | 62 | 61.2 | 1
1 Reference Case | 2030 | 63 | -86.2 | 1
1 Reference Case | 2030 | 63 | -54.4 | 1
1 Reference Case | 2030 | 63 | 62.5 | 1
1 Reference Case | 2030 | 64 | -81.8 | 1
1 Reference Case | 2030 | 64 | 56.4 | 1
1 Reference Case | 2030 | 65 | -112.5 | 1
1 Reference Case | 2030 | 65 | 65 | 1
1 Reference Case | 2030 | 66 | -198.2 | 1
1 Reference Case | 2030 | 66 | -139.7 | 1
1 Reference Case | 2030 | 66 | -83.1 | 1
1 Reference Case | 2030 | 66 | -75.3 | 1
1 Reference Case | 2030 | 66 | 86.1 | 1
1 Reference Case | 2030 | 68 | -141 | 1
1 Reference Case | 2030 | 68 | 61.9 | 1
1 Reference Case | 2030 | 69 | -94 | 1
1 Reference Case | 2030 | 69 | -63.8 | 1
1 Reference Case | 2030 | 69 | 42.4 | 1
1 Reference Case | 2030 | 70 | -204.8 | 1
1 Reference Case | 2030 | 70 | -78.1 | 1
1 Reference Case | 2030 | 70 | 67.4 | 1
1 Reference Case | 2030 | 71 | -166.2 | 1
1 Reference Case | 2030 | 71 | -66.6 | 1
1 Reference Case | 2030 | 71 | 94.5 | 1
1 Reference Case | 2030 | 74 | -45.2 | 1
1 Reference Case | 2030 | 75 | -93 | 1
1 Reference Case | 2030 | 76 | 57.7 | 1
1 Reference Case | 2030 | 79 | -85.9 | 1
1 Reference Case | 2030 | 79 | -81 | 1
1 Reference Case | 2030 | 80 | -120.8 | 1
1 Reference Case | 2030 | 80 | 101.4 | 1
1 Reference Case | 2030 | 81 | -81.2 | 1
1 Reference Case | 2030 | 82 | -78.4 | 1
1 Reference Case | 2030 | 82 | -63.2 | 1
1 Reference Case | 2030 | 83 | 102.6 | 1
1 Reference Case | 2030 | 87 | -92 | 1
1 Reference Case | 2030 | 94 | 74.1 | 1
1 Reference Case | 2030 | 111 | -76.8 | 1
1 Reference Case | 2030 | 123 | -101.2 | 1
1 Reference Case | 2030 | 157 | -90.1 | 1
2 Diversification | 2021 | 1 | -454.8 | 1
2 Diversification | 2021 | 1 | -340.2 | 1
2 Diversification | 2021 | 1 | -143.8 | 1
2 Diversification | 2021 | 1 | -127.4 | 1
2 Diversification | 2021 | 1 | -80.3 | 1
2 Diversification | 2021 | 1 | -74.9 | 1
2 Diversification | 2021 | 1 | -71.2 | 1
2 Diversification | 2021 | 1 | -70.7 | 1
2 Diversification | 2021 | 1 | -69.8 | 1
2 Diversification | 2021 | 1 | -69.5 | 1
2 Diversification | 2021 | 1 | -68.6 | 1
2 Diversification | 2021 | 1 | -67.8 | 1
2 Diversification | 2021 | 1 | -67.5 | 1
2 Diversification | 2021 | 1 | -66.3 | 1
2 Diversification | 2021 | 1 | -65.1 | 1
2 Diversification | 2021 | 1 | -64.5 | 1
2 Diversification | 2021 | 1 | -63.9 | 1
2 Diversification | 2021 | 1 | -63.8 | 1
2 Diversification | 2021 | 1 | -63.5 | 2
2 Diversification | 2021 | 1 | -63.4 | 1
2 Diversification | 2021 | 1 | -63.3 | 1
2 Diversification | 2021 | 1 | -63.1 | 1
2 Diversification | 2021 | 1 | -61.6 | 1
2 Diversification | 2021 | 1 | -61.3 | 1
2 Diversification | 2021 | 1 | -61 | 1
2 Diversification | 2021 | 1 | -60.8 | 1
2 Diversification | 2021 | 1 | -60.5 | 1
2 Diversification | 2021 | 1 | -59.9 | 1
2 Diversification | 2021 | 1 | -59.4 | 1
2 Diversification | 2021 | 1 | -59.3 | 1
2 Diversification | 2021 | 1 | -59.2 | 1
2 Diversification | 2021 | 1 | -58.2 | 1
2 Diversification | 2021 | 1 | -58.1 | 1
2 Diversification | 2021 | 1 | -57.9 | 1
2 Diversification | 2021 | 1 | -57.8 | 1
2 Diversification | 2021 | 1 | -57.7 | 1
2 Diversification | 2021 | 1 | -57.6 | 2
2 Diversification | 2021 | 1 | -57.5 | 1
2 Diversification | 2021 | 1 | -57.2 | 1
2 Diversification | 2021 | 1 | -57.1 | 2
2 Diversification | 2021 | 1 | -56.9 | 1
2 Diversification | 2021 | 1 | -56.6 | 2
2 Diversification | 2021 | 1 | -56.5 | 2
2 Diversification | 2021 | 1 | -56.4 | 1
2 Diversification | 2021 | 1 | -56.2 | 1
2 Diversification | 2021 | 1 | -56 | 1
2 Diversification | 2021 | 1 | -55.9 | 1
2 Diversification | 2021 | 1 | -55.6 | 1
2 Diversification | 2021 | 1 | -55.4 | 2
2 Diversification | 2021 | 1 | -55.3 | 1
2 Diversification | 2021 | 1 | -55.2 | 1
2 Diversification | 2021 | 1 | -54.8 | 1
2 Diversification | 2021 | 1 | -54.7 | 1
2 Diversification | 2021 | 1 | -54.5 | 1
2 Diversification | 2021 | 1 | -54.2 | 1
2 Diversification | 2021 | 1 | -53.7 | 2
2 Diversification | 2021 | 1 | -53.6 | 2
2 Diversification | 2021 | 1 | -53.5 | 2
2 Diversification | 2021 | 1 | -52.9 | 2
2 Diversification | 2021 | 1 | -52.8 | 1
2 Diversification | 2021 | 1 | -52.6 | 1
2 Diversification | 2021 | 1 | -51.9 | 2
2 Diversification | 2021 | 1 | -51.8 | 2
2 Diversification | 2021 | 1 | -51.7 | 1
2 Diversification | 2021 | 1 | -51.5 | 1
2 Diversification | 2021 | 1 | -51.4 | 2
2 Diversification | 2021 | 1 | -51.3 | 1
2 Diversification | 2021 | 1 | -50.9 | 1
2 Diversification | 2021 | 1 | -50.7 | 1
2 Diversification | 2021 | 1 | -50.4 | 1
2 Diversification | 2021 | 1 | -50.3 | 3
2 Diversification | 2021 | 1 | -50.2 | 2
2 Diversification | 2021 | 1 | -50 | 1
2 Diversification | 2021 | 1 | -49.9 | 2
2 Diversification | 2021 | 1 | -49.8 | 4
2 Diversification | 2021 | 1 | -49.7 | 3
2 Diversification | 2021 | 1 | -49.3 | 1
2 Diversification | 2021 | 1 | -49.2 | 2
2 Diversification | 2021 | 1 | -49.1 | 2
2 Diversification | 2021 | 1 | -48.9 | 2
2 Diversification | 2021 | 1 | -48.8 | 1
2 Diversification | 2021 | 1 | -48.7 | 3
2 Diversification | 2021 | 1 | -48.6 | 2
2 Diversification | 2021 | 1 | -48.5 | 2
2 Diversification | 2021 | 1 | -48.4 | 1
2 Diversification | 2021 | 1 | -48.2 | 2
2 Diversification | 2021 | 1 | -48.1 | 1
2 Diversification | 2021 | 1 | -48 | 1
2 Diversification | 2021 | 1 | -47.9 | 2
2 Diversification | 2021 | 1 | -47.8 | 1
2 Diversification | 2021 | 1 | -47.7 | 1
2 Diversification | 2021 | 1 | -47.5 | 4
2 Diversification | 2021 | 1 | -47.4 | 2
2 Diversification | 2021 | 1 | -47.3 | 1
2 Diversification | 2021 | 1 | -47.2 | 3
2 Diversification | 2021 | 1 | -47.1 | 3
2 Diversification | 2021 | 1 | -47 | 1
2 Diversification | 2021 | 1 | -46.9 | 1
2 Diversification | 2021 | 1 | -46.8 | 3
2 Diversification | 2021 | 1 | -46.7 | 3
2 Diversification | 2021 | 1 | -46.6 | 1
2 Diversification | 2021 | 1 | -46.5 | 3
2 Diversification | 2021 | 1 | -46.4 | 6
2 Diversification | 2021 | 1 | -46.3 | 3
2 Diversification | 2021 | 1 | -46.2 | 1
2 Diversification | 2021 | 1 | -46.1 | 2
2 Diversification | 2021 | 1 | -46 | 1
2 Diversification | 2021 | 1 | -45.9 | 1
2 Diversification | 2021 | 1 | -45.8 | 2
2 Diversification | 2021 | 1 | -45.7 | 2
2 Diversification | 2021 | 1 | -45.6 | 5
2 Diversification | 2021 | 1 | -45.5 | 2
2 Diversification | 2021 | 1 | -45.4 | 2
2 Diversification | 2021 | 1 | -45.3 | 3
2 Diversification | 2021 | 1 | -45.2 | 1
2 Diversification | 2021 | 1 | -45.1 | 3
2 Diversification | 2021 | 1 | -45 | 2
2 Diversification | 2021 | 1 | -44.9 | 1
2 Diversification | 2021 | 1 | -44.8 | 1
2 Diversification | 2021 | 1 | -44.7 | 2
2 Diversification | 2021 | 1 | -44.6 | 2
2 Diversification | 2021 | 1 | -44.5 | 4
2 Diversification | 2021 | 1 | -44.4 | 3
2 Diversification | 2021 | 1 | -44.2 | 4
2 Diversification | 2021 | 1 | -44.1 | 2
2 Diversification | 2021 | 1 | -44 | 1
2 Diversification | 2021 | 1 | -43.9 | 1
2 Diversification | 2021 | 1 | -43.8 | 3
2 Diversification | 2021 | 1 | -43.7 | 5
2 Diversification | 2021 | 1 | -43.5 | 2
2 Diversification | 2021 | 1 | -43.4 | 2
2 Diversification | 2021 | 1 | -43.3 | 1
2 Diversification | 2021 | 1 | -43.1 | 3
2 Diversification | 2021 | 1 | -43 | 4
2 Diversification | 2021 | 1 | -42.9 | 2
2 Diversification | 2021 | 1 | -42.8 | 3
2 Diversification | 2021 | 1 | -42.6 | 8
2 Diversification | 2021 | 1 | -42.5 | 5
2 Diversification | 2021 | 1 | -42.4 | 5
2 Diversification | 2021 | 1 | -42.3 | 2
2 Diversification | 2021 | 1 | -42.2 | 6
2 Diversification | 2021 | 1 | -42.1 | 5
2 Diversification | 2021 | 1 | -42 | 3
2 Diversification | 2021 | 1 | -41.9 | 4
2 Diversification | 2021 | 1 | -41.8 | 2
2 Diversification | 2021 | 1 | -41.7 | 4
2 Diversification | 2021 | 1 | -41.6 | 3
2 Diversification | 2021 | 1 | -41.5 | 3
2 Diversification | 2021 | 1 | -41.4 | 5
2 Diversification | 2021 | 1 | -41.3 | 3
2 Diversification | 2021 | 1 | -41.2 | 2
2 Diversification | 2021 | 1 | -41.1 | 7
2 Diversification | 2021 | 1 | -41 | 4
2 Diversification | 2021 | 1 | -40.9 | 7
2 Diversification | 2021 | 1 | -40.8 | 3
2 Diversification | 2021 | 1 | -40.7 | 3
2 Diversification | 2021 | 1 | -40.6 | 2
2 Diversification | 2021 | 1 | -40.5 | 3
2 Diversification | 2021 | 1 | -40.4 | 7
2 Diversification | 2021 | 1 | -40.3 | 5
2 Diversification | 2021 | 1 | -40.2 | 3
2 Diversification | 2021 | 1 | -40.1 | 4
2 Diversification | 2021 | 1 | -40 | 5
2 Diversification | 2021 | 1 | -39.9 | 4
2 Diversification | 2021 | 1 | -39.8 | 9
2 Diversification | 2021 | 1 | -39.7 | 5
2 Diversification | 2021 | 1 | -39.6 | 4
2 Diversification | 2021 | 1 | -39.5 | 2
2 Diversification | 2021 | 1 | -39.4 | 4
2 Diversification | 2021 | 1 | -39.3 | 6
2 Diversification | 2021 | 1 | -39.2 | 3
2 Diversification | 2021 | 1 | -39.1 | 5
2 Diversification | 2021 | 1 | -39 | 6
2 Diversification | 2021 | 1 | -38.9 | 4
2 Diversification | 2021 | 1 | -38.8 | 5
2 Diversification | 2021 | 1 | -38.7 | 5
2 Diversification | 2021 | 1 | -38.6 | 3
2 Diversification | 2021 | 1 | -38.5 | 4
2 Diversification | 2021 | 1 | -38.4 | 6
2 Diversification | 2021 | 1 | -38.3 | 3
2 Diversification | 2021 | 1 | -38.2 | 4
2 Diversification | 2021 | 1 | -38.1 | 11
2 Diversification | 2021 | 1 | -38 | 3
2 Diversification | 2021 | 1 | -37.9 | 4
2 Diversification | 2021 | 1 | -37.8 | 5
2 Diversification | 2021 | 1 | -37.7 | 7
2 Diversification | 2021 | 1 | -37.6 | 3
2 Diversification | 2021 | 1 | -37.5 | 8
2 Diversification | 2021 | 1 | -37.4 | 3
2 Diversification | 2021 | 1 | -37.3 | 7
2 Diversification | 2021 | 1 | -37.2 | 6
2 Diversification | 2021 | 1 | -37.1 | 5
2 Diversification | 2021 | 1 | -37 | 7
2 Diversification | 2021 | 1 | -36.9 | 6
2 Diversification | 2021 | 1 | -36.8 | 6
2 Diversification | 2021 | 1 | -36.7 | 8
2 Diversification | 2021 | 1 | -36.6 | 7
2 Diversification | 2021 | 1 | -36.5 | 6
2 Diversification | 2021 | 1 | -36.4 | 11
2 Diversification | 2021 | 1 | -36.3 | 6
2 Diversification | 2021 | 1 | -36.2 | 8
2 Diversification | 2021 | 1 | -36.1 | 6
2 Diversification | 2021 | 1 | -36 | 2
2 Diversification | 2021 | 1 | -35.9 | 6
2 Diversification | 2021 | 1 | -35.8 | 13
2 Diversification | 2021 | 1 | -35.7 | 11
2 Diversification | 2021 | 1 | -35.6 | 9
2 Diversification | 2021 | 1 | -35.5 | 6
2 Diversification | 2021 | 1 | -35.4 | 10
2 Diversification | 2021 | 1 | -35.3 | 17
2 Diversification | 2021 | 1 | -35.2 | 6
2 Diversification | 2021 | 1 | -35.1 | 11
2 Diversification | 2021 | 1 | -35 | 7
2 Diversification | 2021 | 1 | -34.9 | 9
2 Diversification | 2021 | 1 | -34.8 | 16
2 Diversification | 2021 | 1 | -34.7 | 6
2 Diversification | 2021 | 1 | -34.6 | 6
2 Diversification | 2021 | 1 | -34.5 | 12
2 Diversification | 2021 | 1 | -34.4 | 5
2 Diversification | 2021 | 1 | -34.3 | 17
2 Diversification | 2021 | 1 | -34.2 | 9
2 Diversification | 2021 | 1 | -34.1 | 7
2 Diversification | 2021 | 1 | -34 | 9
2 Diversification | 2021 | 1 | -33.9 | 15
2 Diversification | 2021 | 1 | -33.8 | 11
2 Diversification | 2021 | 1 | -33.7 | 9
2 Diversification | 2021 | 1 | -33.6 | 9
2 Diversification | 2021 | 1 | -33.5 | 15
2 Diversification | 2021 | 1 | -33.4 | 13
2 Diversification | 2021 | 1 | -33.3 | 8
2 Diversification | 2021 | 1 | -33.2 | 11
2 Diversification | 2021 | 1 | -33.1 | 14
2 Diversification | 2021 | 1 | -33 | 11
2 Diversification | 2021 | 1 | -32.9 | 8
2 Diversification | 2021 | 1 | -32.8 | 11
2 Diversification | 2021 | 1 | -32.7 | 15
2 Diversification | 2021 | 1 | -32.6 | 18
2 Diversification | 2021 | 1 | -32.5 | 10
2 Diversification | 2021 | 1 | -32.4 | 14
2 Diversification | 2021 | 1 | -32.3 | 12
2 Diversification | 2021 | 1 | -32.2 | 15
2 Diversification | 2021 | 1 | -32.1 | 12
2 Diversification | 2021 | 1 | -32 | 22
2 Diversification | 2021 | 1 | -31.9 | 12
2 Diversification | 2021 | 1 | -31.8 | 16
2 Diversification | 2021 | 1 | -31.7 | 17
2 Diversification | 2021 | 1 | -31.6 | 10
2 Diversification | 2021 | 1 | -31.5 | 13
2 Diversification | 2021 | 1 | -31.4 | 11
2 Diversification | 2021 | 1 | -31.3 | 13
2 Diversification | 2021 | 1 | -31.2 | 14
2 Diversification | 2021 | 1 | -31.1 | 13
2 Diversification | 2021 | 1 | -31 | 12
2 Diversification | 2021 | 1 | -30.9 | 19
2 Diversification | 2021 | 1 | -30.8 | 14
2 Diversification | 2021 | 1 | -30.7 | 21
2 Diversification | 2021 | 1 | -30.6 | 15
2 Diversification | 2021 | 1 | -30.5 | 13
2 Diversification | 2021 | 1 | -30.4 | 19
2 Diversification | 2021 | 1 | -30.3 | 27
2 Diversification | 2021 | 1 | -30.2 | 20
2 Diversification | 2021 | 1 | -30.1 | 15
2 Diversification | 2021 | 1 | -30 | 17
2 Diversification | 2021 | 1 | -29.9 | 20
2 Diversification | 2021 | 1 | -29.8 | 22
2 Diversification | 2021 | 1 | -29.7 | 14
2 Diversification | 2021 | 1 | -29.6 | 14
2 Diversification | 2021 | 1 | -29.5 | 22
2 Diversification | 2021 | 1 | -29.4 | 13
2 Diversification | 2021 | 1 | -29.3 | 19
2 Diversification | 2021 | 1 | -29.2 | 19
2 Diversification | 2021 | 1 | -29.1 | 16
2 Diversification | 2021 | 1 | -29 | 22
2 Diversification | 2021 | 1 | -28.9 | 17
2 Diversification | 2021 | 1 | -28.8 | 20
2 Diversification | 2021 | 1 | -28.7 | 15
2 Diversification | 2021 | 1 | -28.6 | 18
2 Diversification | 2021 | 1 | -28.5 | 24
2 Diversification | 2021 | 1 | -28.4 | 18
2 Diversification | 2021 | 1 | -28.3 | 20
2 Diversification | 2021 | 1 | -28.2 | 21
2 Diversification | 2021 | 1 | -28.1 | 17
2 Diversification | 2021 | 1 | -28 | 33
2 Diversification | 2021 | 1 | -27.9 | 23
2 Diversification | 2021 | 1 | -27.8 | 23
2 Diversification | 2021 | 1 | -27.7 | 31
2 Diversification | 2021 | 1 | -27.6 | 22
2 Diversification | 2021 | 1 | -27.5 | 17
2 Diversification | 2021 | 1 | -27.4 | 21
2 Diversification | 2021 | 1 | -27.3 | 26
2 Diversification | 2021 | 1 | -27.2 | 22
2 Diversification | 2021 | 1 | -27.1 | 27
2 Diversification | 2021 | 1 | -27 | 18
2 Diversification | 2021 | 1 | -26.9 | 17
2 Diversification | 2021 | 1 | -26.8 | 23
2 Diversification | 2021 | 1 | -26.7 | 30
2 Diversification | 2021 | 1 | -26.6 | 26
2 Diversification | 2021 | 1 | -26.5 | 22
2 Diversification | 2021 | 1 | -26.4 | 35
2 Diversification | 2021 | 1 | -26.3 | 27
2 Diversification | 2021 | 1 | -26.2 | 35
2 Diversification | 2021 | 1 | -26.1 | 25
2 Diversification | 2021 | 1 | -26 | 29
2 Diversification | 2021 | 1 | -25.9 | 37
2 Diversification | 2021 | 1 | -25.8 | 41
2 Diversification | 2021 | 1 | -25.7 | 20
2 Diversification | 2021 | 1 | -25.6 | 33
2 Diversification | 2021 | 1 | -25.5 | 30
2 Diversification | 2021 | 1 | -25.4 | 34
2 Diversification | 2021 | 1 | -25.3 | 24
2 Diversification | 2021 | 1 | -25.2 | 39
2 Diversification | 2021 | 1 | -25.1 | 35
2 Diversification | 2021 | 1 | -25 | 27
2 Diversification | 2021 | 1 | -24.9 | 24
2 Diversification | 2021 | 1 | -24.8 | 24
2 Diversification | 2021 | 1 | -24.7 | 37
2 Diversification | 2021 | 1 | -24.6 | 47
2 Diversification | 2021 | 1 | -24.5 | 31
2 Diversification | 2021 | 1 | -24.4 | 35
2 Diversification | 2021 | 1 | -24.3 | 28
2 Diversification | 2021 | 1 | -24.2 | 41
2 Diversification | 2021 | 1 | -24.1 | 37
2 Diversification | 2021 | 1 | -24 | 31
2 Diversification | 2021 | 1 | -23.9 | 40
2 Diversification | 2021 | 1 | -23.8 | 41
2 Diversification | 2021 | 1 | -23.7 | 38
2 Diversification | 2021 | 1 | -23.6 | 30
2 Diversification | 2021 | 1 | -23.5 | 44
2 Diversification | 2021 | 1 | -23.4 | 32
2 Diversification | 2021 | 1 | -23.3 | 45
2 Diversification | 2021 | 1 | -23.2 | 36
2 Diversification | 2021 | 1 | -23.1 | 34
2 Diversification | 2021 | 1 | -23 | 42
2 Diversification | 2021 | 1 | -22.9 | 40
2 Diversification | 2021 | 1 | -22.8 | 45
2 Diversification | 2021 | 1 | -22.7 | 35
2 Diversification | 2021 | 1 | -22.6 | 54
2 Diversification | 2021 | 1 | -22.5 | 65
2 Diversification | 2021 | 1 | -22.4 | 44
2 Diversification | 2021 | 1 | -22.3 | 42
2 Diversification | 2021 | 1 | -22.2 | 48
2 Diversification | 2021 | 1 | -22.1 | 51
2 Diversification | 2021 | 1 | -22 | 51
2 Diversification | 2021 | 1 | -21.9 | 53
2 Diversification | 2021 | 1 | -21.8 | 58
2 Diversification | 2021 | 1 | -21.7 | 46
2 Diversification | 2021 | 1 | -21.6 | 46
2 Diversification | 2021 | 1 | -21.5 | 53
2 Diversification | 2021 | 1 | -21.4 | 60
2 Diversification | 2021 | 1 | -21.3 | 50
2 Diversification | 2021 | 1 | -21.2 | 59
2 Diversification | 2021 | 1 | -21.1 | 61
2 Diversification | 2021 | 1 | -21 | 63
2 Diversification | 2021 | 1 | -20.9 | 51
2 Diversification | 2021 | 1 | -20.8 | 66
2 Diversification | 2021 | 1 | -20.7 | 66
2 Diversification | 2021 | 1 | -20.6 | 58
2 Diversification | 2021 | 1 | -20.5 | 59
2 Diversification | 2021 | 1 | -20.4 | 66
2 Diversification | 2021 | 1 | -20.3 | 64
2 Diversification | 2021 | 1 | -20.2 | 47
2 Diversification | 2021 | 1 | -20.1 | 57
2 Diversification | 2021 | 1 | -20 | 60
2 Diversification | 2021 | 1 | -19.9 | 59
2 Diversification | 2021 | 1 | -19.8 | 71
2 Diversification | 2021 | 1 | -19.7 | 45
2 Diversification | 2021 | 1 | -19.6 | 62
2 Diversification | 2021 | 1 | -19.5 | 61
2 Diversification | 2021 | 1 | -19.4 | 58
2 Diversification | 2021 | 1 | -19.3 | 69
2 Diversification | 2021 | 1 | -19.2 | 52
2 Diversification | 2021 | 1 | -19.1 | 65
2 Diversification | 2021 | 1 | -19 | 78
2 Diversification | 2021 | 1 | -18.9 | 62
2 Diversification | 2021 | 1 | -18.8 | 94
2 Diversification | 2021 | 1 | -18.7 | 75
2 Diversification | 2021 | 1 | -18.6 | 67
2 Diversification | 2021 | 1 | -18.5 | 73
2 Diversification | 2021 | 1 | -18.4 | 83
2 Diversification | 2021 | 1 | -18.3 | 66
2 Diversification | 2021 | 1 | -18.2 | 84
2 Diversification | 2021 | 1 | -18.1 | 76
2 Diversification | 2021 | 1 | -18 | 83
2 Diversification | 2021 | 1 | -17.9 | 78
2 Diversification | 2021 | 1 | -17.8 | 74
2 Diversification | 2021 | 1 | -17.7 | 91
2 Diversification | 2021 | 1 | -17.6 | 81
2 Diversification | 2021 | 1 | -17.5 | 77
2 Diversification | 2021 | 1 | -17.4 | 103
2 Diversification | 2021 | 1 | -17.3 | 80
2 Diversification | 2021 | 1 | -17.2 | 82
2 Diversification | 2021 | 1 | -17.1 | 75
2 Diversification | 2021 | 1 | -17 | 78
2 Diversification | 2021 | 1 | -16.9 | 90
2 Diversification | 2021 | 1 | -16.8 | 77
2 Diversification | 2021 | 1 | -16.7 | 90
2 Diversification | 2021 | 1 | -16.6 | 81
2 Diversification | 2021 | 1 | -16.5 | 87
2 Diversification | 2021 | 1 | -16.4 | 80
2 Diversification | 2021 | 1 | -16.3 | 77
2 Diversification | 2021 | 1 | -16.2 | 89
2 Diversification | 2021 | 1 | -16.1 | 82
2 Diversification | 2021 | 1 | -16 | 110
2 Diversification | 2021 | 1 | -15.9 | 103
2 Diversification | 2021 | 1 | -15.8 | 90
2 Diversification | 2021 | 1 | -15.7 | 98
2 Diversification | 2021 | 1 | -15.6 | 82
2 Diversification | 2021 | 1 | -15.5 | 91
2 Diversification | 2021 | 1 | -15.4 | 106
2 Diversification | 2021 | 1 | -15.3 | 112
2 Diversification | 2021 | 1 | -15.2 | 107
2 Diversification | 2021 | 1 | -15.1 | 106
2 Diversification | 2021 | 1 | -15 | 103
2 Diversification | 2021 | 1 | -14.9 | 95
2 Diversification | 2021 | 1 | -14.8 | 115
2 Diversification | 2021 | 1 | -14.7 | 115
2 Diversification | 2021 | 1 | -14.6 | 117
2 Diversification | 2021 | 1 | -14.5 | 129
2 Diversification | 2021 | 1 | -14.4 | 110
2 Diversification | 2021 | 1 | -14.3 | 108
2 Diversification | 2021 | 1 | -14.2 | 116
2 Diversification | 2021 | 1 | -14.1 | 144
2 Diversification | 2021 | 1 | -14 | 125
2 Diversification | 2021 | 1 | -13.9 | 101
2 Diversification | 2021 | 1 | -13.8 | 104
2 Diversification | 2021 | 1 | -13.7 | 111
2 Diversification | 2021 | 1 | -13.6 | 124
2 Diversification | 2021 | 1 | -13.5 | 118
2 Diversification | 2021 | 1 | -13.4 | 128
2 Diversification | 2021 | 1 | -13.3 | 142
2 Diversification | 2021 | 1 | -13.2 | 137
2 Diversification | 2021 | 1 | -13.1 | 123
2 Diversification | 2021 | 1 | -13 | 118
2 Diversification | 2021 | 1 | -12.9 | 129
2 Diversification | 2021 | 1 | -12.8 | 131
2 Diversification | 2021 | 1 | -12.7 | 133
2 Diversification | 2021 | 1 | -12.6 | 116
2 Diversification | 2021 | 1 | -12.5 | 150
2 Diversification | 2021 | 1 | -12.4 | 150
2 Diversification | 2021 | 1 | -12.3 | 161
2 Diversification | 2021 | 1 | -12.2 | 141
2 Diversification | 2021 | 1 | -12.1 | 127
2 Diversification | 2021 | 1 | -12 | 144
2 Diversification | 2021 | 1 | -11.9 | 151
2 Diversification | 2021 | 1 | -11.8 | 141
2 Diversification | 2021 | 1 | -11.7 | 151
2 Diversification | 2021 | 1 | -11.6 | 151
2 Diversification | 2021 | 1 | -11.5 | 153
2 Diversification | 2021 | 1 | -11.4 | 139
2 Diversification | 2021 | 1 | -11.3 | 155
2 Diversification | 2021 | 1 | -11.2 | 160
2 Diversification | 2021 | 1 | -11.1 | 163
2 Diversification | 2021 | 1 | -11 | 163
2 Diversification | 2021 | 1 | -10.9 | 173
2 Diversification | 2021 | 1 | -10.8 | 145
2 Diversification | 2021 | 1 | -10.7 | 168
2 Diversification | 2021 | 1 | -10.6 | 138
2 Diversification | 2021 | 1 | -10.5 | 168
2 Diversification | 2021 | 1 | -10.4 | 142
2 Diversification | 2021 | 1 | -10.3 | 182
2 Diversification | 2021 | 1 | -10.2 | 166
2 Diversification | 2021 | 1 | -10.1 | 182
2 Diversification | 2021 | 1 | -10 | 211
2 Diversification | 2021 | 1 | -9.9 | 176
2 Diversification | 2021 | 1 | -9.8 | 184
2 Diversification | 2021 | 1 | -9.7 | 176
2 Diversification | 2021 | 1 | -9.6 | 188
2 Diversification | 2021 | 1 | -9.5 | 171
2 Diversification | 2021 | 1 | -9.4 | 179
2 Diversification | 2021 | 1 | -9.3 | 178
2 Diversification | 2021 | 1 | -9.2 | 216
2 Diversification | 2021 | 1 | -9.1 | 212
2 Diversification | 2021 | 1 | -9 | 186
2 Diversification | 2021 | 1 | -8.9 | 175
2 Diversification | 2021 | 1 | -8.8 | 199
2 Diversification | 2021 | 1 | -8.7 | 206
2 Diversification | 2021 | 1 | -8.6 | 237
2 Diversification | 2021 | 1 | -8.5 | 196
2 Diversification | 2021 | 1 | -8.4 | 181
2 Diversification | 2021 | 1 | -8.3 | 214
2 Diversification | 2021 | 1 | -8.2 | 213
2 Diversification | 2021 | 1 | -8.1 | 191
2 Diversification | 2021 | 1 | -8 | 211
2 Diversification | 2021 | 1 | -7.9 | 236
2 Diversification | 2021 | 1 | -7.8 | 220
2 Diversification | 2021 | 1 | -7.7 | 208
2 Diversification | 2021 | 1 | -7.6 | 236
2 Diversification | 2021 | 1 | -7.5 | 232
2 Diversification | 2021 | 1 | -7.4 | 205
2 Diversification | 2021 | 1 | -7.3 | 238
2 Diversification | 2021 | 1 | -7.2 | 242
2 Diversification | 2021 | 1 | -7.1 | 240
2 Diversification | 2021 | 1 | -7 | 213
2 Diversification | 2021 | 1 | -6.9 | 230
2 Diversification | 2021 | 1 | -6.8 | 217
2 Diversification | 2021 | 1 | -6.7 | 211
2 Diversification | 2021 | 1 | -6.6 | 219
2 Diversification | 2021 | 1 | -6.5 | 256
2 Diversification | 2021 | 1 | -6.4 | 249
2 Diversification | 2021 | 1 | -6.3 | 243
2 Diversification | 2021 | 1 | -6.2 | 245
2 Diversification | 2021 | 1 | -6.1 | 222
2 Diversification | 2021 | 1 | -6 | 253
2 Diversification | 2021 | 1 | -5.9 | 244
2 Diversification | 2021 | 1 | -5.8 | 234
2 Diversification | 2021 | 1 | -5.7 | 265
2 Diversification | 2021 | 1 | -5.6 | 253
2 Diversification | 2021 | 1 | -5.5 | 280
2 Diversification | 2021 | 1 | -5.4 | 269
2 Diversification | 2021 | 1 | -5.3 | 266
2 Diversification | 2021 | 1 | -5.2 | 265
2 Diversification | 2021 | 1 | -5.1 | 257
2 Diversification | 2021 | 1 | -5 | 253
2 Diversification | 2021 | 1 | -4.9 | 280
2 Diversification | 2021 | 1 | -4.8 | 276
2 Diversification | 2021 | 1 | -4.7 | 258
2 Diversification | 2021 | 1 | -4.6 | 282
2 Diversification | 2021 | 1 | -4.5 | 305
2 Diversification | 2021 | 1 | -4.4 | 283
2 Diversification | 2021 | 1 | -4.3 | 294
2 Diversification | 2021 | 1 | -4.2 | 294
2 Diversification | 2021 | 1 | -4.1 | 298
2 Diversification | 2021 | 1 | -4 | 329
2 Diversification | 2021 | 1 | -3.9 | 302
2 Diversification | 2021 | 1 | -3.8 | 284
2 Diversification | 2021 | 1 | -3.7 | 302
2 Diversification | 2021 | 1 | -3.6 | 307
2 Diversification | 2021 | 1 | -3.5 | 280
2 Diversification | 2021 | 1 | -3.4 | 303
2 Diversification | 2021 | 1 | -3.3 | 301
2 Diversification | 2021 | 1 | -3.2 | 304
2 Diversification | 2021 | 1 | -3.1 | 310
2 Diversification | 2021 | 1 | -3 | 320
2 Diversification | 2021 | 1 | -2.9 | 316
2 Diversification | 2021 | 1 | -2.8 | 311
2 Diversification | 2021 | 1 | -2.7 | 326
2 Diversification | 2021 | 1 | -2.6 | 320
2 Diversification | 2021 | 1 | -2.5 | 306
2 Diversification | 2021 | 1 | -2.4 | 313
2 Diversification | 2021 | 1 | -2.3 | 304
2 Diversification | 2021 | 1 | -2.2 | 328
2 Diversification | 2021 | 1 | -2.1 | 304
2 Diversification | 2021 | 1 | -2 | 368
2 Diversification | 2021 | 1 | -1.9 | 325
2 Diversification | 2021 | 1 | -1.8 | 332
2 Diversification | 2021 | 1 | -1.7 | 328
2 Diversification | 2021 | 1 | -1.6 | 346
2 Diversification | 2021 | 1 | -1.5 | 364
2 Diversification | 2021 | 1 | -1.4 | 319
2 Diversification | 2021 | 1 | -1.3 | 376
2 Diversification | 2021 | 1 | -1.2 | 315
2 Diversification | 2021 | 1 | -1.1 | 328
2 Diversification | 2021 | 1 | -1 | 344
2 Diversification | 2021 | 1 | -0.9 | 377
2 Diversification | 2021 | 1 | -0.8 | 374
2 Diversification | 2021 | 1 | -0.7 | 350
2 Diversification | 2021 | 1 | -0.6 | 361
2 Diversification | 2021 | 1 | -0.5 | 371
2 Diversification | 2021 | 1 | -0.4 | 384
2 Diversification | 2021 | 1 | -0.3 | 361
2 Diversification | 2021 | 1 | -0.2 | 362
2 Diversification | 2021 | 1 | -0.1 | 374
2 Diversification | 2021 | 1 | 0 | 11814
2 Diversification | 2021 | 1 | 0.1 | 364
2 Diversification | 2021 | 1 | 0.2 | 339
2 Diversification | 2021 | 1 | 0.3 | 345
2 Diversification | 2021 | 1 | 0.4 | 378
2 Diversification | 2021 | 1 | 0.5 | 344
2 Diversification | 2021 | 1 | 0.6 | 360
2 Diversification | 2021 | 1 | 0.7 | 344
2 Diversification | 2021 | 1 | 0.8 | 371
2 Diversification | 2021 | 1 | 0.9 | 348
2 Diversification | 2021 | 1 | 1 | 341
2 Diversification | 2021 | 1 | 1.1 | 338
2 Diversification | 2021 | 1 | 1.2 | 344
2 Diversification | 2021 | 1 | 1.3 | 353
2 Diversification | 2021 | 1 | 1.4 | 352
2 Diversification | 2021 | 1 | 1.5 | 326
2 Diversification | 2021 | 1 | 1.6 | 332
2 Diversification | 2021 | 1 | 1.7 | 345
2 Diversification | 2021 | 1 | 1.8 | 352
2 Diversification | 2021 | 1 | 1.9 | 353
2 Diversification | 2021 | 1 | 2 | 321
2 Diversification | 2021 | 1 | 2.1 | 315
2 Diversification | 2021 | 1 | 2.2 | 334
2 Diversification | 2021 | 1 | 2.3 | 331
2 Diversification | 2021 | 1 | 2.4 | 292
2 Diversification | 2021 | 1 | 2.5 | 323
2 Diversification | 2021 | 1 | 2.6 | 307
2 Diversification | 2021 | 1 | 2.7 | 305
2 Diversification | 2021 | 1 | 2.8 | 363
2 Diversification | 2021 | 1 | 2.9 | 287
2 Diversification | 2021 | 1 | 3 | 319
2 Diversification | 2021 | 1 | 3.1 | 321
2 Diversification | 2021 | 1 | 3.2 | 297
2 Diversification | 2021 | 1 | 3.3 | 298
2 Diversification | 2021 | 1 | 3.4 | 290
2 Diversification | 2021 | 1 | 3.5 | 279
2 Diversification | 2021 | 1 | 3.6 | 291
2 Diversification | 2021 | 1 | 3.7 | 271
2 Diversification | 2021 | 1 | 3.8 | 271
2 Diversification | 2021 | 1 | 3.9 | 291
2 Diversification | 2021 | 1 | 4 | 254
2 Diversification | 2021 | 1 | 4.1 | 261
2 Diversification | 2021 | 1 | 4.2 | 264
2 Diversification | 2021 | 1 | 4.3 | 276
2 Diversification | 2021 | 1 | 4.4 | 261
2 Diversification | 2021 | 1 | 4.5 | 292
2 Diversification | 2021 | 1 | 4.6 | 291
2 Diversification | 2021 | 1 | 4.7 | 280
2 Diversification | 2021 | 1 | 4.8 | 283
2 Diversification | 2021 | 1 | 4.9 | 277
2 Diversification | 2021 | 1 | 5 | 239
2 Diversification | 2021 | 1 | 5.1 | 222
2 Diversification | 2021 | 1 | 5.2 | 234
2 Diversification | 2021 | 1 | 5.3 | 250
2 Diversification | 2021 | 1 | 5.4 | 269
2 Diversification | 2021 | 1 | 5.5 | 250
2 Diversification | 2021 | 1 | 5.6 | 276
2 Diversification | 2021 | 1 | 5.7 | 229
2 Diversification | 2021 | 1 | 5.8 | 270
2 Diversification | 2021 | 1 | 5.9 | 245
2 Diversification | 2021 | 1 | 6 | 243
2 Diversification | 2021 | 1 | 6.1 | 256
2 Diversification | 2021 | 1 | 6.2 | 216
2 Diversification | 2021 | 1 | 6.3 | 219
2 Diversification | 2021 | 1 | 6.4 | 260
2 Diversification | 2021 | 1 | 6.5 | 236
2 Diversification | 2021 | 1 | 6.6 | 230
2 Diversification | 2021 | 1 | 6.7 | 242
2 Diversification | 2021 | 1 | 6.8 | 222
2 Diversification | 2021 | 1 | 6.9 | 198
2 Diversification | 2021 | 1 | 7 | 223
2 Diversification | 2021 | 1 | 7.1 | 221
2 Diversification | 2021 | 1 | 7.2 | 229
2 Diversification | 2021 | 1 | 7.3 | 210
2 Diversification | 2021 | 1 | 7.4 | 213
2 Diversification | 2021 | 1 | 7.5 | 206
2 Diversification | 2021 | 1 | 7.6 | 233
2 Diversification | 2021 | 1 | 7.7 | 208
2 Diversification | 2021 | 1 | 7.8 | 213
2 Diversification | 2021 | 1 | 7.9 | 228
2 Diversification | 2021 | 1 | 8 | 200
2 Diversification | 2021 | 1 | 8.1 | 183
2 Diversification | 2021 | 1 | 8.2 | 199
2 Diversification | 2021 | 1 | 8.3 | 219
2 Diversification | 2021 | 1 | 8.4 | 212
2 Diversification | 2021 | 1 | 8.5 | 195
2 Diversification | 2021 | 1 | 8.6 | 207
2 Diversification | 2021 | 1 | 8.7 | 173
2 Diversification | 2021 | 1 | 8.8 | 163
2 Diversification | 2021 | 1 | 8.9 | 178
2 Diversification | 2021 | 1 | 9 | 176
2 Diversification | 2021 | 1 | 9.1 | 193
2 Diversification | 2021 | 1 | 9.2 | 167
2 Diversification | 2021 | 1 | 9.3 | 177
2 Diversification | 2021 | 1 | 9.4 | 177
2 Diversification | 2021 | 1 | 9.5 | 184
2 Diversification | 2021 | 1 | 9.6 | 172
2 Diversification | 2021 | 1 | 9.7 | 182
2 Diversification | 2021 | 1 | 9.8 | 173
2 Diversification | 2021 | 1 | 9.9 | 178
2 Diversification | 2021 | 1 | 10 | 157
2 Diversification | 2021 | 1 | 10.1 | 167
2 Diversification | 2021 | 1 | 10.2 | 156
2 Diversification | 2021 | 1 | 10.3 | 179
2 Diversification | 2021 | 1 | 10.4 | 170
2 Diversification | 2021 | 1 | 10.5 | 156
2 Diversification | 2021 | 1 | 10.6 | 144
2 Diversification | 2021 | 1 | 10.7 | 178
2 Diversification | 2021 | 1 | 10.8 | 169
2 Diversification | 2021 | 1 | 10.9 | 155
2 Diversification | 2021 | 1 | 11 | 147
2 Diversification | 2021 | 1 | 11.1 | 153
2 Diversification | 2021 | 1 | 11.2 | 157
2 Diversification | 2021 | 1 | 11.3 | 150
2 Diversification | 2021 | 1 | 11.4 | 152
2 Diversification | 2021 | 1 | 11.5 | 150
2 Diversification | 2021 | 1 | 11.6 | 133
2 Diversification | 2021 | 1 | 11.7 | 137
2 Diversification | 2021 | 1 | 11.8 | 144
2 Diversification | 2021 | 1 | 11.9 | 134
2 Diversification | 2021 | 1 | 12 | 148
2 Diversification | 2021 | 1 | 12.1 | 130
2 Diversification | 2021 | 1 | 12.2 | 136
2 Diversification | 2021 | 1 | 12.3 | 138
2 Diversification | 2021 | 1 | 12.4 | 118
2 Diversification | 2021 | 1 | 12.5 | 108
2 Diversification | 2021 | 1 | 12.6 | 129
2 Diversification | 2021 | 1 | 12.7 | 127
2 Diversification | 2021 | 1 | 12.8 | 131
2 Diversification | 2021 | 1 | 12.9 | 126
2 Diversification | 2021 | 1 | 13 | 104
2 Diversification | 2021 | 1 | 13.1 | 110
2 Diversification | 2021 | 1 | 13.2 | 142
2 Diversification | 2021 | 1 | 13.3 | 128
2 Diversification | 2021 | 1 | 13.4 | 119
2 Diversification | 2021 | 1 | 13.5 | 136
2 Diversification | 2021 | 1 | 13.6 | 117
2 Diversification | 2021 | 1 | 13.7 | 100
2 Diversification | 2021 | 1 | 13.8 | 93
2 Diversification | 2021 | 1 | 13.9 | 114
2 Diversification | 2021 | 1 | 14 | 114
2 Diversification | 2021 | 1 | 14.1 | 112
2 Diversification | 2021 | 1 | 14.2 | 113
2 Diversification | 2021 | 1 | 14.3 | 109
2 Diversification | 2021 | 1 | 14.4 | 105
2 Diversification | 2021 | 1 | 14.5 | 109
2 Diversification | 2021 | 1 | 14.6 | 115
2 Diversification | 2021 | 1 | 14.7 | 117
2 Diversification | 2021 | 1 | 14.8 | 94
2 Diversification | 2021 | 1 | 14.9 | 93
2 Diversification | 2021 | 1 | 15 | 114
2 Diversification | 2021 | 1 | 15.1 | 120
2 Diversification | 2021 | 1 | 15.2 | 101
2 Diversification | 2021 | 1 | 15.3 | 99
2 Diversification | 2021 | 1 | 15.4 | 80
2 Diversification | 2021 | 1 | 15.5 | 92
2 Diversification | 2021 | 1 | 15.6 | 92
2 Diversification | 2021 | 1 | 15.7 | 113
2 Diversification | 2021 | 1 | 15.8 | 97
2 Diversification | 2021 | 1 | 15.9 | 97
2 Diversification | 2021 | 1 | 16 | 88
2 Diversification | 2021 | 1 | 16.1 | 91
2 Diversification | 2021 | 1 | 16.2 | 89
2 Diversification | 2021 | 1 | 16.3 | 90
2 Diversification | 2021 | 1 | 16.4 | 86
2 Diversification | 2021 | 1 | 16.5 | 91
2 Diversification | 2021 | 1 | 16.6 | 68
2 Diversification | 2021 | 1 | 16.7 | 82
2 Diversification | 2021 | 1 | 16.8 | 90
2 Diversification | 2021 | 1 | 16.9 | 88
2 Diversification | 2021 | 1 | 17 | 77
2 Diversification | 2021 | 1 | 17.1 | 74
2 Diversification | 2021 | 1 | 17.2 | 79
2 Diversification | 2021 | 1 | 17.3 | 95
2 Diversification | 2021 | 1 | 17.4 | 96
2 Diversification | 2021 | 1 | 17.5 | 86
2 Diversification | 2021 | 1 | 17.6 | 78
2 Diversification | 2021 | 1 | 17.7 | 70
2 Diversification | 2021 | 1 | 17.8 | 55
2 Diversification | 2021 | 1 | 17.9 | 63
2 Diversification | 2021 | 1 | 18 | 69
2 Diversification | 2021 | 1 | 18.1 | 71
2 Diversification | 2021 | 1 | 18.2 | 86
2 Diversification | 2021 | 1 | 18.3 | 68
2 Diversification | 2021 | 1 | 18.4 | 73
2 Diversification | 2021 | 1 | 18.5 | 80
2 Diversification | 2021 | 1 | 18.6 | 60
2 Diversification | 2021 | 1 | 18.7 | 80
2 Diversification | 2021 | 1 | 18.8 | 59
2 Diversification | 2021 | 1 | 18.9 | 71
2 Diversification | 2021 | 1 | 19 | 68
2 Diversification | 2021 | 1 | 19.1 | 58
2 Diversification | 2021 | 1 | 19.2 | 64
2 Diversification | 2021 | 1 | 19.3 | 59
2 Diversification | 2021 | 1 | 19.4 | 61
2 Diversification | 2021 | 1 | 19.5 | 70
2 Diversification | 2021 | 1 | 19.6 | 62
2 Diversification | 2021 | 1 | 19.7 | 52
2 Diversification | 2021 | 1 | 19.8 | 60
2 Diversification | 2021 | 1 | 19.9 | 74
2 Diversification | 2021 | 1 | 20 | 64
2 Diversification | 2021 | 1 | 20.1 | 61
2 Diversification | 2021 | 1 | 20.2 | 66
2 Diversification | 2021 | 1 | 20.3 | 56
2 Diversification | 2021 | 1 | 20.4 | 58
2 Diversification | 2021 | 1 | 20.5 | 64
2 Diversification | 2021 | 1 | 20.6 | 65
2 Diversification | 2021 | 1 | 20.7 | 46
2 Diversification | 2021 | 1 | 20.8 | 54
2 Diversification | 2021 | 1 | 20.9 | 45
2 Diversification | 2021 | 1 | 21 | 53
2 Diversification | 2021 | 1 | 21.1 | 41
2 Diversification | 2021 | 1 | 21.2 | 61
2 Diversification | 2021 | 1 | 21.3 | 39
2 Diversification | 2021 | 1 | 21.4 | 50
2 Diversification | 2021 | 1 | 21.5 | 39
2 Diversification | 2021 | 1 | 21.6 | 57
2 Diversification | 2021 | 1 | 21.7 | 57
2 Diversification | 2021 | 1 | 21.8 | 54
2 Diversification | 2021 | 1 | 21.9 | 54
2 Diversification | 2021 | 1 | 22 | 36
2 Diversification | 2021 | 1 | 22.1 | 41
2 Diversification | 2021 | 1 | 22.2 | 45
2 Diversification | 2021 | 1 | 22.3 | 34
2 Diversification | 2021 | 1 | 22.4 | 50
2 Diversification | 2021 | 1 | 22.5 | 36
2 Diversification | 2021 | 1 | 22.6 | 34
2 Diversification | 2021 | 1 | 22.7 | 47
2 Diversification | 2021 | 1 | 22.8 | 42
2 Diversification | 2021 | 1 | 22.9 | 51
2 Diversification | 2021 | 1 | 23 | 41
2 Diversification | 2021 | 1 | 23.1 | 42
2 Diversification | 2021 | 1 | 23.2 | 53
2 Diversification | 2021 | 1 | 23.3 | 34
2 Diversification | 2021 | 1 | 23.4 | 41
2 Diversification | 2021 | 1 | 23.5 | 42
2 Diversification | 2021 | 1 | 23.6 | 47
2 Diversification | 2021 | 1 | 23.7 | 26
2 Diversification | 2021 | 1 | 23.8 | 31
2 Diversification | 2021 | 1 | 23.9 | 40
2 Diversification | 2021 | 1 | 24 | 43
2 Diversification | 2021 | 1 | 24.1 | 31
2 Diversification | 2021 | 1 | 24.2 | 33
2 Diversification | 2021 | 1 | 24.3 | 35
2 Diversification | 2021 | 1 | 24.4 | 38
2 Diversification | 2021 | 1 | 24.5 | 39
2 Diversification | 2021 | 1 | 24.6 | 30
2 Diversification | 2021 | 1 | 24.7 | 37
2 Diversification | 2021 | 1 | 24.8 | 36
2 Diversification | 2021 | 1 | 24.9 | 31
2 Diversification | 2021 | 1 | 25 | 22
2 Diversification | 2021 | 1 | 25.1 | 28
2 Diversification | 2021 | 1 | 25.2 | 26
2 Diversification | 2021 | 1 | 25.3 | 35
2 Diversification | 2021 | 1 | 25.4 | 30
2 Diversification | 2021 | 1 | 25.5 | 40
2 Diversification | 2021 | 1 | 25.6 | 31
2 Diversification | 2021 | 1 | 25.7 | 26
2 Diversification | 2021 | 1 | 25.8 | 34
2 Diversification | 2021 | 1 | 25.9 | 44
2 Diversification | 2021 | 1 | 26 | 20
2 Diversification | 2021 | 1 | 26.1 | 26
2 Diversification | 2021 | 1 | 26.2 | 27
2 Diversification | 2021 | 1 | 26.3 | 32
2 Diversification | 2021 | 1 | 26.4 | 31
2 Diversification | 2021 | 1 | 26.5 | 36
2 Diversification | 2021 | 1 | 26.6 | 30
2 Diversification | 2021 | 1 | 26.7 | 28
2 Diversification | 2021 | 1 | 26.8 | 21
2 Diversification | 2021 | 1 | 26.9 | 25
2 Diversification | 2021 | 1 | 27 | 33
2 Diversification | 2021 | 1 | 27.1 | 20
2 Diversification | 2021 | 1 | 27.2 | 26
2 Diversification | 2021 | 1 | 27.3 | 31
2 Diversification | 2021 | 1 | 27.4 | 21
2 Diversification | 2021 | 1 | 27.5 | 18
2 Diversification | 2021 | 1 | 27.6 | 19
2 Diversification | 2021 | 1 | 27.7 | 26
2 Diversification | 2021 | 1 | 27.8 | 21
2 Diversification | 2021 | 1 | 27.9 | 21
2 Diversification | 2021 | 1 | 28 | 32
2 Diversification | 2021 | 1 | 28.1 | 25
2 Diversification | 2021 | 1 | 28.2 | 21
2 Diversification | 2021 | 1 | 28.3 | 24
2 Diversification | 2021 | 1 | 28.4 | 16
2 Diversification | 2021 | 1 | 28.5 | 13
2 Diversification | 2021 | 1 | 28.6 | 14
2 Diversification | 2021 | 1 | 28.7 | 17
2 Diversification | 2021 | 1 | 28.8 | 20
2 Diversification | 2021 | 1 | 28.9 | 21
2 Diversification | 2021 | 1 | 29 | 18
2 Diversification | 2021 | 1 | 29.1 | 21
2 Diversification | 2021 | 1 | 29.2 | 20
2 Diversification | 2021 | 1 | 29.3 | 21
2 Diversification | 2021 | 1 | 29.4 | 22
2 Diversification | 2021 | 1 | 29.5 | 15
2 Diversification | 2021 | 1 | 29.6 | 20
2 Diversification | 2021 | 1 | 29.7 | 19
2 Diversification | 2021 | 1 | 29.8 | 19
2 Diversification | 2021 | 1 | 29.9 | 14
2 Diversification | 2021 | 1 | 30 | 20
2 Diversification | 2021 | 1 | 30.1 | 17
2 Diversification | 2021 | 1 | 30.2 | 12
2 Diversification | 2021 | 1 | 30.3 | 20
2 Diversification | 2021 | 1 | 30.4 | 19
2 Diversification | 2021 | 1 | 30.5 | 20
2 Diversification | 2021 | 1 | 30.6 | 16
2 Diversification | 2021 | 1 | 30.7 | 14
2 Diversification | 2021 | 1 | 30.8 | 16
2 Diversification | 2021 | 1 | 30.9 | 25
2 Diversification | 2021 | 1 | 31 | 15
2 Diversification | 2021 | 1 | 31.1 | 12
2 Diversification | 2021 | 1 | 31.2 | 22
2 Diversification | 2021 | 1 | 31.3 | 15
2 Diversification | 2021 | 1 | 31.4 | 18
2 Diversification | 2021 | 1 | 31.5 | 14
2 Diversification | 2021 | 1 | 31.6 | 19
2 Diversification | 2021 | 1 | 31.7 | 13
2 Diversification | 2021 | 1 | 31.8 | 23
2 Diversification | 2021 | 1 | 31.9 | 9
2 Diversification | 2021 | 1 | 32 | 11
2 Diversification | 2021 | 1 | 32.1 | 21
2 Diversification | 2021 | 1 | 32.2 | 19
2 Diversification | 2021 | 1 | 32.3 | 17
2 Diversification | 2021 | 1 | 32.4 | 16
2 Diversification | 2021 | 1 | 32.5 | 9
2 Diversification | 2021 | 1 | 32.6 | 9
2 Diversification | 2021 | 1 | 32.7 | 10
2 Diversification | 2021 | 1 | 32.8 | 9
2 Diversification | 2021 | 1 | 32.9 | 8
2 Diversification | 2021 | 1 | 33 | 16
2 Diversification | 2021 | 1 | 33.1 | 14
2 Diversification | 2021 | 1 | 33.2 | 11
2 Diversification | 2021 | 1 | 33.3 | 13
2 Diversification | 2021 | 1 | 33.4 | 18
2 Diversification | 2021 | 1 | 33.5 | 8
2 Diversification | 2021 | 1 | 33.6 | 10
2 Diversification | 2021 | 1 | 33.7 | 9
2 Diversification | 2021 | 1 | 33.8 | 8
2 Diversification | 2021 | 1 | 33.9 | 10
2 Diversification | 2021 | 1 | 34 | 13
2 Diversification | 2021 | 1 | 34.1 | 9
2 Diversification | 2021 | 1 | 34.2 | 11
2 Diversification | 2021 | 1 | 34.3 | 8
2 Diversification | 2021 | 1 | 34.4 | 10
2 Diversification | 2021 | 1 | 34.5 | 10
2 Diversification | 2021 | 1 | 34.6 | 17
2 Diversification | 2021 | 1 | 34.7 | 6
2 Diversification | 2021 | 1 | 34.8 | 9
2 Diversification | 2021 | 1 | 34.9 | 9
2 Diversification | 2021 | 1 | 35 | 14
2 Diversification | 2021 | 1 | 35.1 | 11
2 Diversification | 2021 | 1 | 35.2 | 3
2 Diversification | 2021 | 1 | 35.3 | 11
2 Diversification | 2021 | 1 | 35.4 | 5
2 Diversification | 2021 | 1 | 35.5 | 8
2 Diversification | 2021 | 1 | 35.6 | 16
2 Diversification | 2021 | 1 | 35.7 | 7
2 Diversification | 2021 | 1 | 35.8 | 14
2 Diversification | 2021 | 1 | 35.9 | 11
2 Diversification | 2021 | 1 | 36 | 7
2 Diversification | 2021 | 1 | 36.1 | 8
2 Diversification | 2021 | 1 | 36.2 | 6
2 Diversification | 2021 | 1 | 36.3 | 14
2 Diversification | 2021 | 1 | 36.4 | 5
2 Diversification | 2021 | 1 | 36.5 | 9
2 Diversification | 2021 | 1 | 36.6 | 7
2 Diversification | 2021 | 1 | 36.7 | 13
2 Diversification | 2021 | 1 | 36.8 | 8
2 Diversification | 2021 | 1 | 36.9 | 6
2 Diversification | 2021 | 1 | 37 | 5
2 Diversification | 2021 | 1 | 37.1 | 7
2 Diversification | 2021 | 1 | 37.2 | 5
2 Diversification | 2021 | 1 | 37.3 | 7
2 Diversification | 2021 | 1 | 37.4 | 7
2 Diversification | 2021 | 1 | 37.5 | 10
2 Diversification | 2021 | 1 | 37.6 | 7
2 Diversification | 2021 | 1 | 37.7 | 5
2 Diversification | 2021 | 1 | 37.8 | 9
2 Diversification | 2021 | 1 | 37.9 | 6
2 Diversification | 2021 | 1 | 38 | 10
2 Diversification | 2021 | 1 | 38.1 | 5
2 Diversification | 2021 | 1 | 38.2 | 7
2 Diversification | 2021 | 1 | 38.3 | 11
2 Diversification | 2021 | 1 | 38.4 | 8
2 Diversification | 2021 | 1 | 38.5 | 5
2 Diversification | 2021 | 1 | 38.6 | 7
2 Diversification | 2021 | 1 | 38.7 | 9
2 Diversification | 2021 | 1 | 38.8 | 3
2 Diversification | 2021 | 1 | 38.9 | 5
2 Diversification | 2021 | 1 | 39 | 7
2 Diversification | 2021 | 1 | 39.1 | 6
2 Diversification | 2021 | 1 | 39.2 | 6
2 Diversification | 2021 | 1 | 39.3 | 9
2 Diversification | 2021 | 1 | 39.4 | 7
2 Diversification | 2021 | 1 | 39.5 | 4
2 Diversification | 2021 | 1 | 39.6 | 8
2 Diversification | 2021 | 1 | 39.7 | 3
2 Diversification | 2021 | 1 | 39.8 | 6
2 Diversification | 2021 | 1 | 39.9 | 6
2 Diversification | 2021 | 1 | 40 | 3
2 Diversification | 2021 | 1 | 40.1 | 4
2 Diversification | 2021 | 1 | 40.2 | 2
2 Diversification | 2021 | 1 | 40.3 | 5
2 Diversification | 2021 | 1 | 40.4 | 7
2 Diversification | 2021 | 1 | 40.5 | 4
2 Diversification | 2021 | 1 | 40.6 | 2
2 Diversification | 2021 | 1 | 40.7 | 4
2 Diversification | 2021 | 1 | 40.8 | 4
2 Diversification | 2021 | 1 | 40.9 | 5
2 Diversification | 2021 | 1 | 41 | 7
2 Diversification | 2021 | 1 | 41.1 | 6
2 Diversification | 2021 | 1 | 41.2 | 3
2 Diversification | 2021 | 1 | 41.3 | 5
2 Diversification | 2021 | 1 | 41.4 | 8
2 Diversification | 2021 | 1 | 41.5 | 10
2 Diversification | 2021 | 1 | 41.6 | 2
2 Diversification | 2021 | 1 | 41.7 | 2
2 Diversification | 2021 | 1 | 41.8 | 5
2 Diversification | 2021 | 1 | 41.9 | 2
2 Diversification | 2021 | 1 | 42 | 4
2 Diversification | 2021 | 1 | 42.1 | 2
2 Diversification | 2021 | 1 | 42.2 | 3
2 Diversification | 2021 | 1 | 42.3 | 4
2 Diversification | 2021 | 1 | 42.4 | 4
2 Diversification | 2021 | 1 | 42.5 | 1
2 Diversification | 2021 | 1 | 42.6 | 6
2 Diversification | 2021 | 1 | 42.8 | 4
2 Diversification | 2021 | 1 | 42.9 | 5
2 Diversification | 2021 | 1 | 43 | 5
2 Diversification | 2021 | 1 | 43.2 | 3
2 Diversification | 2021 | 1 | 43.3 | 4
2 Diversification | 2021 | 1 | 43.4 | 4
2 Diversification | 2021 | 1 | 43.5 | 2
2 Diversification | 2021 | 1 | 43.6 | 3
2 Diversification | 2021 | 1 | 43.7 | 2
2 Diversification | 2021 | 1 | 43.8 | 3
2 Diversification | 2021 | 1 | 43.9 | 4
2 Diversification | 2021 | 1 | 44 | 1
2 Diversification | 2021 | 1 | 44.1 | 2
2 Diversification | 2021 | 1 | 44.2 | 2
2 Diversification | 2021 | 1 | 44.3 | 2
2 Diversification | 2021 | 1 | 44.4 | 1
2 Diversification | 2021 | 1 | 44.5 | 5
2 Diversification | 2021 | 1 | 44.6 | 3
2 Diversification | 2021 | 1 | 44.7 | 3
2 Diversification | 2021 | 1 | 44.8 | 1
2 Diversification | 2021 | 1 | 44.9 | 3
2 Diversification | 2021 | 1 | 45 | 2
2 Diversification | 2021 | 1 | 45.1 | 6
2 Diversification | 2021 | 1 | 45.2 | 2
2 Diversification | 2021 | 1 | 45.3 | 4
2 Diversification | 2021 | 1 | 45.4 | 2
2 Diversification | 2021 | 1 | 45.5 | 2
2 Diversification | 2021 | 1 | 45.6 | 1
2 Diversification | 2021 | 1 | 45.7 | 3
2 Diversification | 2021 | 1 | 45.8 | 1
2 Diversification | 2021 | 1 | 45.9 | 3
2 Diversification | 2021 | 1 | 46 | 1
2 Diversification | 2021 | 1 | 46.1 | 4
2 Diversification | 2021 | 1 | 46.2 | 1
2 Diversification | 2021 | 1 | 46.3 | 4
2 Diversification | 2021 | 1 | 46.4 | 3
2 Diversification | 2021 | 1 | 46.5 | 3
2 Diversification | 2021 | 1 | 46.6 | 1
2 Diversification | 2021 | 1 | 46.8 | 5
2 Diversification | 2021 | 1 | 46.9 | 1
2 Diversification | 2021 | 1 | 47 | 4
2 Diversification | 2021 | 1 | 47.1 | 3
2 Diversification | 2021 | 1 | 47.2 | 2
2 Diversification | 2021 | 1 | 47.3 | 3
2 Diversification | 2021 | 1 | 47.4 | 1
2 Diversification | 2021 | 1 | 47.5 | 1
2 Diversification | 2021 | 1 | 47.6 | 2
2 Diversification | 2021 | 1 | 47.7 | 1
2 Diversification | 2021 | 1 | 47.9 | 2
2 Diversification | 2021 | 1 | 48 | 1
2 Diversification | 2021 | 1 | 48.1 | 3
2 Diversification | 2021 | 1 | 48.2 | 1
2 Diversification | 2021 | 1 | 48.3 | 5
2 Diversification | 2021 | 1 | 48.4 | 3
2 Diversification | 2021 | 1 | 48.5 | 1
2 Diversification | 2021 | 1 | 48.6 | 2
2 Diversification | 2021 | 1 | 48.7 | 2
2 Diversification | 2021 | 1 | 48.8 | 4
2 Diversification | 2021 | 1 | 48.9 | 4
2 Diversification | 2021 | 1 | 49 | 2
2 Diversification | 2021 | 1 | 49.1 | 2
2 Diversification | 2021 | 1 | 49.2 | 2
2 Diversification | 2021 | 1 | 49.3 | 3
2 Diversification | 2021 | 1 | 49.4 | 1
2 Diversification | 2021 | 1 | 49.5 | 5
2 Diversification | 2021 | 1 | 49.7 | 3
2 Diversification | 2021 | 1 | 49.8 | 3
2 Diversification | 2021 | 1 | 49.9 | 1
2 Diversification | 2021 | 1 | 50.2 | 2
2 Diversification | 2021 | 1 | 50.3 | 1
2 Diversification | 2021 | 1 | 50.4 | 5
2 Diversification | 2021 | 1 | 50.5 | 1
2 Diversification | 2021 | 1 | 50.6 | 2
2 Diversification | 2021 | 1 | 50.7 | 3
2 Diversification | 2021 | 1 | 50.8 | 1
2 Diversification | 2021 | 1 | 51.1 | 2
2 Diversification | 2021 | 1 | 51.2 | 1
2 Diversification | 2021 | 1 | 51.3 | 2
2 Diversification | 2021 | 1 | 51.4 | 1
2 Diversification | 2021 | 1 | 51.6 | 4
2 Diversification | 2021 | 1 | 51.7 | 1
2 Diversification | 2021 | 1 | 51.9 | 1
2 Diversification | 2021 | 1 | 52 | 1
2 Diversification | 2021 | 1 | 52.1 | 1
2 Diversification | 2021 | 1 | 52.2 | 1
2 Diversification | 2021 | 1 | 52.3 | 1
2 Diversification | 2021 | 1 | 52.4 | 1
2 Diversification | 2021 | 1 | 52.5 | 2
2 Diversification | 2021 | 1 | 52.7 | 2
2 Diversification | 2021 | 1 | 52.9 | 1
2 Diversification | 2021 | 1 | 53.1 | 3
2 Diversification | 2021 | 1 | 53.2 | 2
2 Diversification | 2021 | 1 | 53.6 | 2
2 Diversification | 2021 | 1 | 53.8 | 1
2 Diversification | 2021 | 1 | 53.9 | 1
2 Diversification | 2021 | 1 | 54 | 1
2 Diversification | 2021 | 1 | 54.2 | 1
2 Diversification | 2021 | 1 | 54.3 | 1
2 Diversification | 2021 | 1 | 54.4 | 2
2 Diversification | 2021 | 1 | 54.5 | 1
2 Diversification | 2021 | 1 | 54.7 | 2
2 Diversification | 2021 | 1 | 54.9 | 1
2 Diversification | 2021 | 1 | 55 | 2
2 Diversification | 2021 | 1 | 55.1 | 1
2 Diversification | 2021 | 1 | 55.4 | 1
2 Diversification | 2021 | 1 | 55.6 | 1
2 Diversification | 2021 | 1 | 55.9 | 2
2 Diversification | 2021 | 1 | 56 | 2
2 Diversification | 2021 | 1 | 56.1 | 1
2 Diversification | 2021 | 1 | 56.3 | 1
2 Diversification | 2021 | 1 | 56.4 | 1
2 Diversification | 2021 | 1 | 56.6 | 2
2 Diversification | 2021 | 1 | 56.9 | 2
2 Diversification | 2021 | 1 | 57.1 | 1
2 Diversification | 2021 | 1 | 57.2 | 1
2 Diversification | 2021 | 1 | 57.3 | 2
2 Diversification | 2021 | 1 | 57.4 | 1
2 Diversification | 2021 | 1 | 57.6 | 1
2 Diversification | 2021 | 1 | 58.1 | 2
2 Diversification | 2021 | 1 | 58.2 | 1
2 Diversification | 2021 | 1 | 58.4 | 1
2 Diversification | 2021 | 1 | 58.5 | 2
2 Diversification | 2021 | 1 | 58.6 | 1
2 Diversification | 2021 | 1 | 59 | 1
2 Diversification | 2021 | 1 | 59.4 | 2
2 Diversification | 2021 | 1 | 59.6 | 1
2 Diversification | 2021 | 1 | 59.8 | 2
2 Diversification | 2021 | 1 | 59.9 | 1
2 Diversification | 2021 | 1 | 60.2 | 1
2 Diversification | 2021 | 1 | 60.4 | 1
2 Diversification | 2021 | 1 | 60.5 | 2
2 Diversification | 2021 | 1 | 60.9 | 1
2 Diversification | 2021 | 1 | 61.6 | 1
2 Diversification | 2021 | 1 | 62.1 | 1
2 Diversification | 2021 | 1 | 62.2 | 2
2 Diversification | 2021 | 1 | 62.9 | 1
2 Diversification | 2021 | 1 | 63.2 | 1
2 Diversification | 2021 | 1 | 63.5 | 1
2 Diversification | 2021 | 1 | 63.7 | 2
2 Diversification | 2021 | 1 | 64.4 | 2
2 Diversification | 2021 | 1 | 64.7 | 1
2 Diversification | 2021 | 1 | 65.1 | 1
2 Diversification | 2021 | 1 | 65.7 | 1
2 Diversification | 2021 | 1 | 67.1 | 1
2 Diversification | 2021 | 1 | 67.4 | 2
2 Diversification | 2021 | 1 | 68.3 | 2
2 Diversification | 2021 | 1 | 69.3 | 1
2 Diversification | 2021 | 1 | 69.8 | 1
2 Diversification | 2021 | 1 | 70 | 1
2 Diversification | 2021 | 1 | 70.1 | 2
2 Diversification | 2021 | 1 | 70.5 | 1
2 Diversification | 2021 | 1 | 70.8 | 1
2 Diversification | 2021 | 1 | 71.4 | 1
2 Diversification | 2021 | 1 | 73.3 | 1
2 Diversification | 2021 | 1 | 75.7 | 1
2 Diversification | 2021 | 1 | 76 | 1
2 Diversification | 2021 | 1 | 79.6 | 1
2 Diversification | 2021 | 1 | 79.8 | 1
2 Diversification | 2021 | 1 | 82.3 | 1
2 Diversification | 2021 | 1 | 85.2 | 1
2 Diversification | 2021 | 1 | 98.6 | 1
2 Diversification | 2021 | 1 | 103.9 | 1
2 Diversification | 2021 | 1 | 108.4 | 1
2 Diversification | 2021 | 1 | 154.2 | 1
2 Diversification | 2021 | 1 | 246.2 | 1
2 Diversification | 2021 | 2 | -247.6 | 1
2 Diversification | 2021 | 2 | -207.9 | 1
2 Diversification | 2021 | 2 | -71.8 | 1
2 Diversification | 2021 | 2 | -64.7 | 1
2 Diversification | 2021 | 2 | -63.2 | 1
2 Diversification | 2021 | 2 | -62.6 | 1
2 Diversification | 2021 | 2 | -60.2 | 1
2 Diversification | 2021 | 2 | -58.3 | 1
2 Diversification | 2021 | 2 | -58 | 1
2 Diversification | 2021 | 2 | -57.9 | 1
2 Diversification | 2021 | 2 | -55.7 | 1
2 Diversification | 2021 | 2 | -55.5 | 2
2 Diversification | 2021 | 2 | -55 | 1
2 Diversification | 2021 | 2 | -54.3 | 1
2 Diversification | 2021 | 2 | -53.8 | 1
2 Diversification | 2021 | 2 | -53.3 | 1
2 Diversification | 2021 | 2 | -52.9 | 1
2 Diversification | 2021 | 2 | -52.8 | 1
2 Diversification | 2021 | 2 | -52.7 | 1
2 Diversification | 2021 | 2 | -52.5 | 2
2 Diversification | 2021 | 2 | -52.2 | 1
2 Diversification | 2021 | 2 | -52.1 | 1
2 Diversification | 2021 | 2 | -52 | 2
2 Diversification | 2021 | 2 | -51.3 | 1
2 Diversification | 2021 | 2 | -50.8 | 2
2 Diversification | 2021 | 2 | -50.6 | 1
2 Diversification | 2021 | 2 | -50.2 | 1
2 Diversification | 2021 | 2 | -49.4 | 2
2 Diversification | 2021 | 2 | -49.2 | 2
2 Diversification | 2021 | 2 | -49 | 1
2 Diversification | 2021 | 2 | -48.7 | 1
2 Diversification | 2021 | 2 | -48.5 | 3
2 Diversification | 2021 | 2 | -48.1 | 1
2 Diversification | 2021 | 2 | -47.9 | 2
2 Diversification | 2021 | 2 | -47.5 | 1
2 Diversification | 2021 | 2 | -47.4 | 1
2 Diversification | 2021 | 2 | -47.1 | 2
2 Diversification | 2021 | 2 | -47 | 1
2 Diversification | 2021 | 2 | -46.9 | 1
2 Diversification | 2021 | 2 | -46.8 | 1
2 Diversification | 2021 | 2 | -46.7 | 2
2 Diversification | 2021 | 2 | -46.6 | 1
2 Diversification | 2021 | 2 | -46.4 | 1
2 Diversification | 2021 | 2 | -45.9 | 1
2 Diversification | 2021 | 2 | -45.8 | 1
2 Diversification | 2021 | 2 | -45.5 | 2
2 Diversification | 2021 | 2 | -45.4 | 1
2 Diversification | 2021 | 2 | -44.7 | 1
2 Diversification | 2021 | 2 | -44.5 | 3
2 Diversification | 2021 | 2 | -44.3 | 1
2 Diversification | 2021 | 2 | -43.8 | 1
2 Diversification | 2021 | 2 | -43.6 | 1
2 Diversification | 2021 | 2 | -43.5 | 1
2 Diversification | 2021 | 2 | -43.3 | 1
2 Diversification | 2021 | 2 | -43.1 | 1
2 Diversification | 2021 | 2 | -43 | 1
2 Diversification | 2021 | 2 | -42.9 | 1
2 Diversification | 2021 | 2 | -42.7 | 3
2 Diversification | 2021 | 2 | -42.5 | 1
2 Diversification | 2021 | 2 | -42.4 | 1
2 Diversification | 2021 | 2 | -42.3 | 2
2 Diversification | 2021 | 2 | -42.2 | 2
2 Diversification | 2021 | 2 | -42 | 1
2 Diversification | 2021 | 2 | -41.8 | 1
2 Diversification | 2021 | 2 | -41.5 | 1
2 Diversification | 2021 | 2 | -41.4 | 1
2 Diversification | 2021 | 2 | -41.2 | 1
2 Diversification | 2021 | 2 | -41.1 | 2
2 Diversification | 2021 | 2 | -40.9 | 1
2 Diversification | 2021 | 2 | -40.8 | 2
2 Diversification | 2021 | 2 | -40.7 | 1
2 Diversification | 2021 | 2 | -40.6 | 2
2 Diversification | 2021 | 2 | -40.4 | 1
2 Diversification | 2021 | 2 | -40.2 | 1
2 Diversification | 2021 | 2 | -40.1 | 3
2 Diversification | 2021 | 2 | -40 | 4
2 Diversification | 2021 | 2 | -39.9 | 1
2 Diversification | 2021 | 2 | -39.8 | 3
2 Diversification | 2021 | 2 | -39.7 | 2
2 Diversification | 2021 | 2 | -39.6 | 2
2 Diversification | 2021 | 2 | -39.5 | 3
2 Diversification | 2021 | 2 | -39.4 | 1
2 Diversification | 2021 | 2 | -39.3 | 1
2 Diversification | 2021 | 2 | -39.2 | 1
2 Diversification | 2021 | 2 | -39.1 | 5
2 Diversification | 2021 | 2 | -39 | 1
2 Diversification | 2021 | 2 | -38.9 | 2
2 Diversification | 2021 | 2 | -38.8 | 3
2 Diversification | 2021 | 2 | -38.7 | 2
2 Diversification | 2021 | 2 | -38.6 | 1
2 Diversification | 2021 | 2 | -38.5 | 5
2 Diversification | 2021 | 2 | -38.3 | 6
2 Diversification | 2021 | 2 | -38.2 | 4
2 Diversification | 2021 | 2 | -38.1 | 1
2 Diversification | 2021 | 2 | -37.9 | 1
2 Diversification | 2021 | 2 | -37.8 | 2
2 Diversification | 2021 | 2 | -37.7 | 1
2 Diversification | 2021 | 2 | -37.6 | 3
2 Diversification | 2021 | 2 | -37.3 | 1
2 Diversification | 2021 | 2 | -37.2 | 3
2 Diversification | 2021 | 2 | -37.1 | 1
2 Diversification | 2021 | 2 | -37 | 3
2 Diversification | 2021 | 2 | -36.9 | 2
2 Diversification | 2021 | 2 | -36.8 | 4
2 Diversification | 2021 | 2 | -36.7 | 2
2 Diversification | 2021 | 2 | -36.6 | 4
2 Diversification | 2021 | 2 | -36.5 | 3
2 Diversification | 2021 | 2 | -36.4 | 4
2 Diversification | 2021 | 2 | -36.2 | 1
2 Diversification | 2021 | 2 | -36.1 | 4
2 Diversification | 2021 | 2 | -36 | 2
2 Diversification | 2021 | 2 | -35.9 | 3
2 Diversification | 2021 | 2 | -35.8 | 3
2 Diversification | 2021 | 2 | -35.7 | 4
2 Diversification | 2021 | 2 | -35.6 | 3
2 Diversification | 2021 | 2 | -35.5 | 3
2 Diversification | 2021 | 2 | -35.4 | 3
2 Diversification | 2021 | 2 | -35.3 | 2
2 Diversification | 2021 | 2 | -35.2 | 6
2 Diversification | 2021 | 2 | -35.1 | 4
2 Diversification | 2021 | 2 | -35 | 3
2 Diversification | 2021 | 2 | -34.8 | 3
2 Diversification | 2021 | 2 | -34.7 | 3
2 Diversification | 2021 | 2 | -34.6 | 2
2 Diversification | 2021 | 2 | -34.5 | 2
2 Diversification | 2021 | 2 | -34.4 | 2
2 Diversification | 2021 | 2 | -34.3 | 4
2 Diversification | 2021 | 2 | -34.2 | 4
2 Diversification | 2021 | 2 | -34.1 | 3
2 Diversification | 2021 | 2 | -34 | 2
2 Diversification | 2021 | 2 | -33.9 | 5
2 Diversification | 2021 | 2 | -33.8 | 2
2 Diversification | 2021 | 2 | -33.7 | 2
2 Diversification | 2021 | 2 | -33.6 | 8
2 Diversification | 2021 | 2 | -33.5 | 3
2 Diversification | 2021 | 2 | -33.4 | 6
2 Diversification | 2021 | 2 | -33.3 | 5
2 Diversification | 2021 | 2 | -33.2 | 2
2 Diversification | 2021 | 2 | -33.1 | 6
2 Diversification | 2021 | 2 | -33 | 9
2 Diversification | 2021 | 2 | -32.9 | 3
2 Diversification | 2021 | 2 | -32.8 | 4
2 Diversification | 2021 | 2 | -32.7 | 3
2 Diversification | 2021 | 2 | -32.6 | 5
2 Diversification | 2021 | 2 | -32.5 | 5
2 Diversification | 2021 | 2 | -32.4 | 6
2 Diversification | 2021 | 2 | -32.3 | 7
2 Diversification | 2021 | 2 | -32.2 | 8
2 Diversification | 2021 | 2 | -32.1 | 7
2 Diversification | 2021 | 2 | -32 | 5
2 Diversification | 2021 | 2 | -31.9 | 6
2 Diversification | 2021 | 2 | -31.8 | 2
2 Diversification | 2021 | 2 | -31.7 | 3
2 Diversification | 2021 | 2 | -31.6 | 9
2 Diversification | 2021 | 2 | -31.5 | 5
2 Diversification | 2021 | 2 | -31.4 | 5
2 Diversification | 2021 | 2 | -31.3 | 10
2 Diversification | 2021 | 2 | -31.2 | 3
2 Diversification | 2021 | 2 | -31.1 | 5
2 Diversification | 2021 | 2 | -31 | 7
2 Diversification | 2021 | 2 | -30.9 | 6
2 Diversification | 2021 | 2 | -30.8 | 5
2 Diversification | 2021 | 2 | -30.7 | 11
2 Diversification | 2021 | 2 | -30.6 | 6
2 Diversification | 2021 | 2 | -30.5 | 12
2 Diversification | 2021 | 2 | -30.4 | 7
2 Diversification | 2021 | 2 | -30.3 | 8
2 Diversification | 2021 | 2 | -30.2 | 6
2 Diversification | 2021 | 2 | -30.1 | 6
2 Diversification | 2021 | 2 | -30 | 3
2 Diversification | 2021 | 2 | -29.9 | 3
2 Diversification | 2021 | 2 | -29.8 | 8
2 Diversification | 2021 | 2 | -29.7 | 5
2 Diversification | 2021 | 2 | -29.6 | 5
2 Diversification | 2021 | 2 | -29.5 | 8
2 Diversification | 2021 | 2 | -29.4 | 7
2 Diversification | 2021 | 2 | -29.3 | 5
2 Diversification | 2021 | 2 | -29.2 | 5
2 Diversification | 2021 | 2 | -29.1 | 7
2 Diversification | 2021 | 2 | -29 | 6
2 Diversification | 2021 | 2 | -28.9 | 6
2 Diversification | 2021 | 2 | -28.8 | 7
2 Diversification | 2021 | 2 | -28.7 | 8
2 Diversification | 2021 | 2 | -28.6 | 11
2 Diversification | 2021 | 2 | -28.5 | 4
2 Diversification | 2021 | 2 | -28.4 | 7
2 Diversification | 2021 | 2 | -28.3 | 8
2 Diversification | 2021 | 2 | -28.2 | 13
2 Diversification | 2021 | 2 | -28.1 | 11
2 Diversification | 2021 | 2 | -28 | 13
2 Diversification | 2021 | 2 | -27.9 | 8
2 Diversification | 2021 | 2 | -27.8 | 14
2 Diversification | 2021 | 2 | -27.7 | 10
2 Diversification | 2021 | 2 | -27.6 | 10
2 Diversification | 2021 | 2 | -27.5 | 9
2 Diversification | 2021 | 2 | -27.4 | 11
2 Diversification | 2021 | 2 | -27.3 | 14
2 Diversification | 2021 | 2 | -27.2 | 9
2 Diversification | 2021 | 2 | -27.1 | 14
2 Diversification | 2021 | 2 | -27 | 5
2 Diversification | 2021 | 2 | -26.9 | 12
2 Diversification | 2021 | 2 | -26.8 | 10
2 Diversification | 2021 | 2 | -26.7 | 16
2 Diversification | 2021 | 2 | -26.6 | 7
2 Diversification | 2021 | 2 | -26.5 | 12
2 Diversification | 2021 | 2 | -26.4 | 8
2 Diversification | 2021 | 2 | -26.3 | 17
2 Diversification | 2021 | 2 | -26.2 | 9
2 Diversification | 2021 | 2 | -26.1 | 8
2 Diversification | 2021 | 2 | -26 | 6
2 Diversification | 2021 | 2 | -25.9 | 10
2 Diversification | 2021 | 2 | -25.8 | 13
2 Diversification | 2021 | 2 | -25.7 | 16
2 Diversification | 2021 | 2 | -25.6 | 8
2 Diversification | 2021 | 2 | -25.5 | 11
2 Diversification | 2021 | 2 | -25.4 | 12
2 Diversification | 2021 | 2 | -25.3 | 7
2 Diversification | 2021 | 2 | -25.2 | 11
2 Diversification | 2021 | 2 | -25.1 | 15
2 Diversification | 2021 | 2 | -25 | 14
2 Diversification | 2021 | 2 | -24.9 | 16
2 Diversification | 2021 | 2 | -24.8 | 19
2 Diversification | 2021 | 2 | -24.7 | 15
2 Diversification | 2021 | 2 | -24.6 | 12
2 Diversification | 2021 | 2 | -24.5 | 25
2 Diversification | 2021 | 2 | -24.4 | 15
2 Diversification | 2021 | 2 | -24.3 | 9
2 Diversification | 2021 | 2 | -24.2 | 14
2 Diversification | 2021 | 2 | -24.1 | 13
2 Diversification | 2021 | 2 | -24 | 19
2 Diversification | 2021 | 2 | -23.9 | 9
2 Diversification | 2021 | 2 | -23.8 | 19
2 Diversification | 2021 | 2 | -23.7 | 18
2 Diversification | 2021 | 2 | -23.6 | 14
2 Diversification | 2021 | 2 | -23.5 | 15
2 Diversification | 2021 | 2 | -23.4 | 16
2 Diversification | 2021 | 2 | -23.3 | 7
2 Diversification | 2021 | 2 | -23.2 | 12
2 Diversification | 2021 | 2 | -23.1 | 18
2 Diversification | 2021 | 2 | -23 | 17
2 Diversification | 2021 | 2 | -22.9 | 20
2 Diversification | 2021 | 2 | -22.8 | 20
2 Diversification | 2021 | 2 | -22.7 | 10
2 Diversification | 2021 | 2 | -22.6 | 15
2 Diversification | 2021 | 2 | -22.5 | 18
2 Diversification | 2021 | 2 | -22.4 | 15
2 Diversification | 2021 | 2 | -22.3 | 19
2 Diversification | 2021 | 2 | -22.2 | 25
2 Diversification | 2021 | 2 | -22.1 | 17
2 Diversification | 2021 | 2 | -22 | 20
2 Diversification | 2021 | 2 | -21.9 | 15
2 Diversification | 2021 | 2 | -21.8 | 20
2 Diversification | 2021 | 2 | -21.7 | 19
2 Diversification | 2021 | 2 | -21.6 | 19
2 Diversification | 2021 | 2 | -21.5 | 17
2 Diversification | 2021 | 2 | -21.4 | 25
2 Diversification | 2021 | 2 | -21.3 | 21
2 Diversification | 2021 | 2 | -21.2 | 28
2 Diversification | 2021 | 2 | -21.1 | 22
2 Diversification | 2021 | 2 | -21 | 31
2 Diversification | 2021 | 2 | -20.9 | 25
2 Diversification | 2021 | 2 | -20.8 | 33
2 Diversification | 2021 | 2 | -20.7 | 22
2 Diversification | 2021 | 2 | -20.6 | 25
2 Diversification | 2021 | 2 | -20.5 | 27
2 Diversification | 2021 | 2 | -20.4 | 20
2 Diversification | 2021 | 2 | -20.3 | 23
2 Diversification | 2021 | 2 | -20.2 | 25
2 Diversification | 2021 | 2 | -20.1 | 30
2 Diversification | 2021 | 2 | -20 | 22
2 Diversification | 2021 | 2 | -19.9 | 23
2 Diversification | 2021 | 2 | -19.8 | 26
2 Diversification | 2021 | 2 | -19.7 | 29
2 Diversification | 2021 | 2 | -19.6 | 30
2 Diversification | 2021 | 2 | -19.5 | 24
2 Diversification | 2021 | 2 | -19.4 | 27
2 Diversification | 2021 | 2 | -19.3 | 27
2 Diversification | 2021 | 2 | -19.2 | 35
2 Diversification | 2021 | 2 | -19.1 | 30
2 Diversification | 2021 | 2 | -19 | 26
2 Diversification | 2021 | 2 | -18.9 | 34
2 Diversification | 2021 | 2 | -18.8 | 29
2 Diversification | 2021 | 2 | -18.7 | 38
2 Diversification | 2021 | 2 | -18.6 | 32
2 Diversification | 2021 | 2 | -18.5 | 42
2 Diversification | 2021 | 2 | -18.4 | 28
2 Diversification | 2021 | 2 | -18.3 | 34
2 Diversification | 2021 | 2 | -18.2 | 44
2 Diversification | 2021 | 2 | -18.1 | 31
2 Diversification | 2021 | 2 | -18 | 39
2 Diversification | 2021 | 2 | -17.9 | 28
2 Diversification | 2021 | 2 | -17.8 | 50
2 Diversification | 2021 | 2 | -17.7 | 39
2 Diversification | 2021 | 2 | -17.6 | 31
2 Diversification | 2021 | 2 | -17.5 | 38
2 Diversification | 2021 | 2 | -17.4 | 30
2 Diversification | 2021 | 2 | -17.3 | 36
2 Diversification | 2021 | 2 | -17.2 | 50
2 Diversification | 2021 | 2 | -17.1 | 43
2 Diversification | 2021 | 2 | -17 | 41
2 Diversification | 2021 | 2 | -16.9 | 42
2 Diversification | 2021 | 2 | -16.8 | 44
2 Diversification | 2021 | 2 | -16.7 | 50
2 Diversification | 2021 | 2 | -16.6 | 45
2 Diversification | 2021 | 2 | -16.5 | 49
2 Diversification | 2021 | 2 | -16.4 | 42
2 Diversification | 2021 | 2 | -16.3 | 43
2 Diversification | 2021 | 2 | -16.2 | 41
2 Diversification | 2021 | 2 | -16.1 | 40
2 Diversification | 2021 | 2 | -16 | 38
2 Diversification | 2021 | 2 | -15.9 | 45
2 Diversification | 2021 | 2 | -15.8 | 48
2 Diversification | 2021 | 2 | -15.7 | 41
2 Diversification | 2021 | 2 | -15.6 | 38
2 Diversification | 2021 | 2 | -15.5 | 48
2 Diversification | 2021 | 2 | -15.4 | 52
2 Diversification | 2021 | 2 | -15.3 | 39
2 Diversification | 2021 | 2 | -15.2 | 41
2 Diversification | 2021 | 2 | -15.1 | 34
2 Diversification | 2021 | 2 | -15 | 43
2 Diversification | 2021 | 2 | -14.9 | 48
2 Diversification | 2021 | 2 | -14.8 | 61
2 Diversification | 2021 | 2 | -14.7 | 53
2 Diversification | 2021 | 2 | -14.6 | 58
2 Diversification | 2021 | 2 | -14.5 | 57
2 Diversification | 2021 | 2 | -14.4 | 57
2 Diversification | 2021 | 2 | -14.3 | 43
2 Diversification | 2021 | 2 | -14.2 | 49
2 Diversification | 2021 | 2 | -14.1 | 60
2 Diversification | 2021 | 2 | -14 | 51
2 Diversification | 2021 | 2 | -13.9 | 51
2 Diversification | 2021 | 2 | -13.8 | 60
2 Diversification | 2021 | 2 | -13.7 | 54
2 Diversification | 2021 | 2 | -13.6 | 53
2 Diversification | 2021 | 2 | -13.5 | 49
2 Diversification | 2021 | 2 | -13.4 | 53
2 Diversification | 2021 | 2 | -13.3 | 54
2 Diversification | 2021 | 2 | -13.2 | 54
2 Diversification | 2021 | 2 | -13.1 | 59
2 Diversification | 2021 | 2 | -13 | 63
2 Diversification | 2021 | 2 | -12.9 | 61
2 Diversification | 2021 | 2 | -12.8 | 65
2 Diversification | 2021 | 2 | -12.7 | 68
2 Diversification | 2021 | 2 | -12.6 | 46
2 Diversification | 2021 | 2 | -12.5 | 60
2 Diversification | 2021 | 2 | -12.4 | 50
2 Diversification | 2021 | 2 | -12.3 | 67
2 Diversification | 2021 | 2 | -12.2 | 60
2 Diversification | 2021 | 2 | -12.1 | 59
2 Diversification | 2021 | 2 | -12 | 50
2 Diversification | 2021 | 2 | -11.9 | 75
2 Diversification | 2021 | 2 | -11.8 | 55
2 Diversification | 2021 | 2 | -11.7 | 67
2 Diversification | 2021 | 2 | -11.6 | 64
2 Diversification | 2021 | 2 | -11.5 | 54
2 Diversification | 2021 | 2 | -11.4 | 61
2 Diversification | 2021 | 2 | -11.3 | 68
2 Diversification | 2021 | 2 | -11.2 | 51
2 Diversification | 2021 | 2 | -11.1 | 67
2 Diversification | 2021 | 2 | -11 | 56
2 Diversification | 2021 | 2 | -10.9 | 75
2 Diversification | 2021 | 2 | -10.8 | 62
2 Diversification | 2021 | 2 | -10.7 | 72
2 Diversification | 2021 | 2 | -10.6 | 81
2 Diversification | 2021 | 2 | -10.5 | 85
2 Diversification | 2021 | 2 | -10.4 | 68
2 Diversification | 2021 | 2 | -10.3 | 75
2 Diversification | 2021 | 2 | -10.2 | 66
2 Diversification | 2021 | 2 | -10.1 | 56
2 Diversification | 2021 | 2 | -10 | 69
2 Diversification | 2021 | 2 | -9.9 | 74
2 Diversification | 2021 | 2 | -9.8 | 73
2 Diversification | 2021 | 2 | -9.7 | 80
2 Diversification | 2021 | 2 | -9.6 | 81
2 Diversification | 2021 | 2 | -9.5 | 78
2 Diversification | 2021 | 2 | -9.4 | 76
2 Diversification | 2021 | 2 | -9.3 | 75
2 Diversification | 2021 | 2 | -9.2 | 70
2 Diversification | 2021 | 2 | -9.1 | 76
2 Diversification | 2021 | 2 | -9 | 75
2 Diversification | 2021 | 2 | -8.9 | 84
2 Diversification | 2021 | 2 | -8.8 | 76
2 Diversification | 2021 | 2 | -8.7 | 101
2 Diversification | 2021 | 2 | -8.6 | 81
2 Diversification | 2021 | 2 | -8.5 | 89
2 Diversification | 2021 | 2 | -8.4 | 67
2 Diversification | 2021 | 2 | -8.3 | 83
2 Diversification | 2021 | 2 | -8.2 | 88
2 Diversification | 2021 | 2 | -8.1 | 74
2 Diversification | 2021 | 2 | -8 | 68
2 Diversification | 2021 | 2 | -7.9 | 96
2 Diversification | 2021 | 2 | -7.8 | 73
2 Diversification | 2021 | 2 | -7.7 | 83
2 Diversification | 2021 | 2 | -7.6 | 78
2 Diversification | 2021 | 2 | -7.5 | 81
2 Diversification | 2021 | 2 | -7.4 | 93
2 Diversification | 2021 | 2 | -7.3 | 63
2 Diversification | 2021 | 2 | -7.2 | 72
2 Diversification | 2021 | 2 | -7.1 | 79
2 Diversification | 2021 | 2 | -7 | 93
2 Diversification | 2021 | 2 | -6.9 | 83
2 Diversification | 2021 | 2 | -6.8 | 81
2 Diversification | 2021 | 2 | -6.7 | 94
2 Diversification | 2021 | 2 | -6.6 | 71
2 Diversification | 2021 | 2 | -6.5 | 81
2 Diversification | 2021 | 2 | -6.4 | 81
2 Diversification | 2021 | 2 | -6.3 | 78
2 Diversification | 2021 | 2 | -6.2 | 78
2 Diversification | 2021 | 2 | -6.1 | 96
2 Diversification | 2021 | 2 | -6 | 79
2 Diversification | 2021 | 2 | -5.9 | 84
2 Diversification | 2021 | 2 | -5.8 | 65
2 Diversification | 2021 | 2 | -5.7 | 92
2 Diversification | 2021 | 2 | -5.6 | 79
2 Diversification | 2021 | 2 | -5.5 | 85
2 Diversification | 2021 | 2 | -5.4 | 81
2 Diversification | 2021 | 2 | -5.3 | 84
2 Diversification | 2021 | 2 | -5.2 | 75
2 Diversification | 2021 | 2 | -5.1 | 82
2 Diversification | 2021 | 2 | -5 | 84
2 Diversification | 2021 | 2 | -4.9 | 80
2 Diversification | 2021 | 2 | -4.8 | 66
2 Diversification | 2021 | 2 | -4.7 | 84
2 Diversification | 2021 | 2 | -4.6 | 81
2 Diversification | 2021 | 2 | -4.5 | 79
2 Diversification | 2021 | 2 | -4.4 | 80
2 Diversification | 2021 | 2 | -4.3 | 81
2 Diversification | 2021 | 2 | -4.2 | 91
2 Diversification | 2021 | 2 | -4.1 | 81
2 Diversification | 2021 | 2 | -4 | 80
2 Diversification | 2021 | 2 | -3.9 | 78
2 Diversification | 2021 | 2 | -3.8 | 80
2 Diversification | 2021 | 2 | -3.7 | 82
2 Diversification | 2021 | 2 | -3.6 | 64
2 Diversification | 2021 | 2 | -3.5 | 76
2 Diversification | 2021 | 2 | -3.4 | 56
2 Diversification | 2021 | 2 | -3.3 | 59
2 Diversification | 2021 | 2 | -3.2 | 66
2 Diversification | 2021 | 2 | -3.1 | 66
2 Diversification | 2021 | 2 | -3 | 74
2 Diversification | 2021 | 2 | -2.9 | 65
2 Diversification | 2021 | 2 | -2.8 | 68
2 Diversification | 2021 | 2 | -2.7 | 61
2 Diversification | 2021 | 2 | -2.6 | 61
2 Diversification | 2021 | 2 | -2.5 | 64
2 Diversification | 2021 | 2 | -2.4 | 76
2 Diversification | 2021 | 2 | -2.3 | 66
2 Diversification | 2021 | 2 | -2.2 | 55
2 Diversification | 2021 | 2 | -2.1 | 70
2 Diversification | 2021 | 2 | -2 | 74
2 Diversification | 2021 | 2 | -1.9 | 66
2 Diversification | 2021 | 2 | -1.8 | 72
2 Diversification | 2021 | 2 | -1.7 | 61
2 Diversification | 2021 | 2 | -1.6 | 57
2 Diversification | 2021 | 2 | -1.5 | 66
2 Diversification | 2021 | 2 | -1.4 | 58
2 Diversification | 2021 | 2 | -1.3 | 59
2 Diversification | 2021 | 2 | -1.2 | 47
2 Diversification | 2021 | 2 | -1.1 | 47
2 Diversification | 2021 | 2 | -1 | 49
2 Diversification | 2021 | 2 | -0.9 | 55
2 Diversification | 2021 | 2 | -0.8 | 53
2 Diversification | 2021 | 2 | -0.7 | 44
2 Diversification | 2021 | 2 | -0.6 | 53
2 Diversification | 2021 | 2 | -0.5 | 39
2 Diversification | 2021 | 2 | -0.4 | 45
2 Diversification | 2021 | 2 | -0.3 | 33
2 Diversification | 2021 | 2 | -0.2 | 44
2 Diversification | 2021 | 2 | -0.1 | 44
2 Diversification | 2021 | 2 | 0 | 1282
2 Diversification | 2021 | 2 | 0.1 | 41
2 Diversification | 2021 | 2 | 0.2 | 35
2 Diversification | 2021 | 2 | 0.3 | 34
2 Diversification | 2021 | 2 | 0.4 | 37
2 Diversification | 2021 | 2 | 0.5 | 57
2 Diversification | 2021 | 2 | 0.6 | 41
2 Diversification | 2021 | 2 | 0.7 | 35
2 Diversification | 2021 | 2 | 0.8 | 42
2 Diversification | 2021 | 2 | 0.9 | 40
2 Diversification | 2021 | 2 | 1 | 55
2 Diversification | 2021 | 2 | 1.1 | 47
2 Diversification | 2021 | 2 | 1.2 | 53
2 Diversification | 2021 | 2 | 1.3 | 54
2 Diversification | 2021 | 2 | 1.4 | 58
2 Diversification | 2021 | 2 | 1.5 | 60
2 Diversification | 2021 | 2 | 1.6 | 62
2 Diversification | 2021 | 2 | 1.7 | 47
2 Diversification | 2021 | 2 | 1.8 | 59
2 Diversification | 2021 | 2 | 1.9 | 52
2 Diversification | 2021 | 2 | 2 | 52
2 Diversification | 2021 | 2 | 2.1 | 70
2 Diversification | 2021 | 2 | 2.2 | 64
2 Diversification | 2021 | 2 | 2.3 | 62
2 Diversification | 2021 | 2 | 2.4 | 66
2 Diversification | 2021 | 2 | 2.5 | 54
2 Diversification | 2021 | 2 | 2.6 | 84
2 Diversification | 2021 | 2 | 2.7 | 63
2 Diversification | 2021 | 2 | 2.8 | 70
2 Diversification | 2021 | 2 | 2.9 | 61
2 Diversification | 2021 | 2 | 3 | 74
2 Diversification | 2021 | 2 | 3.1 | 69
2 Diversification | 2021 | 2 | 3.2 | 71
2 Diversification | 2021 | 2 | 3.3 | 67
2 Diversification | 2021 | 2 | 3.4 | 60
2 Diversification | 2021 | 2 | 3.5 | 62
2 Diversification | 2021 | 2 | 3.6 | 72
2 Diversification | 2021 | 2 | 3.7 | 77
2 Diversification | 2021 | 2 | 3.8 | 72
2 Diversification | 2021 | 2 | 3.9 | 90
2 Diversification | 2021 | 2 | 4 | 58
2 Diversification | 2021 | 2 | 4.1 | 71
2 Diversification | 2021 | 2 | 4.2 | 77
2 Diversification | 2021 | 2 | 4.3 | 82
2 Diversification | 2021 | 2 | 4.4 | 70
2 Diversification | 2021 | 2 | 4.5 | 62
2 Diversification | 2021 | 2 | 4.6 | 82
2 Diversification | 2021 | 2 | 4.7 | 93
2 Diversification | 2021 | 2 | 4.8 | 72
2 Diversification | 2021 | 2 | 4.9 | 74
2 Diversification | 2021 | 2 | 5 | 91
2 Diversification | 2021 | 2 | 5.1 | 78
2 Diversification | 2021 | 2 | 5.2 | 63
2 Diversification | 2021 | 2 | 5.3 | 65
2 Diversification | 2021 | 2 | 5.4 | 102
2 Diversification | 2021 | 2 | 5.5 | 70
2 Diversification | 2021 | 2 | 5.6 | 66
2 Diversification | 2021 | 2 | 5.7 | 84
2 Diversification | 2021 | 2 | 5.8 | 61
2 Diversification | 2021 | 2 | 5.9 | 79
2 Diversification | 2021 | 2 | 6 | 77
2 Diversification | 2021 | 2 | 6.1 | 72
2 Diversification | 2021 | 2 | 6.2 | 80
2 Diversification | 2021 | 2 | 6.3 | 76
2 Diversification | 2021 | 2 | 6.4 | 82
2 Diversification | 2021 | 2 | 6.5 | 78
2 Diversification | 2021 | 2 | 6.6 | 57
2 Diversification | 2021 | 2 | 6.7 | 67
2 Diversification | 2021 | 2 | 6.8 | 65
2 Diversification | 2021 | 2 | 6.9 | 62
2 Diversification | 2021 | 2 | 7 | 68
2 Diversification | 2021 | 2 | 7.1 | 74
2 Diversification | 2021 | 2 | 7.2 | 78
2 Diversification | 2021 | 2 | 7.3 | 98
2 Diversification | 2021 | 2 | 7.4 | 77
2 Diversification | 2021 | 2 | 7.5 | 80
2 Diversification | 2021 | 2 | 7.6 | 70
2 Diversification | 2021 | 2 | 7.7 | 73
2 Diversification | 2021 | 2 | 7.8 | 78
2 Diversification | 2021 | 2 | 7.9 | 61
2 Diversification | 2021 | 2 | 8 | 70
2 Diversification | 2021 | 2 | 8.1 | 77
2 Diversification | 2021 | 2 | 8.2 | 89
2 Diversification | 2021 | 2 | 8.3 | 72
2 Diversification | 2021 | 2 | 8.4 | 72
2 Diversification | 2021 | 2 | 8.5 | 67
2 Diversification | 2021 | 2 | 8.6 | 76
2 Diversification | 2021 | 2 | 8.7 | 53
2 Diversification | 2021 | 2 | 8.8 | 69
2 Diversification | 2021 | 2 | 8.9 | 69
2 Diversification | 2021 | 2 | 9 | 74
2 Diversification | 2021 | 2 | 9.1 | 65
2 Diversification | 2021 | 2 | 9.2 | 85
2 Diversification | 2021 | 2 | 9.3 | 61
2 Diversification | 2021 | 2 | 9.4 | 85
2 Diversification | 2021 | 2 | 9.5 | 70
2 Diversification | 2021 | 2 | 9.6 | 73
2 Diversification | 2021 | 2 | 9.7 | 67
2 Diversification | 2021 | 2 | 9.8 | 62
2 Diversification | 2021 | 2 | 9.9 | 83
2 Diversification | 2021 | 2 | 10 | 68
2 Diversification | 2021 | 2 | 10.1 | 64
2 Diversification | 2021 | 2 | 10.2 | 57
2 Diversification | 2021 | 2 | 10.3 | 72
2 Diversification | 2021 | 2 | 10.4 | 69
2 Diversification | 2021 | 2 | 10.5 | 58
2 Diversification | 2021 | 2 | 10.6 | 76
2 Diversification | 2021 | 2 | 10.7 | 64
2 Diversification | 2021 | 2 | 10.8 | 71
2 Diversification | 2021 | 2 | 10.9 | 58
2 Diversification | 2021 | 2 | 11 | 78
2 Diversification | 2021 | 2 | 11.1 | 74
2 Diversification | 2021 | 2 | 11.2 | 80
2 Diversification | 2021 | 2 | 11.3 | 74
2 Diversification | 2021 | 2 | 11.4 | 69
2 Diversification | 2021 | 2 | 11.5 | 53
2 Diversification | 2021 | 2 | 11.6 | 65
2 Diversification | 2021 | 2 | 11.7 | 51
2 Diversification | 2021 | 2 | 11.8 | 57
2 Diversification | 2021 | 2 | 11.9 | 59
2 Diversification | 2021 | 2 | 12 | 67
2 Diversification | 2021 | 2 | 12.1 | 57
2 Diversification | 2021 | 2 | 12.2 | 50
2 Diversification | 2021 | 2 | 12.3 | 78
2 Diversification | 2021 | 2 | 12.4 | 59
2 Diversification | 2021 | 2 | 12.5 | 64
2 Diversification | 2021 | 2 | 12.6 | 63
2 Diversification | 2021 | 2 | 12.7 | 53
2 Diversification | 2021 | 2 | 12.8 | 40
2 Diversification | 2021 | 2 | 12.9 | 45
2 Diversification | 2021 | 2 | 13 | 59
2 Diversification | 2021 | 2 | 13.1 | 62
2 Diversification | 2021 | 2 | 13.2 | 57
2 Diversification | 2021 | 2 | 13.3 | 53
2 Diversification | 2021 | 2 | 13.4 | 68
2 Diversification | 2021 | 2 | 13.5 | 48
2 Diversification | 2021 | 2 | 13.6 | 53
2 Diversification | 2021 | 2 | 13.7 | 50
2 Diversification | 2021 | 2 | 13.8 | 56
2 Diversification | 2021 | 2 | 13.9 | 50
2 Diversification | 2021 | 2 | 14 | 57
2 Diversification | 2021 | 2 | 14.1 | 44
2 Diversification | 2021 | 2 | 14.2 | 42
2 Diversification | 2021 | 2 | 14.3 | 50
2 Diversification | 2021 | 2 | 14.4 | 50
2 Diversification | 2021 | 2 | 14.5 | 55
2 Diversification | 2021 | 2 | 14.6 | 57
2 Diversification | 2021 | 2 | 14.7 | 53
2 Diversification | 2021 | 2 | 14.8 | 45
2 Diversification | 2021 | 2 | 14.9 | 51
2 Diversification | 2021 | 2 | 15 | 40
2 Diversification | 2021 | 2 | 15.1 | 58
2 Diversification | 2021 | 2 | 15.2 | 55
2 Diversification | 2021 | 2 | 15.3 | 53
2 Diversification | 2021 | 2 | 15.4 | 38
2 Diversification | 2021 | 2 | 15.5 | 47
2 Diversification | 2021 | 2 | 15.6 | 57
2 Diversification | 2021 | 2 | 15.7 | 56
2 Diversification | 2021 | 2 | 15.8 | 39
2 Diversification | 2021 | 2 | 15.9 | 45
2 Diversification | 2021 | 2 | 16 | 48
2 Diversification | 2021 | 2 | 16.1 | 46
2 Diversification | 2021 | 2 | 16.2 | 40
2 Diversification | 2021 | 2 | 16.3 | 43
2 Diversification | 2021 | 2 | 16.4 | 46
2 Diversification | 2021 | 2 | 16.5 | 43
2 Diversification | 2021 | 2 | 16.6 | 38
2 Diversification | 2021 | 2 | 16.7 | 46
2 Diversification | 2021 | 2 | 16.8 | 35
2 Diversification | 2021 | 2 | 16.9 | 44
2 Diversification | 2021 | 2 | 17 | 45
2 Diversification | 2021 | 2 | 17.1 | 42
2 Diversification | 2021 | 2 | 17.2 | 35
2 Diversification | 2021 | 2 | 17.3 | 41
2 Diversification | 2021 | 2 | 17.4 | 48
2 Diversification | 2021 | 2 | 17.5 | 36
2 Diversification | 2021 | 2 | 17.6 | 43
2 Diversification | 2021 | 2 | 17.7 | 38
2 Diversification | 2021 | 2 | 17.8 | 40
2 Diversification | 2021 | 2 | 17.9 | 45
2 Diversification | 2021 | 2 | 18 | 37
2 Diversification | 2021 | 2 | 18.1 | 41
2 Diversification | 2021 | 2 | 18.2 | 42
2 Diversification | 2021 | 2 | 18.3 | 42
2 Diversification | 2021 | 2 | 18.4 | 27
2 Diversification | 2021 | 2 | 18.5 | 37
2 Diversification | 2021 | 2 | 18.6 | 46
2 Diversification | 2021 | 2 | 18.7 | 32
2 Diversification | 2021 | 2 | 18.8 | 28
2 Diversification | 2021 | 2 | 18.9 | 37
2 Diversification | 2021 | 2 | 19 | 35
2 Diversification | 2021 | 2 | 19.1 | 34
2 Diversification | 2021 | 2 | 19.2 | 25
2 Diversification | 2021 | 2 | 19.3 | 41
2 Diversification | 2021 | 2 | 19.4 | 40
2 Diversification | 2021 | 2 | 19.5 | 31
2 Diversification | 2021 | 2 | 19.6 | 34
2 Diversification | 2021 | 2 | 19.7 | 26
2 Diversification | 2021 | 2 | 19.8 | 26
2 Diversification | 2021 | 2 | 19.9 | 27
2 Diversification | 2021 | 2 | 20 | 30
2 Diversification | 2021 | 2 | 20.1 | 29
2 Diversification | 2021 | 2 | 20.2 | 28
2 Diversification | 2021 | 2 | 20.3 | 38
2 Diversification | 2021 | 2 | 20.4 | 25
2 Diversification | 2021 | 2 | 20.5 | 23
2 Diversification | 2021 | 2 | 20.6 | 32
2 Diversification | 2021 | 2 | 20.7 | 27
2 Diversification | 2021 | 2 | 20.8 | 22
2 Diversification | 2021 | 2 | 20.9 | 36
2 Diversification | 2021 | 2 | 21 | 22
2 Diversification | 2021 | 2 | 21.1 | 31
2 Diversification | 2021 | 2 | 21.2 | 19
2 Diversification | 2021 | 2 | 21.3 | 29
2 Diversification | 2021 | 2 | 21.4 | 27
2 Diversification | 2021 | 2 | 21.5 | 18
2 Diversification | 2021 | 2 | 21.6 | 26
2 Diversification | 2021 | 2 | 21.7 | 23
2 Diversification | 2021 | 2 | 21.8 | 27
2 Diversification | 2021 | 2 | 21.9 | 25
2 Diversification | 2021 | 2 | 22 | 36
2 Diversification | 2021 | 2 | 22.1 | 25
2 Diversification | 2021 | 2 | 22.2 | 23
2 Diversification | 2021 | 2 | 22.3 | 17
2 Diversification | 2021 | 2 | 22.4 | 26
2 Diversification | 2021 | 2 | 22.5 | 24
2 Diversification | 2021 | 2 | 22.6 | 26
2 Diversification | 2021 | 2 | 22.7 | 29
2 Diversification | 2021 | 2 | 22.8 | 27
2 Diversification | 2021 | 2 | 22.9 | 19
2 Diversification | 2021 | 2 | 23 | 26
2 Diversification | 2021 | 2 | 23.1 | 23
2 Diversification | 2021 | 2 | 23.2 | 30
2 Diversification | 2021 | 2 | 23.3 | 19
2 Diversification | 2021 | 2 | 23.4 | 22
2 Diversification | 2021 | 2 | 23.5 | 24
2 Diversification | 2021 | 2 | 23.6 | 23
2 Diversification | 2021 | 2 | 23.7 | 23
2 Diversification | 2021 | 2 | 23.8 | 15
2 Diversification | 2021 | 2 | 23.9 | 13
2 Diversification | 2021 | 2 | 24 | 17
2 Diversification | 2021 | 2 | 24.1 | 13
2 Diversification | 2021 | 2 | 24.2 | 21
2 Diversification | 2021 | 2 | 24.3 | 21
2 Diversification | 2021 | 2 | 24.4 | 26
2 Diversification | 2021 | 2 | 24.5 | 27
2 Diversification | 2021 | 2 | 24.6 | 23
2 Diversification | 2021 | 2 | 24.7 | 18
2 Diversification | 2021 | 2 | 24.8 | 17
2 Diversification | 2021 | 2 | 24.9 | 14
2 Diversification | 2021 | 2 | 25 | 26
2 Diversification | 2021 | 2 | 25.1 | 16
2 Diversification | 2021 | 2 | 25.2 | 18
2 Diversification | 2021 | 2 | 25.3 | 15
2 Diversification | 2021 | 2 | 25.4 | 12
2 Diversification | 2021 | 2 | 25.5 | 12
2 Diversification | 2021 | 2 | 25.6 | 12
2 Diversification | 2021 | 2 | 25.7 | 19
2 Diversification | 2021 | 2 | 25.8 | 14
2 Diversification | 2021 | 2 | 25.9 | 19
2 Diversification | 2021 | 2 | 26 | 14
2 Diversification | 2021 | 2 | 26.1 | 18
2 Diversification | 2021 | 2 | 26.2 | 21
2 Diversification | 2021 | 2 | 26.3 | 16
2 Diversification | 2021 | 2 | 26.4 | 13
2 Diversification | 2021 | 2 | 26.5 | 10
2 Diversification | 2021 | 2 | 26.6 | 12
2 Diversification | 2021 | 2 | 26.7 | 10
2 Diversification | 2021 | 2 | 26.8 | 7
2 Diversification | 2021 | 2 | 26.9 | 11
2 Diversification | 2021 | 2 | 27 | 17
2 Diversification | 2021 | 2 | 27.1 | 17
2 Diversification | 2021 | 2 | 27.2 | 9
2 Diversification | 2021 | 2 | 27.3 | 5
2 Diversification | 2021 | 2 | 27.4 | 12
2 Diversification | 2021 | 2 | 27.5 | 17
2 Diversification | 2021 | 2 | 27.6 | 10
2 Diversification | 2021 | 2 | 27.7 | 10
2 Diversification | 2021 | 2 | 27.8 | 12
2 Diversification | 2021 | 2 | 27.9 | 10
2 Diversification | 2021 | 2 | 28 | 9
2 Diversification | 2021 | 2 | 28.1 | 8
2 Diversification | 2021 | 2 | 28.2 | 14
2 Diversification | 2021 | 2 | 28.3 | 13
2 Diversification | 2021 | 2 | 28.4 | 10
2 Diversification | 2021 | 2 | 28.5 | 6
2 Diversification | 2021 | 2 | 28.6 | 13
2 Diversification | 2021 | 2 | 28.7 | 11
2 Diversification | 2021 | 2 | 28.8 | 9
2 Diversification | 2021 | 2 | 28.9 | 10
2 Diversification | 2021 | 2 | 29 | 7
2 Diversification | 2021 | 2 | 29.1 | 9
2 Diversification | 2021 | 2 | 29.2 | 12
2 Diversification | 2021 | 2 | 29.3 | 15
2 Diversification | 2021 | 2 | 29.4 | 19
2 Diversification | 2021 | 2 | 29.5 | 5
2 Diversification | 2021 | 2 | 29.6 | 11
2 Diversification | 2021 | 2 | 29.7 | 12
2 Diversification | 2021 | 2 | 29.8 | 9
2 Diversification | 2021 | 2 | 29.9 | 11
2 Diversification | 2021 | 2 | 30 | 9
2 Diversification | 2021 | 2 | 30.1 | 11
2 Diversification | 2021 | 2 | 30.2 | 12
2 Diversification | 2021 | 2 | 30.3 | 16
2 Diversification | 2021 | 2 | 30.4 | 6
2 Diversification | 2021 | 2 | 30.5 | 11
2 Diversification | 2021 | 2 | 30.6 | 10
2 Diversification | 2021 | 2 | 30.7 | 2
2 Diversification | 2021 | 2 | 30.8 | 9
2 Diversification | 2021 | 2 | 30.9 | 6
2 Diversification | 2021 | 2 | 31 | 7
2 Diversification | 2021 | 2 | 31.1 | 9
2 Diversification | 2021 | 2 | 31.2 | 6
2 Diversification | 2021 | 2 | 31.3 | 13
2 Diversification | 2021 | 2 | 31.4 | 10
2 Diversification | 2021 | 2 | 31.5 | 9
2 Diversification | 2021 | 2 | 31.6 | 13
2 Diversification | 2021 | 2 | 31.7 | 2
2 Diversification | 2021 | 2 | 31.8 | 8
2 Diversification | 2021 | 2 | 31.9 | 8
2 Diversification | 2021 | 2 | 32 | 11
2 Diversification | 2021 | 2 | 32.1 | 10
2 Diversification | 2021 | 2 | 32.2 | 7
2 Diversification | 2021 | 2 | 32.3 | 7
2 Diversification | 2021 | 2 | 32.4 | 7
2 Diversification | 2021 | 2 | 32.5 | 11
2 Diversification | 2021 | 2 | 32.6 | 6
2 Diversification | 2021 | 2 | 32.7 | 10
2 Diversification | 2021 | 2 | 32.8 | 7
2 Diversification | 2021 | 2 | 32.9 | 8
2 Diversification | 2021 | 2 | 33 | 6
2 Diversification | 2021 | 2 | 33.1 | 4
2 Diversification | 2021 | 2 | 33.2 | 5
2 Diversification | 2021 | 2 | 33.3 | 8
2 Diversification | 2021 | 2 | 33.4 | 7
2 Diversification | 2021 | 2 | 33.5 | 11
2 Diversification | 2021 | 2 | 33.6 | 8
2 Diversification | 2021 | 2 | 33.7 | 2
2 Diversification | 2021 | 2 | 33.8 | 7
2 Diversification | 2021 | 2 | 33.9 | 5
2 Diversification | 2021 | 2 | 34 | 4
2 Diversification | 2021 | 2 | 34.1 | 9
2 Diversification | 2021 | 2 | 34.2 | 8
2 Diversification | 2021 | 2 | 34.3 | 5
2 Diversification | 2021 | 2 | 34.4 | 5
2 Diversification | 2021 | 2 | 34.5 | 7
2 Diversification | 2021 | 2 | 34.6 | 6
2 Diversification | 2021 | 2 | 34.7 | 5
2 Diversification | 2021 | 2 | 34.8 | 3
2 Diversification | 2021 | 2 | 34.9 | 10
2 Diversification | 2021 | 2 | 35 | 6
2 Diversification | 2021 | 2 | 35.1 | 4
2 Diversification | 2021 | 2 | 35.2 | 5
2 Diversification | 2021 | 2 | 35.3 | 9
2 Diversification | 2021 | 2 | 35.4 | 3
2 Diversification | 2021 | 2 | 35.5 | 6
2 Diversification | 2021 | 2 | 35.6 | 5
2 Diversification | 2021 | 2 | 35.7 | 5
2 Diversification | 2021 | 2 | 35.8 | 8
2 Diversification | 2021 | 2 | 35.9 | 2
2 Diversification | 2021 | 2 | 36 | 5
2 Diversification | 2021 | 2 | 36.1 | 8
2 Diversification | 2021 | 2 | 36.2 | 2
2 Diversification | 2021 | 2 | 36.4 | 6
2 Diversification | 2021 | 2 | 36.5 | 5
2 Diversification | 2021 | 2 | 36.6 | 10
2 Diversification | 2021 | 2 | 36.7 | 2
2 Diversification | 2021 | 2 | 36.8 | 1
2 Diversification | 2021 | 2 | 36.9 | 4
2 Diversification | 2021 | 2 | 37 | 7
2 Diversification | 2021 | 2 | 37.1 | 2
2 Diversification | 2021 | 2 | 37.2 | 3
2 Diversification | 2021 | 2 | 37.3 | 9
2 Diversification | 2021 | 2 | 37.4 | 7
2 Diversification | 2021 | 2 | 37.5 | 6
2 Diversification | 2021 | 2 | 37.6 | 6
2 Diversification | 2021 | 2 | 37.7 | 4
2 Diversification | 2021 | 2 | 37.8 | 1
2 Diversification | 2021 | 2 | 37.9 | 2
2 Diversification | 2021 | 2 | 38 | 3
2 Diversification | 2021 | 2 | 38.1 | 5
2 Diversification | 2021 | 2 | 38.2 | 4
2 Diversification | 2021 | 2 | 38.3 | 4
2 Diversification | 2021 | 2 | 38.4 | 5
2 Diversification | 2021 | 2 | 38.5 | 5
2 Diversification | 2021 | 2 | 38.7 | 5
2 Diversification | 2021 | 2 | 38.8 | 4
2 Diversification | 2021 | 2 | 38.9 | 1
2 Diversification | 2021 | 2 | 39 | 3
2 Diversification | 2021 | 2 | 39.1 | 3
2 Diversification | 2021 | 2 | 39.2 | 6
2 Diversification | 2021 | 2 | 39.3 | 1
2 Diversification | 2021 | 2 | 39.4 | 3
2 Diversification | 2021 | 2 | 39.5 | 4
2 Diversification | 2021 | 2 | 39.6 | 1
2 Diversification | 2021 | 2 | 39.7 | 4
2 Diversification | 2021 | 2 | 39.8 | 6
2 Diversification | 2021 | 2 | 39.9 | 5
2 Diversification | 2021 | 2 | 40 | 4
2 Diversification | 2021 | 2 | 40.1 | 3
2 Diversification | 2021 | 2 | 40.2 | 6
2 Diversification | 2021 | 2 | 40.3 | 2
2 Diversification | 2021 | 2 | 40.4 | 6
2 Diversification | 2021 | 2 | 40.5 | 2
2 Diversification | 2021 | 2 | 40.6 | 3
2 Diversification | 2021 | 2 | 40.7 | 5
2 Diversification | 2021 | 2 | 40.8 | 3
2 Diversification | 2021 | 2 | 40.9 | 4
2 Diversification | 2021 | 2 | 41 | 5
2 Diversification | 2021 | 2 | 41.1 | 1
2 Diversification | 2021 | 2 | 41.2 | 4
2 Diversification | 2021 | 2 | 41.3 | 1
2 Diversification | 2021 | 2 | 41.4 | 2
2 Diversification | 2021 | 2 | 41.5 | 2
2 Diversification | 2021 | 2 | 41.6 | 2
2 Diversification | 2021 | 2 | 41.7 | 2
2 Diversification | 2021 | 2 | 41.9 | 2
2 Diversification | 2021 | 2 | 42 | 5
2 Diversification | 2021 | 2 | 42.1 | 4
2 Diversification | 2021 | 2 | 42.2 | 3
2 Diversification | 2021 | 2 | 42.3 | 2
2 Diversification | 2021 | 2 | 42.4 | 5
2 Diversification | 2021 | 2 | 42.6 | 1
2 Diversification | 2021 | 2 | 42.7 | 6
2 Diversification | 2021 | 2 | 42.8 | 2
2 Diversification | 2021 | 2 | 42.9 | 1
2 Diversification | 2021 | 2 | 43.1 | 3
2 Diversification | 2021 | 2 | 43.3 | 1
2 Diversification | 2021 | 2 | 43.4 | 1
2 Diversification | 2021 | 2 | 43.5 | 1
2 Diversification | 2021 | 2 | 43.6 | 2
2 Diversification | 2021 | 2 | 43.8 | 3
2 Diversification | 2021 | 2 | 43.9 | 1
2 Diversification | 2021 | 2 | 44.1 | 2
2 Diversification | 2021 | 2 | 44.2 | 3
2 Diversification | 2021 | 2 | 44.3 | 2
2 Diversification | 2021 | 2 | 44.4 | 1
2 Diversification | 2021 | 2 | 44.5 | 2
2 Diversification | 2021 | 2 | 44.6 | 3
2 Diversification | 2021 | 2 | 44.7 | 1
2 Diversification | 2021 | 2 | 44.8 | 2
2 Diversification | 2021 | 2 | 44.9 | 2
2 Diversification | 2021 | 2 | 45 | 3
2 Diversification | 2021 | 2 | 45.1 | 2
2 Diversification | 2021 | 2 | 45.2 | 2
2 Diversification | 2021 | 2 | 45.3 | 1
2 Diversification | 2021 | 2 | 45.4 | 2
2 Diversification | 2021 | 2 | 45.5 | 1
2 Diversification | 2021 | 2 | 45.7 | 1
2 Diversification | 2021 | 2 | 45.8 | 2
2 Diversification | 2021 | 2 | 45.9 | 3
2 Diversification | 2021 | 2 | 46 | 2
2 Diversification | 2021 | 2 | 46.2 | 2
2 Diversification | 2021 | 2 | 46.3 | 2
2 Diversification | 2021 | 2 | 46.4 | 1
2 Diversification | 2021 | 2 | 46.5 | 1
2 Diversification | 2021 | 2 | 46.6 | 3
2 Diversification | 2021 | 2 | 46.8 | 3
2 Diversification | 2021 | 2 | 46.9 | 3
2 Diversification | 2021 | 2 | 47 | 3
2 Diversification | 2021 | 2 | 47.1 | 2
2 Diversification | 2021 | 2 | 47.2 | 2
2 Diversification | 2021 | 2 | 47.3 | 1
2 Diversification | 2021 | 2 | 47.4 | 1
2 Diversification | 2021 | 2 | 47.5 | 3
2 Diversification | 2021 | 2 | 47.7 | 1
2 Diversification | 2021 | 2 | 47.9 | 1
2 Diversification | 2021 | 2 | 48.1 | 3
2 Diversification | 2021 | 2 | 48.2 | 1
2 Diversification | 2021 | 2 | 48.3 | 2
2 Diversification | 2021 | 2 | 48.4 | 2
2 Diversification | 2021 | 2 | 48.5 | 1
2 Diversification | 2021 | 2 | 48.6 | 1
2 Diversification | 2021 | 2 | 48.7 | 1
2 Diversification | 2021 | 2 | 48.8 | 2
2 Diversification | 2021 | 2 | 48.9 | 2
2 Diversification | 2021 | 2 | 49.1 | 2
2 Diversification | 2021 | 2 | 49.2 | 2
2 Diversification | 2021 | 2 | 49.3 | 1
2 Diversification | 2021 | 2 | 49.4 | 1
2 Diversification | 2021 | 2 | 49.5 | 2
2 Diversification | 2021 | 2 | 49.6 | 1
2 Diversification | 2021 | 2 | 49.9 | 2
2 Diversification | 2021 | 2 | 50 | 1
2 Diversification | 2021 | 2 | 50.1 | 2
2 Diversification | 2021 | 2 | 50.2 | 1
2 Diversification | 2021 | 2 | 50.3 | 1
2 Diversification | 2021 | 2 | 50.5 | 1
2 Diversification | 2021 | 2 | 50.6 | 1
2 Diversification | 2021 | 2 | 50.8 | 1
2 Diversification | 2021 | 2 | 50.9 | 1
2 Diversification | 2021 | 2 | 51.1 | 1
2 Diversification | 2021 | 2 | 51.2 | 1
2 Diversification | 2021 | 2 | 51.3 | 1
2 Diversification | 2021 | 2 | 51.7 | 1
2 Diversification | 2021 | 2 | 51.9 | 1
2 Diversification | 2021 | 2 | 52 | 1
2 Diversification | 2021 | 2 | 52.5 | 2
2 Diversification | 2021 | 2 | 52.6 | 1
2 Diversification | 2021 | 2 | 52.9 | 1
2 Diversification | 2021 | 2 | 53.1 | 1
2 Diversification | 2021 | 2 | 53.3 | 1
2 Diversification | 2021 | 2 | 53.5 | 1
2 Diversification | 2021 | 2 | 53.7 | 2
2 Diversification | 2021 | 2 | 53.8 | 1
2 Diversification | 2021 | 2 | 53.9 | 1
2 Diversification | 2021 | 2 | 54.2 | 2
2 Diversification | 2021 | 2 | 54.8 | 1
2 Diversification | 2021 | 2 | 55 | 1
2 Diversification | 2021 | 2 | 55.3 | 1
2 Diversification | 2021 | 2 | 56.3 | 1
2 Diversification | 2021 | 2 | 56.6 | 1
2 Diversification | 2021 | 2 | 57 | 2
2 Diversification | 2021 | 2 | 57.2 | 1
2 Diversification | 2021 | 2 | 57.6 | 1
2 Diversification | 2021 | 2 | 58.1 | 1
2 Diversification | 2021 | 2 | 58.3 | 2
2 Diversification | 2021 | 2 | 58.8 | 1
2 Diversification | 2021 | 2 | 59.2 | 1
2 Diversification | 2021 | 2 | 59.5 | 1
2 Diversification | 2021 | 2 | 59.6 | 2
2 Diversification | 2021 | 2 | 60 | 1
2 Diversification | 2021 | 2 | 60.6 | 1
2 Diversification | 2021 | 2 | 61.8 | 1
2 Diversification | 2021 | 2 | 62.3 | 1
2 Diversification | 2021 | 2 | 63.3 | 2
2 Diversification | 2021 | 2 | 64.2 | 1
2 Diversification | 2021 | 2 | 65.2 | 1
2 Diversification | 2021 | 2 | 67.8 | 1
2 Diversification | 2021 | 2 | 70 | 1
2 Diversification | 2021 | 2 | 75.5 | 2
2 Diversification | 2021 | 2 | 76.9 | 1
2 Diversification | 2021 | 2 | 99.6 | 1
2 Diversification | 2021 | 2 | 164.7 | 1
2 Diversification | 2021 | 2 | 231.3 | 1
2 Diversification | 2021 | 3 | -69.6 | 1
2 Diversification | 2021 | 3 | -66.6 | 1
2 Diversification | 2021 | 3 | -65.6 | 1
2 Diversification | 2021 | 3 | -64.7 | 1
2 Diversification | 2021 | 3 | -61.5 | 1
2 Diversification | 2021 | 3 | -59.8 | 1
2 Diversification | 2021 | 3 | -57.3 | 1
2 Diversification | 2021 | 3 | -56.7 | 1
2 Diversification | 2021 | 3 | -54.9 | 1
2 Diversification | 2021 | 3 | -53 | 1
2 Diversification | 2021 | 3 | -52.5 | 1
2 Diversification | 2021 | 3 | -52.2 | 1
2 Diversification | 2021 | 3 | -51.6 | 1
2 Diversification | 2021 | 3 | -50.9 | 1
2 Diversification | 2021 | 3 | -50.1 | 1
2 Diversification | 2021 | 3 | -48.4 | 1
2 Diversification | 2021 | 3 | -47.9 | 1
2 Diversification | 2021 | 3 | -47.6 | 1
2 Diversification | 2021 | 3 | -47.5 | 2
2 Diversification | 2021 | 3 | -47.4 | 1
2 Diversification | 2021 | 3 | -47 | 1
2 Diversification | 2021 | 3 | -46.9 | 1
2 Diversification | 2021 | 3 | -46.2 | 2
2 Diversification | 2021 | 3 | -45.7 | 1
2 Diversification | 2021 | 3 | -45.5 | 1
2 Diversification | 2021 | 3 | -45.4 | 1
2 Diversification | 2021 | 3 | -45 | 1
2 Diversification | 2021 | 3 | -44.8 | 1
2 Diversification | 2021 | 3 | -44.7 | 2
2 Diversification | 2021 | 3 | -44.1 | 3
2 Diversification | 2021 | 3 | -44 | 1
2 Diversification | 2021 | 3 | -43.8 | 1
2 Diversification | 2021 | 3 | -43.6 | 1
2 Diversification | 2021 | 3 | -43.5 | 1
2 Diversification | 2021 | 3 | -43.1 | 2
2 Diversification | 2021 | 3 | -42.4 | 1
2 Diversification | 2021 | 3 | -42.3 | 1
2 Diversification | 2021 | 3 | -42.1 | 2
2 Diversification | 2021 | 3 | -42 | 1
2 Diversification | 2021 | 3 | -41.9 | 1
2 Diversification | 2021 | 3 | -41.7 | 2
2 Diversification | 2021 | 3 | -41.6 | 3
2 Diversification | 2021 | 3 | -41.5 | 4
2 Diversification | 2021 | 3 | -41.3 | 3
2 Diversification | 2021 | 3 | -41.2 | 1
2 Diversification | 2021 | 3 | -41 | 1
2 Diversification | 2021 | 3 | -40.7 | 1
2 Diversification | 2021 | 3 | -40.5 | 2
2 Diversification | 2021 | 3 | -40.4 | 1
2 Diversification | 2021 | 3 | -40.3 | 1
2 Diversification | 2021 | 3 | -40.2 | 1
2 Diversification | 2021 | 3 | -40 | 1
2 Diversification | 2021 | 3 | -39.9 | 1
2 Diversification | 2021 | 3 | -39.7 | 1
2 Diversification | 2021 | 3 | -39.6 | 2
2 Diversification | 2021 | 3 | -39.4 | 3
2 Diversification | 2021 | 3 | -39.3 | 1
2 Diversification | 2021 | 3 | -39.2 | 2
2 Diversification | 2021 | 3 | -39 | 1
2 Diversification | 2021 | 3 | -38.7 | 1
2 Diversification | 2021 | 3 | -38.4 | 1
2 Diversification | 2021 | 3 | -38.1 | 2
2 Diversification | 2021 | 3 | -38 | 3
2 Diversification | 2021 | 3 | -37.9 | 1
2 Diversification | 2021 | 3 | -37.8 | 1
2 Diversification | 2021 | 3 | -37.5 | 2
2 Diversification | 2021 | 3 | -37.4 | 2
2 Diversification | 2021 | 3 | -37.3 | 3
2 Diversification | 2021 | 3 | -37.2 | 1
2 Diversification | 2021 | 3 | -37.1 | 3
2 Diversification | 2021 | 3 | -37 | 2
2 Diversification | 2021 | 3 | -36.9 | 2
2 Diversification | 2021 | 3 | -36.8 | 3
2 Diversification | 2021 | 3 | -36.6 | 1
2 Diversification | 2021 | 3 | -36.5 | 2
2 Diversification | 2021 | 3 | -36.4 | 6
2 Diversification | 2021 | 3 | -36.3 | 4
2 Diversification | 2021 | 3 | -36.2 | 1
2 Diversification | 2021 | 3 | -36.1 | 2
2 Diversification | 2021 | 3 | -36 | 1
2 Diversification | 2021 | 3 | -35.9 | 1
2 Diversification | 2021 | 3 | -35.8 | 3
2 Diversification | 2021 | 3 | -35.7 | 4
2 Diversification | 2021 | 3 | -35.6 | 1
2 Diversification | 2021 | 3 | -35.5 | 2
2 Diversification | 2021 | 3 | -35.4 | 1
2 Diversification | 2021 | 3 | -35.3 | 2
2 Diversification | 2021 | 3 | -35.2 | 1
2 Diversification | 2021 | 3 | -35 | 3
2 Diversification | 2021 | 3 | -34.9 | 2
2 Diversification | 2021 | 3 | -34.8 | 2
2 Diversification | 2021 | 3 | -34.7 | 1
2 Diversification | 2021 | 3 | -34.6 | 1
2 Diversification | 2021 | 3 | -34.5 | 1
2 Diversification | 2021 | 3 | -34.4 | 2
2 Diversification | 2021 | 3 | -34.3 | 3
2 Diversification | 2021 | 3 | -34.2 | 2
2 Diversification | 2021 | 3 | -34.1 | 1
2 Diversification | 2021 | 3 | -34 | 3
2 Diversification | 2021 | 3 | -33.9 | 1
2 Diversification | 2021 | 3 | -33.8 | 1
2 Diversification | 2021 | 3 | -33.7 | 3
2 Diversification | 2021 | 3 | -33.6 | 2
2 Diversification | 2021 | 3 | -33.5 | 1
2 Diversification | 2021 | 3 | -33.4 | 2
2 Diversification | 2021 | 3 | -33.3 | 5
2 Diversification | 2021 | 3 | -33.2 | 3
2 Diversification | 2021 | 3 | -33.1 | 1
2 Diversification | 2021 | 3 | -33 | 1
2 Diversification | 2021 | 3 | -32.9 | 2
2 Diversification | 2021 | 3 | -32.8 | 4
2 Diversification | 2021 | 3 | -32.7 | 3
2 Diversification | 2021 | 3 | -32.6 | 1
2 Diversification | 2021 | 3 | -32.5 | 4
2 Diversification | 2021 | 3 | -32.4 | 2
2 Diversification | 2021 | 3 | -32.3 | 2
2 Diversification | 2021 | 3 | -32.2 | 1
2 Diversification | 2021 | 3 | -32.1 | 3
2 Diversification | 2021 | 3 | -32 | 3
2 Diversification | 2021 | 3 | -31.9 | 9
2 Diversification | 2021 | 3 | -31.8 | 3
2 Diversification | 2021 | 3 | -31.7 | 6
2 Diversification | 2021 | 3 | -31.6 | 2
2 Diversification | 2021 | 3 | -31.5 | 5
2 Diversification | 2021 | 3 | -31.4 | 4
2 Diversification | 2021 | 3 | -31.3 | 2
2 Diversification | 2021 | 3 | -31.2 | 7
2 Diversification | 2021 | 3 | -31.1 | 3
2 Diversification | 2021 | 3 | -31 | 6
2 Diversification | 2021 | 3 | -30.9 | 7
2 Diversification | 2021 | 3 | -30.8 | 4
2 Diversification | 2021 | 3 | -30.7 | 5
2 Diversification | 2021 | 3 | -30.6 | 3
2 Diversification | 2021 | 3 | -30.5 | 7
2 Diversification | 2021 | 3 | -30.4 | 4
2 Diversification | 2021 | 3 | -30.3 | 2
2 Diversification | 2021 | 3 | -30.2 | 2
2 Diversification | 2021 | 3 | -30.1 | 5
2 Diversification | 2021 | 3 | -30 | 4
2 Diversification | 2021 | 3 | -29.9 | 2
2 Diversification | 2021 | 3 | -29.8 | 3
2 Diversification | 2021 | 3 | -29.7 | 2
2 Diversification | 2021 | 3 | -29.6 | 8
2 Diversification | 2021 | 3 | -29.5 | 4
2 Diversification | 2021 | 3 | -29.4 | 8
2 Diversification | 2021 | 3 | -29.3 | 6
2 Diversification | 2021 | 3 | -29.2 | 5
2 Diversification | 2021 | 3 | -29.1 | 4
2 Diversification | 2021 | 3 | -29 | 1
2 Diversification | 2021 | 3 | -28.9 | 10
2 Diversification | 2021 | 3 | -28.8 | 7
2 Diversification | 2021 | 3 | -28.7 | 8
2 Diversification | 2021 | 3 | -28.6 | 3
2 Diversification | 2021 | 3 | -28.5 | 8
2 Diversification | 2021 | 3 | -28.4 | 11
2 Diversification | 2021 | 3 | -28.3 | 1
2 Diversification | 2021 | 3 | -28.2 | 5
2 Diversification | 2021 | 3 | -28.1 | 6
2 Diversification | 2021 | 3 | -28 | 4
2 Diversification | 2021 | 3 | -27.9 | 7
2 Diversification | 2021 | 3 | -27.8 | 5
2 Diversification | 2021 | 3 | -27.7 | 9
2 Diversification | 2021 | 3 | -27.6 | 7
2 Diversification | 2021 | 3 | -27.5 | 8
2 Diversification | 2021 | 3 | -27.4 | 4
2 Diversification | 2021 | 3 | -27.3 | 3
2 Diversification | 2021 | 3 | -27.2 | 7
2 Diversification | 2021 | 3 | -27.1 | 5
2 Diversification | 2021 | 3 | -27 | 2
2 Diversification | 2021 | 3 | -26.9 | 8
2 Diversification | 2021 | 3 | -26.8 | 7
2 Diversification | 2021 | 3 | -26.7 | 1
2 Diversification | 2021 | 3 | -26.6 | 5
2 Diversification | 2021 | 3 | -26.5 | 11
2 Diversification | 2021 | 3 | -26.4 | 8
2 Diversification | 2021 | 3 | -26.3 | 4
2 Diversification | 2021 | 3 | -26.2 | 10
2 Diversification | 2021 | 3 | -26.1 | 8
2 Diversification | 2021 | 3 | -26 | 5
2 Diversification | 2021 | 3 | -25.9 | 8
2 Diversification | 2021 | 3 | -25.8 | 10
2 Diversification | 2021 | 3 | -25.7 | 10
2 Diversification | 2021 | 3 | -25.6 | 11
2 Diversification | 2021 | 3 | -25.5 | 8
2 Diversification | 2021 | 3 | -25.4 | 8
2 Diversification | 2021 | 3 | -25.3 | 12
2 Diversification | 2021 | 3 | -25.2 | 12
2 Diversification | 2021 | 3 | -25.1 | 10
2 Diversification | 2021 | 3 | -25 | 8
2 Diversification | 2021 | 3 | -24.9 | 10
2 Diversification | 2021 | 3 | -24.8 | 10
2 Diversification | 2021 | 3 | -24.7 | 8
2 Diversification | 2021 | 3 | -24.6 | 5
2 Diversification | 2021 | 3 | -24.5 | 9
2 Diversification | 2021 | 3 | -24.4 | 11
2 Diversification | 2021 | 3 | -24.3 | 10
2 Diversification | 2021 | 3 | -24.2 | 13
2 Diversification | 2021 | 3 | -24.1 | 7
2 Diversification | 2021 | 3 | -24 | 10
2 Diversification | 2021 | 3 | -23.9 | 10
2 Diversification | 2021 | 3 | -23.8 | 5
2 Diversification | 2021 | 3 | -23.7 | 10
2 Diversification | 2021 | 3 | -23.6 | 12
2 Diversification | 2021 | 3 | -23.5 | 8
2 Diversification | 2021 | 3 | -23.4 | 10
2 Diversification | 2021 | 3 | -23.3 | 12
2 Diversification | 2021 | 3 | -23.2 | 8
2 Diversification | 2021 | 3 | -23.1 | 8
2 Diversification | 2021 | 3 | -23 | 16
2 Diversification | 2021 | 3 | -22.9 | 4
2 Diversification | 2021 | 3 | -22.8 | 10
2 Diversification | 2021 | 3 | -22.7 | 14
2 Diversification | 2021 | 3 | -22.6 | 12
2 Diversification | 2021 | 3 | -22.5 | 10
2 Diversification | 2021 | 3 | -22.4 | 11
2 Diversification | 2021 | 3 | -22.3 | 9
2 Diversification | 2021 | 3 | -22.2 | 4
2 Diversification | 2021 | 3 | -22.1 | 16
2 Diversification | 2021 | 3 | -22 | 16
2 Diversification | 2021 | 3 | -21.9 | 8
2 Diversification | 2021 | 3 | -21.8 | 16
2 Diversification | 2021 | 3 | -21.7 | 17
2 Diversification | 2021 | 3 | -21.6 | 11
2 Diversification | 2021 | 3 | -21.5 | 6
2 Diversification | 2021 | 3 | -21.4 | 8
2 Diversification | 2021 | 3 | -21.3 | 9
2 Diversification | 2021 | 3 | -21.2 | 13
2 Diversification | 2021 | 3 | -21.1 | 13
2 Diversification | 2021 | 3 | -21 | 11
2 Diversification | 2021 | 3 | -20.9 | 12
2 Diversification | 2021 | 3 | -20.8 | 11
2 Diversification | 2021 | 3 | -20.7 | 17
2 Diversification | 2021 | 3 | -20.6 | 8
2 Diversification | 2021 | 3 | -20.5 | 14
2 Diversification | 2021 | 3 | -20.4 | 15
2 Diversification | 2021 | 3 | -20.3 | 16
2 Diversification | 2021 | 3 | -20.2 | 17
2 Diversification | 2021 | 3 | -20.1 | 13
2 Diversification | 2021 | 3 | -20 | 19
2 Diversification | 2021 | 3 | -19.9 | 16
2 Diversification | 2021 | 3 | -19.8 | 17
2 Diversification | 2021 | 3 | -19.7 | 25
2 Diversification | 2021 | 3 | -19.6 | 14
2 Diversification | 2021 | 3 | -19.5 | 14
2 Diversification | 2021 | 3 | -19.4 | 15
2 Diversification | 2021 | 3 | -19.3 | 16
2 Diversification | 2021 | 3 | -19.2 | 20
2 Diversification | 2021 | 3 | -19.1 | 23
2 Diversification | 2021 | 3 | -19 | 11
2 Diversification | 2021 | 3 | -18.9 | 17
2 Diversification | 2021 | 3 | -18.8 | 17
2 Diversification | 2021 | 3 | -18.7 | 21
2 Diversification | 2021 | 3 | -18.6 | 17
2 Diversification | 2021 | 3 | -18.5 | 17
2 Diversification | 2021 | 3 | -18.4 | 13
2 Diversification | 2021 | 3 | -18.3 | 25
2 Diversification | 2021 | 3 | -18.2 | 17
2 Diversification | 2021 | 3 | -18.1 | 21
2 Diversification | 2021 | 3 | -18 | 18
2 Diversification | 2021 | 3 | -17.9 | 20
2 Diversification | 2021 | 3 | -17.8 | 18
2 Diversification | 2021 | 3 | -17.7 | 22
2 Diversification | 2021 | 3 | -17.6 | 27
2 Diversification | 2021 | 3 | -17.5 | 28
2 Diversification | 2021 | 3 | -17.4 | 23
2 Diversification | 2021 | 3 | -17.3 | 18
2 Diversification | 2021 | 3 | -17.2 | 17
2 Diversification | 2021 | 3 | -17.1 | 23
2 Diversification | 2021 | 3 | -17 | 18
2 Diversification | 2021 | 3 | -16.9 | 26
2 Diversification | 2021 | 3 | -16.8 | 25
2 Diversification | 2021 | 3 | -16.7 | 19
2 Diversification | 2021 | 3 | -16.6 | 20
2 Diversification | 2021 | 3 | -16.5 | 26
2 Diversification | 2021 | 3 | -16.4 | 21
2 Diversification | 2021 | 3 | -16.3 | 31
2 Diversification | 2021 | 3 | -16.2 | 31
2 Diversification | 2021 | 3 | -16.1 | 26
2 Diversification | 2021 | 3 | -16 | 19
2 Diversification | 2021 | 3 | -15.9 | 17
2 Diversification | 2021 | 3 | -15.8 | 23
2 Diversification | 2021 | 3 | -15.7 | 19
2 Diversification | 2021 | 3 | -15.6 | 24
2 Diversification | 2021 | 3 | -15.5 | 25
2 Diversification | 2021 | 3 | -15.4 | 18
2 Diversification | 2021 | 3 | -15.3 | 21
2 Diversification | 2021 | 3 | -15.2 | 22
2 Diversification | 2021 | 3 | -15.1 | 20
2 Diversification | 2021 | 3 | -15 | 27
2 Diversification | 2021 | 3 | -14.9 | 23
2 Diversification | 2021 | 3 | -14.8 | 36
2 Diversification | 2021 | 3 | -14.7 | 31
2 Diversification | 2021 | 3 | -14.6 | 27
2 Diversification | 2021 | 3 | -14.5 | 33
2 Diversification | 2021 | 3 | -14.4 | 24
2 Diversification | 2021 | 3 | -14.3 | 23
2 Diversification | 2021 | 3 | -14.2 | 33
2 Diversification | 2021 | 3 | -14.1 | 28
2 Diversification | 2021 | 3 | -14 | 27
2 Diversification | 2021 | 3 | -13.9 | 24
2 Diversification | 2021 | 3 | -13.8 | 30
2 Diversification | 2021 | 3 | -13.7 | 18
2 Diversification | 2021 | 3 | -13.6 | 29
2 Diversification | 2021 | 3 | -13.5 | 25
2 Diversification | 2021 | 3 | -13.4 | 19
2 Diversification | 2021 | 3 | -13.3 | 19
2 Diversification | 2021 | 3 | -13.2 | 22
2 Diversification | 2021 | 3 | -13.1 | 28
2 Diversification | 2021 | 3 | -13 | 15
2 Diversification | 2021 | 3 | -12.9 | 28
2 Diversification | 2021 | 3 | -12.8 | 26
2 Diversification | 2021 | 3 | -12.7 | 18
2 Diversification | 2021 | 3 | -12.6 | 28
2 Diversification | 2021 | 3 | -12.5 | 31
2 Diversification | 2021 | 3 | -12.4 | 28
2 Diversification | 2021 | 3 | -12.3 | 30
2 Diversification | 2021 | 3 | -12.2 | 21
2 Diversification | 2021 | 3 | -12.1 | 30
2 Diversification | 2021 | 3 | -12 | 26
2 Diversification | 2021 | 3 | -11.9 | 35
2 Diversification | 2021 | 3 | -11.8 | 28
2 Diversification | 2021 | 3 | -11.7 | 26
2 Diversification | 2021 | 3 | -11.6 | 27
2 Diversification | 2021 | 3 | -11.5 | 27
2 Diversification | 2021 | 3 | -11.4 | 24
2 Diversification | 2021 | 3 | -11.3 | 27
2 Diversification | 2021 | 3 | -11.2 | 19
2 Diversification | 2021 | 3 | -11.1 | 37
2 Diversification | 2021 | 3 | -11 | 22
2 Diversification | 2021 | 3 | -10.9 | 38
2 Diversification | 2021 | 3 | -10.8 | 27
2 Diversification | 2021 | 3 | -10.7 | 17
2 Diversification | 2021 | 3 | -10.6 | 30
2 Diversification | 2021 | 3 | -10.5 | 39
2 Diversification | 2021 | 3 | -10.4 | 25
2 Diversification | 2021 | 3 | -10.3 | 29
2 Diversification | 2021 | 3 | -10.2 | 29
2 Diversification | 2021 | 3 | -10.1 | 35
2 Diversification | 2021 | 3 | -10 | 29
2 Diversification | 2021 | 3 | -9.9 | 27
2 Diversification | 2021 | 3 | -9.8 | 37
2 Diversification | 2021 | 3 | -9.7 | 27
2 Diversification | 2021 | 3 | -9.6 | 39
2 Diversification | 2021 | 3 | -9.5 | 34
2 Diversification | 2021 | 3 | -9.4 | 40
2 Diversification | 2021 | 3 | -9.3 | 40
2 Diversification | 2021 | 3 | -9.2 | 25
2 Diversification | 2021 | 3 | -9.1 | 36
2 Diversification | 2021 | 3 | -9 | 35
2 Diversification | 2021 | 3 | -8.9 | 28
2 Diversification | 2021 | 3 | -8.8 | 29
2 Diversification | 2021 | 3 | -8.7 | 33
2 Diversification | 2021 | 3 | -8.6 | 31
2 Diversification | 2021 | 3 | -8.5 | 32
2 Diversification | 2021 | 3 | -8.4 | 27
2 Diversification | 2021 | 3 | -8.3 | 29
2 Diversification | 2021 | 3 | -8.2 | 32
2 Diversification | 2021 | 3 | -8.1 | 25
2 Diversification | 2021 | 3 | -8 | 32
2 Diversification | 2021 | 3 | -7.9 | 25
2 Diversification | 2021 | 3 | -7.8 | 35
2 Diversification | 2021 | 3 | -7.7 | 30
2 Diversification | 2021 | 3 | -7.6 | 32
2 Diversification | 2021 | 3 | -7.5 | 23
2 Diversification | 2021 | 3 | -7.4 | 25
2 Diversification | 2021 | 3 | -7.3 | 33
2 Diversification | 2021 | 3 | -7.2 | 31
2 Diversification | 2021 | 3 | -7.1 | 33
2 Diversification | 2021 | 3 | -7 | 19
2 Diversification | 2021 | 3 | -6.9 | 28
2 Diversification | 2021 | 3 | -6.8 | 36
2 Diversification | 2021 | 3 | -6.7 | 28
2 Diversification | 2021 | 3 | -6.6 | 29
2 Diversification | 2021 | 3 | -6.5 | 31
2 Diversification | 2021 | 3 | -6.4 | 23
2 Diversification | 2021 | 3 | -6.3 | 25
2 Diversification | 2021 | 3 | -6.2 | 26
2 Diversification | 2021 | 3 | -6.1 | 28
2 Diversification | 2021 | 3 | -6 | 26
2 Diversification | 2021 | 3 | -5.9 | 20
2 Diversification | 2021 | 3 | -5.8 | 14
2 Diversification | 2021 | 3 | -5.7 | 22
2 Diversification | 2021 | 3 | -5.6 | 31
2 Diversification | 2021 | 3 | -5.5 | 31
2 Diversification | 2021 | 3 | -5.4 | 23
2 Diversification | 2021 | 3 | -5.3 | 26
2 Diversification | 2021 | 3 | -5.2 | 23
2 Diversification | 2021 | 3 | -5.1 | 16
2 Diversification | 2021 | 3 | -5 | 19
2 Diversification | 2021 | 3 | -4.9 | 24
2 Diversification | 2021 | 3 | -4.8 | 28
2 Diversification | 2021 | 3 | -4.7 | 24
2 Diversification | 2021 | 3 | -4.6 | 23
2 Diversification | 2021 | 3 | -4.5 | 17
2 Diversification | 2021 | 3 | -4.4 | 11
2 Diversification | 2021 | 3 | -4.3 | 19
2 Diversification | 2021 | 3 | -4.2 | 18
2 Diversification | 2021 | 3 | -4.1 | 20
2 Diversification | 2021 | 3 | -4 | 13
2 Diversification | 2021 | 3 | -3.9 | 25
2 Diversification | 2021 | 3 | -3.8 | 19
2 Diversification | 2021 | 3 | -3.7 | 15
2 Diversification | 2021 | 3 | -3.6 | 17
2 Diversification | 2021 | 3 | -3.5 | 25
2 Diversification | 2021 | 3 | -3.4 | 20
2 Diversification | 2021 | 3 | -3.3 | 26
2 Diversification | 2021 | 3 | -3.2 | 15
2 Diversification | 2021 | 3 | -3.1 | 16
2 Diversification | 2021 | 3 | -3 | 15
2 Diversification | 2021 | 3 | -2.9 | 16
2 Diversification | 2021 | 3 | -2.8 | 12
2 Diversification | 2021 | 3 | -2.7 | 15
2 Diversification | 2021 | 3 | -2.6 | 19
2 Diversification | 2021 | 3 | -2.5 | 15
2 Diversification | 2021 | 3 | -2.4 | 15
2 Diversification | 2021 | 3 | -2.3 | 17
2 Diversification | 2021 | 3 | -2.2 | 24
2 Diversification | 2021 | 3 | -2.1 | 15
2 Diversification | 2021 | 3 | -2 | 15
2 Diversification | 2021 | 3 | -1.9 | 14
2 Diversification | 2021 | 3 | -1.8 | 16
2 Diversification | 2021 | 3 | -1.7 | 9
2 Diversification | 2021 | 3 | -1.6 | 13
2 Diversification | 2021 | 3 | -1.5 | 16
2 Diversification | 2021 | 3 | -1.4 | 9
2 Diversification | 2021 | 3 | -1.3 | 10
2 Diversification | 2021 | 3 | -1.2 | 16
2 Diversification | 2021 | 3 | -1.1 | 14
2 Diversification | 2021 | 3 | -1 | 13
2 Diversification | 2021 | 3 | -0.9 | 12
2 Diversification | 2021 | 3 | -0.8 | 10
2 Diversification | 2021 | 3 | -0.7 | 16
2 Diversification | 2021 | 3 | -0.6 | 6
2 Diversification | 2021 | 3 | -0.5 | 8
2 Diversification | 2021 | 3 | -0.4 | 11
2 Diversification | 2021 | 3 | -0.3 | 7
2 Diversification | 2021 | 3 | -0.2 | 7
2 Diversification | 2021 | 3 | -0.1 | 15
2 Diversification | 2021 | 3 | 0 | 166
2 Diversification | 2021 | 3 | 0.1 | 6
2 Diversification | 2021 | 3 | 0.2 | 6
2 Diversification | 2021 | 3 | 0.3 | 12
2 Diversification | 2021 | 3 | 0.4 | 11
2 Diversification | 2021 | 3 | 0.5 | 14
2 Diversification | 2021 | 3 | 0.6 | 7
2 Diversification | 2021 | 3 | 0.7 | 14
2 Diversification | 2021 | 3 | 0.8 | 13
2 Diversification | 2021 | 3 | 0.9 | 11
2 Diversification | 2021 | 3 | 1 | 4
2 Diversification | 2021 | 3 | 1.1 | 12
2 Diversification | 2021 | 3 | 1.2 | 13
2 Diversification | 2021 | 3 | 1.3 | 11
2 Diversification | 2021 | 3 | 1.4 | 22
2 Diversification | 2021 | 3 | 1.5 | 9
2 Diversification | 2021 | 3 | 1.6 | 11
2 Diversification | 2021 | 3 | 1.7 | 16
2 Diversification | 2021 | 3 | 1.8 | 10
2 Diversification | 2021 | 3 | 1.9 | 6
2 Diversification | 2021 | 3 | 2 | 15
2 Diversification | 2021 | 3 | 2.1 | 19
2 Diversification | 2021 | 3 | 2.2 | 14
2 Diversification | 2021 | 3 | 2.3 | 17
2 Diversification | 2021 | 3 | 2.4 | 14
2 Diversification | 2021 | 3 | 2.5 | 17
2 Diversification | 2021 | 3 | 2.6 | 13
2 Diversification | 2021 | 3 | 2.7 | 15
2 Diversification | 2021 | 3 | 2.8 | 10
2 Diversification | 2021 | 3 | 2.9 | 11
2 Diversification | 2021 | 3 | 3 | 23
2 Diversification | 2021 | 3 | 3.1 | 18
2 Diversification | 2021 | 3 | 3.2 | 15
2 Diversification | 2021 | 3 | 3.3 | 21
2 Diversification | 2021 | 3 | 3.4 | 17
2 Diversification | 2021 | 3 | 3.5 | 19
2 Diversification | 2021 | 3 | 3.6 | 13
2 Diversification | 2021 | 3 | 3.7 | 13
2 Diversification | 2021 | 3 | 3.8 | 30
2 Diversification | 2021 | 3 | 3.9 | 15
2 Diversification | 2021 | 3 | 4 | 14
2 Diversification | 2021 | 3 | 4.1 | 24
2 Diversification | 2021 | 3 | 4.2 | 23
2 Diversification | 2021 | 3 | 4.3 | 28
2 Diversification | 2021 | 3 | 4.4 | 20
2 Diversification | 2021 | 3 | 4.5 | 20
2 Diversification | 2021 | 3 | 4.6 | 21
2 Diversification | 2021 | 3 | 4.7 | 16
2 Diversification | 2021 | 3 | 4.8 | 23
2 Diversification | 2021 | 3 | 4.9 | 17
2 Diversification | 2021 | 3 | 5 | 17
2 Diversification | 2021 | 3 | 5.1 | 24
2 Diversification | 2021 | 3 | 5.2 | 24
2 Diversification | 2021 | 3 | 5.3 | 25
2 Diversification | 2021 | 3 | 5.4 | 23
2 Diversification | 2021 | 3 | 5.5 | 20
2 Diversification | 2021 | 3 | 5.6 | 21
2 Diversification | 2021 | 3 | 5.7 | 23
2 Diversification | 2021 | 3 | 5.8 | 29
2 Diversification | 2021 | 3 | 5.9 | 21
2 Diversification | 2021 | 3 | 6 | 26
2 Diversification | 2021 | 3 | 6.1 | 25
2 Diversification | 2021 | 3 | 6.2 | 29
2 Diversification | 2021 | 3 | 6.3 | 33
2 Diversification | 2021 | 3 | 6.4 | 22
2 Diversification | 2021 | 3 | 6.5 | 29
2 Diversification | 2021 | 3 | 6.6 | 25
2 Diversification | 2021 | 3 | 6.7 | 30
2 Diversification | 2021 | 3 | 6.8 | 22
2 Diversification | 2021 | 3 | 6.9 | 33
2 Diversification | 2021 | 3 | 7 | 20
2 Diversification | 2021 | 3 | 7.1 | 27
2 Diversification | 2021 | 3 | 7.2 | 30
2 Diversification | 2021 | 3 | 7.3 | 20
2 Diversification | 2021 | 3 | 7.4 | 37
2 Diversification | 2021 | 3 | 7.5 | 33
2 Diversification | 2021 | 3 | 7.6 | 26
2 Diversification | 2021 | 3 | 7.7 | 27
2 Diversification | 2021 | 3 | 7.8 | 34
2 Diversification | 2021 | 3 | 7.9 | 26
2 Diversification | 2021 | 3 | 8 | 20
2 Diversification | 2021 | 3 | 8.1 | 33
2 Diversification | 2021 | 3 | 8.2 | 36
2 Diversification | 2021 | 3 | 8.3 | 20
2 Diversification | 2021 | 3 | 8.4 | 30
2 Diversification | 2021 | 3 | 8.5 | 33
2 Diversification | 2021 | 3 | 8.6 | 26
2 Diversification | 2021 | 3 | 8.7 | 34
2 Diversification | 2021 | 3 | 8.8 | 25
2 Diversification | 2021 | 3 | 8.9 | 27
2 Diversification | 2021 | 3 | 9 | 37
2 Diversification | 2021 | 3 | 9.1 | 22
2 Diversification | 2021 | 3 | 9.2 | 18
2 Diversification | 2021 | 3 | 9.3 | 33
2 Diversification | 2021 | 3 | 9.4 | 23
2 Diversification | 2021 | 3 | 9.5 | 34
2 Diversification | 2021 | 3 | 9.6 | 26
2 Diversification | 2021 | 3 | 9.7 | 29
2 Diversification | 2021 | 3 | 9.8 | 34
2 Diversification | 2021 | 3 | 9.9 | 21
2 Diversification | 2021 | 3 | 10 | 24
2 Diversification | 2021 | 3 | 10.1 | 26
2 Diversification | 2021 | 3 | 10.2 | 45
2 Diversification | 2021 | 3 | 10.3 | 33
2 Diversification | 2021 | 3 | 10.4 | 20
2 Diversification | 2021 | 3 | 10.5 | 32
2 Diversification | 2021 | 3 | 10.6 | 27
2 Diversification | 2021 | 3 | 10.7 | 22
2 Diversification | 2021 | 3 | 10.8 | 27
2 Diversification | 2021 | 3 | 10.9 | 27
2 Diversification | 2021 | 3 | 11 | 28
2 Diversification | 2021 | 3 | 11.1 | 31
2 Diversification | 2021 | 3 | 11.2 | 26
2 Diversification | 2021 | 3 | 11.3 | 26
2 Diversification | 2021 | 3 | 11.4 | 25
2 Diversification | 2021 | 3 | 11.5 | 35
2 Diversification | 2021 | 3 | 11.6 | 23
2 Diversification | 2021 | 3 | 11.7 | 28
2 Diversification | 2021 | 3 | 11.8 | 19
2 Diversification | 2021 | 3 | 11.9 | 27
2 Diversification | 2021 | 3 | 12 | 31
2 Diversification | 2021 | 3 | 12.1 | 32
2 Diversification | 2021 | 3 | 12.2 | 30
2 Diversification | 2021 | 3 | 12.3 | 25
2 Diversification | 2021 | 3 | 12.4 | 23
2 Diversification | 2021 | 3 | 12.5 | 27
2 Diversification | 2021 | 3 | 12.6 | 28
2 Diversification | 2021 | 3 | 12.7 | 21
2 Diversification | 2021 | 3 | 12.8 | 33
2 Diversification | 2021 | 3 | 12.9 | 27
2 Diversification | 2021 | 3 | 13 | 31
2 Diversification | 2021 | 3 | 13.1 | 29
2 Diversification | 2021 | 3 | 13.2 | 22
2 Diversification | 2021 | 3 | 13.3 | 19
2 Diversification | 2021 | 3 | 13.4 | 23
2 Diversification | 2021 | 3 | 13.5 | 31
2 Diversification | 2021 | 3 | 13.6 | 24
2 Diversification | 2021 | 3 | 13.7 | 25
2 Diversification | 2021 | 3 | 13.8 | 25
2 Diversification | 2021 | 3 | 13.9 | 25
2 Diversification | 2021 | 3 | 14 | 21
2 Diversification | 2021 | 3 | 14.1 | 26
2 Diversification | 2021 | 3 | 14.2 | 22
2 Diversification | 2021 | 3 | 14.3 | 18
2 Diversification | 2021 | 3 | 14.4 | 22
2 Diversification | 2021 | 3 | 14.5 | 22
2 Diversification | 2021 | 3 | 14.6 | 28
2 Diversification | 2021 | 3 | 14.7 | 24
2 Diversification | 2021 | 3 | 14.8 | 23
2 Diversification | 2021 | 3 | 14.9 | 34
2 Diversification | 2021 | 3 | 15 | 22
2 Diversification | 2021 | 3 | 15.1 | 18
2 Diversification | 2021 | 3 | 15.2 | 20
2 Diversification | 2021 | 3 | 15.3 | 26
2 Diversification | 2021 | 3 | 15.4 | 13
2 Diversification | 2021 | 3 | 15.5 | 28
2 Diversification | 2021 | 3 | 15.6 | 29
2 Diversification | 2021 | 3 | 15.7 | 22
2 Diversification | 2021 | 3 | 15.8 | 26
2 Diversification | 2021 | 3 | 15.9 | 22
2 Diversification | 2021 | 3 | 16 | 22
2 Diversification | 2021 | 3 | 16.1 | 19
2 Diversification | 2021 | 3 | 16.2 | 24
2 Diversification | 2021 | 3 | 16.3 | 14
2 Diversification | 2021 | 3 | 16.4 | 19
2 Diversification | 2021 | 3 | 16.5 | 11
2 Diversification | 2021 | 3 | 16.6 | 16
2 Diversification | 2021 | 3 | 16.7 | 18
2 Diversification | 2021 | 3 | 16.8 | 17
2 Diversification | 2021 | 3 | 16.9 | 24
2 Diversification | 2021 | 3 | 17 | 25
2 Diversification | 2021 | 3 | 17.1 | 27
2 Diversification | 2021 | 3 | 17.2 | 23
2 Diversification | 2021 | 3 | 17.3 | 23
2 Diversification | 2021 | 3 | 17.4 | 22
2 Diversification | 2021 | 3 | 17.5 | 22
2 Diversification | 2021 | 3 | 17.6 | 25
2 Diversification | 2021 | 3 | 17.7 | 17
2 Diversification | 2021 | 3 | 17.8 | 24
2 Diversification | 2021 | 3 | 17.9 | 27
2 Diversification | 2021 | 3 | 18 | 16
2 Diversification | 2021 | 3 | 18.1 | 25
2 Diversification | 2021 | 3 | 18.2 | 22
2 Diversification | 2021 | 3 | 18.3 | 25
2 Diversification | 2021 | 3 | 18.4 | 27
2 Diversification | 2021 | 3 | 18.5 | 19
2 Diversification | 2021 | 3 | 18.6 | 16
2 Diversification | 2021 | 3 | 18.7 | 25
2 Diversification | 2021 | 3 | 18.8 | 14
2 Diversification | 2021 | 3 | 18.9 | 29
2 Diversification | 2021 | 3 | 19 | 20
2 Diversification | 2021 | 3 | 19.1 | 19
2 Diversification | 2021 | 3 | 19.2 | 14
2 Diversification | 2021 | 3 | 19.3 | 17
2 Diversification | 2021 | 3 | 19.4 | 18
2 Diversification | 2021 | 3 | 19.5 | 17
2 Diversification | 2021 | 3 | 19.6 | 17
2 Diversification | 2021 | 3 | 19.7 | 27
2 Diversification | 2021 | 3 | 19.8 | 19
2 Diversification | 2021 | 3 | 19.9 | 23
2 Diversification | 2021 | 3 | 20 | 24
2 Diversification | 2021 | 3 | 20.1 | 18
2 Diversification | 2021 | 3 | 20.2 | 23
2 Diversification | 2021 | 3 | 20.3 | 10
2 Diversification | 2021 | 3 | 20.4 | 23
2 Diversification | 2021 | 3 | 20.5 | 12
2 Diversification | 2021 | 3 | 20.6 | 10
2 Diversification | 2021 | 3 | 20.7 | 18
2 Diversification | 2021 | 3 | 20.8 | 25
2 Diversification | 2021 | 3 | 20.9 | 22
2 Diversification | 2021 | 3 | 21 | 17
2 Diversification | 2021 | 3 | 21.1 | 10
2 Diversification | 2021 | 3 | 21.2 | 16
2 Diversification | 2021 | 3 | 21.3 | 14
2 Diversification | 2021 | 3 | 21.4 | 11
2 Diversification | 2021 | 3 | 21.5 | 15
2 Diversification | 2021 | 3 | 21.6 | 12
2 Diversification | 2021 | 3 | 21.7 | 19
2 Diversification | 2021 | 3 | 21.8 | 24
2 Diversification | 2021 | 3 | 21.9 | 17
2 Diversification | 2021 | 3 | 22 | 13
2 Diversification | 2021 | 3 | 22.1 | 12
2 Diversification | 2021 | 3 | 22.2 | 15
2 Diversification | 2021 | 3 | 22.3 | 16
2 Diversification | 2021 | 3 | 22.4 | 11
2 Diversification | 2021 | 3 | 22.5 | 9
2 Diversification | 2021 | 3 | 22.6 | 22
2 Diversification | 2021 | 3 | 22.7 | 13
2 Diversification | 2021 | 3 | 22.8 | 14
2 Diversification | 2021 | 3 | 22.9 | 17
2 Diversification | 2021 | 3 | 23 | 12
2 Diversification | 2021 | 3 | 23.1 | 6
2 Diversification | 2021 | 3 | 23.2 | 10
2 Diversification | 2021 | 3 | 23.3 | 19
2 Diversification | 2021 | 3 | 23.4 | 15
2 Diversification | 2021 | 3 | 23.5 | 20
2 Diversification | 2021 | 3 | 23.6 | 14
2 Diversification | 2021 | 3 | 23.7 | 11
2 Diversification | 2021 | 3 | 23.8 | 14
2 Diversification | 2021 | 3 | 23.9 | 16
2 Diversification | 2021 | 3 | 24 | 13
2 Diversification | 2021 | 3 | 24.1 | 10
2 Diversification | 2021 | 3 | 24.2 | 14
2 Diversification | 2021 | 3 | 24.3 | 10
2 Diversification | 2021 | 3 | 24.4 | 8
2 Diversification | 2021 | 3 | 24.5 | 12
2 Diversification | 2021 | 3 | 24.6 | 9
2 Diversification | 2021 | 3 | 24.7 | 13
2 Diversification | 2021 | 3 | 24.8 | 6
2 Diversification | 2021 | 3 | 24.9 | 5
2 Diversification | 2021 | 3 | 25 | 12
2 Diversification | 2021 | 3 | 25.1 | 12
2 Diversification | 2021 | 3 | 25.2 | 18
2 Diversification | 2021 | 3 | 25.3 | 6
2 Diversification | 2021 | 3 | 25.4 | 16
2 Diversification | 2021 | 3 | 25.5 | 11
2 Diversification | 2021 | 3 | 25.6 | 9
2 Diversification | 2021 | 3 | 25.7 | 8
2 Diversification | 2021 | 3 | 25.8 | 10
2 Diversification | 2021 | 3 | 25.9 | 4
2 Diversification | 2021 | 3 | 26 | 12
2 Diversification | 2021 | 3 | 26.1 | 9
2 Diversification | 2021 | 3 | 26.2 | 13
2 Diversification | 2021 | 3 | 26.3 | 12
2 Diversification | 2021 | 3 | 26.4 | 4
2 Diversification | 2021 | 3 | 26.5 | 4
2 Diversification | 2021 | 3 | 26.6 | 8
2 Diversification | 2021 | 3 | 26.7 | 7
2 Diversification | 2021 | 3 | 26.8 | 13
2 Diversification | 2021 | 3 | 26.9 | 4
2 Diversification | 2021 | 3 | 27 | 4
2 Diversification | 2021 | 3 | 27.1 | 11
2 Diversification | 2021 | 3 | 27.2 | 11
2 Diversification | 2021 | 3 | 27.3 | 10
2 Diversification | 2021 | 3 | 27.4 | 13
2 Diversification | 2021 | 3 | 27.5 | 8
2 Diversification | 2021 | 3 | 27.6 | 7
2 Diversification | 2021 | 3 | 27.7 | 7
2 Diversification | 2021 | 3 | 27.8 | 8
2 Diversification | 2021 | 3 | 27.9 | 3
2 Diversification | 2021 | 3 | 28 | 12
2 Diversification | 2021 | 3 | 28.1 | 5
2 Diversification | 2021 | 3 | 28.2 | 10
2 Diversification | 2021 | 3 | 28.3 | 12
2 Diversification | 2021 | 3 | 28.4 | 6
2 Diversification | 2021 | 3 | 28.5 | 6
2 Diversification | 2021 | 3 | 28.6 | 8
2 Diversification | 2021 | 3 | 28.7 | 6
2 Diversification | 2021 | 3 | 28.8 | 10
2 Diversification | 2021 | 3 | 28.9 | 8
2 Diversification | 2021 | 3 | 29 | 8
2 Diversification | 2021 | 3 | 29.1 | 10
2 Diversification | 2021 | 3 | 29.2 | 4
2 Diversification | 2021 | 3 | 29.3 | 1
2 Diversification | 2021 | 3 | 29.4 | 2
2 Diversification | 2021 | 3 | 29.5 | 9
2 Diversification | 2021 | 3 | 29.6 | 10
2 Diversification | 2021 | 3 | 29.7 | 9
2 Diversification | 2021 | 3 | 29.8 | 9
2 Diversification | 2021 | 3 | 29.9 | 7
2 Diversification | 2021 | 3 | 30 | 2
2 Diversification | 2021 | 3 | 30.1 | 6
2 Diversification | 2021 | 3 | 30.2 | 9
2 Diversification | 2021 | 3 | 30.3 | 5
2 Diversification | 2021 | 3 | 30.4 | 5
2 Diversification | 2021 | 3 | 30.5 | 9
2 Diversification | 2021 | 3 | 30.6 | 10
2 Diversification | 2021 | 3 | 30.7 | 4
2 Diversification | 2021 | 3 | 30.8 | 7
2 Diversification | 2021 | 3 | 30.9 | 5
2 Diversification | 2021 | 3 | 31 | 2
2 Diversification | 2021 | 3 | 31.1 | 9
2 Diversification | 2021 | 3 | 31.2 | 6
2 Diversification | 2021 | 3 | 31.3 | 7
2 Diversification | 2021 | 3 | 31.4 | 3
2 Diversification | 2021 | 3 | 31.5 | 9
2 Diversification | 2021 | 3 | 31.6 | 5
2 Diversification | 2021 | 3 | 31.7 | 6
2 Diversification | 2021 | 3 | 31.8 | 4
2 Diversification | 2021 | 3 | 31.9 | 6
2 Diversification | 2021 | 3 | 32 | 5
2 Diversification | 2021 | 3 | 32.1 | 6
2 Diversification | 2021 | 3 | 32.2 | 5
2 Diversification | 2021 | 3 | 32.3 | 3
2 Diversification | 2021 | 3 | 32.4 | 8
2 Diversification | 2021 | 3 | 32.5 | 4
2 Diversification | 2021 | 3 | 32.6 | 10
2 Diversification | 2021 | 3 | 32.7 | 11
2 Diversification | 2021 | 3 | 32.8 | 4
2 Diversification | 2021 | 3 | 32.9 | 6
2 Diversification | 2021 | 3 | 33 | 7
2 Diversification | 2021 | 3 | 33.1 | 5
2 Diversification | 2021 | 3 | 33.2 | 4
2 Diversification | 2021 | 3 | 33.3 | 3
2 Diversification | 2021 | 3 | 33.4 | 9
2 Diversification | 2021 | 3 | 33.5 | 7
2 Diversification | 2021 | 3 | 33.6 | 6
2 Diversification | 2021 | 3 | 33.7 | 4
2 Diversification | 2021 | 3 | 33.8 | 4
2 Diversification | 2021 | 3 | 33.9 | 3
2 Diversification | 2021 | 3 | 34 | 3
2 Diversification | 2021 | 3 | 34.1 | 8
2 Diversification | 2021 | 3 | 34.2 | 4
2 Diversification | 2021 | 3 | 34.3 | 6
2 Diversification | 2021 | 3 | 34.4 | 2
2 Diversification | 2021 | 3 | 34.5 | 8
2 Diversification | 2021 | 3 | 34.6 | 3
2 Diversification | 2021 | 3 | 34.8 | 4
2 Diversification | 2021 | 3 | 34.9 | 4
2 Diversification | 2021 | 3 | 35 | 1
2 Diversification | 2021 | 3 | 35.1 | 8
2 Diversification | 2021 | 3 | 35.2 | 9
2 Diversification | 2021 | 3 | 35.3 | 2
2 Diversification | 2021 | 3 | 35.4 | 1
2 Diversification | 2021 | 3 | 35.5 | 3
2 Diversification | 2021 | 3 | 35.6 | 4
2 Diversification | 2021 | 3 | 35.7 | 2
2 Diversification | 2021 | 3 | 35.8 | 4
2 Diversification | 2021 | 3 | 35.9 | 4
2 Diversification | 2021 | 3 | 36 | 2
2 Diversification | 2021 | 3 | 36.1 | 3
2 Diversification | 2021 | 3 | 36.2 | 3
2 Diversification | 2021 | 3 | 36.3 | 5
2 Diversification | 2021 | 3 | 36.4 | 4
2 Diversification | 2021 | 3 | 36.5 | 1
2 Diversification | 2021 | 3 | 36.6 | 3
2 Diversification | 2021 | 3 | 36.7 | 6
2 Diversification | 2021 | 3 | 36.8 | 4
2 Diversification | 2021 | 3 | 36.9 | 2
2 Diversification | 2021 | 3 | 37 | 6
2 Diversification | 2021 | 3 | 37.1 | 2
2 Diversification | 2021 | 3 | 37.2 | 2
2 Diversification | 2021 | 3 | 37.3 | 3
2 Diversification | 2021 | 3 | 37.4 | 4
2 Diversification | 2021 | 3 | 37.5 | 4
2 Diversification | 2021 | 3 | 37.6 | 1
2 Diversification | 2021 | 3 | 37.7 | 5
2 Diversification | 2021 | 3 | 37.8 | 3
2 Diversification | 2021 | 3 | 37.9 | 4
2 Diversification | 2021 | 3 | 38 | 3
2 Diversification | 2021 | 3 | 38.1 | 2
2 Diversification | 2021 | 3 | 38.2 | 7
2 Diversification | 2021 | 3 | 38.3 | 1
2 Diversification | 2021 | 3 | 38.4 | 3
2 Diversification | 2021 | 3 | 38.5 | 3
2 Diversification | 2021 | 3 | 38.6 | 1
2 Diversification | 2021 | 3 | 38.7 | 3
2 Diversification | 2021 | 3 | 38.8 | 3
2 Diversification | 2021 | 3 | 38.9 | 1
2 Diversification | 2021 | 3 | 39 | 2
2 Diversification | 2021 | 3 | 39.1 | 3
2 Diversification | 2021 | 3 | 39.2 | 5
2 Diversification | 2021 | 3 | 39.3 | 2
2 Diversification | 2021 | 3 | 39.4 | 2
2 Diversification | 2021 | 3 | 39.5 | 1
2 Diversification | 2021 | 3 | 39.6 | 3
2 Diversification | 2021 | 3 | 39.7 | 3
2 Diversification | 2021 | 3 | 39.8 | 1
2 Diversification | 2021 | 3 | 39.9 | 5
2 Diversification | 2021 | 3 | 40 | 2
2 Diversification | 2021 | 3 | 40.2 | 1
2 Diversification | 2021 | 3 | 40.3 | 1
2 Diversification | 2021 | 3 | 40.4 | 2
2 Diversification | 2021 | 3 | 40.5 | 2
2 Diversification | 2021 | 3 | 40.8 | 2
2 Diversification | 2021 | 3 | 40.9 | 2
2 Diversification | 2021 | 3 | 41 | 5
2 Diversification | 2021 | 3 | 41.1 | 4
2 Diversification | 2021 | 3 | 41.2 | 2
2 Diversification | 2021 | 3 | 41.3 | 1
2 Diversification | 2021 | 3 | 41.5 | 2
2 Diversification | 2021 | 3 | 41.6 | 2
2 Diversification | 2021 | 3 | 41.7 | 2
2 Diversification | 2021 | 3 | 41.9 | 4
2 Diversification | 2021 | 3 | 42 | 1
2 Diversification | 2021 | 3 | 42.1 | 2
2 Diversification | 2021 | 3 | 42.2 | 1
2 Diversification | 2021 | 3 | 42.3 | 1
2 Diversification | 2021 | 3 | 42.4 | 1
2 Diversification | 2021 | 3 | 42.5 | 4
2 Diversification | 2021 | 3 | 42.8 | 3
2 Diversification | 2021 | 3 | 42.9 | 2
2 Diversification | 2021 | 3 | 43 | 3
2 Diversification | 2021 | 3 | 43.1 | 1
2 Diversification | 2021 | 3 | 43.2 | 2
2 Diversification | 2021 | 3 | 43.3 | 1
2 Diversification | 2021 | 3 | 43.4 | 3
2 Diversification | 2021 | 3 | 43.5 | 1
2 Diversification | 2021 | 3 | 43.6 | 3
2 Diversification | 2021 | 3 | 43.9 | 3
2 Diversification | 2021 | 3 | 44 | 1
2 Diversification | 2021 | 3 | 44.1 | 1
2 Diversification | 2021 | 3 | 44.2 | 2
2 Diversification | 2021 | 3 | 44.3 | 1
2 Diversification | 2021 | 3 | 44.4 | 2
2 Diversification | 2021 | 3 | 44.5 | 1
2 Diversification | 2021 | 3 | 44.6 | 1
2 Diversification | 2021 | 3 | 44.8 | 3
2 Diversification | 2021 | 3 | 45 | 2
2 Diversification | 2021 | 3 | 45.1 | 2
2 Diversification | 2021 | 3 | 45.2 | 2
2 Diversification | 2021 | 3 | 45.3 | 3
2 Diversification | 2021 | 3 | 45.5 | 1
2 Diversification | 2021 | 3 | 45.6 | 2
2 Diversification | 2021 | 3 | 45.8 | 2
2 Diversification | 2021 | 3 | 45.9 | 1
2 Diversification | 2021 | 3 | 46 | 1
2 Diversification | 2021 | 3 | 46.1 | 1
2 Diversification | 2021 | 3 | 46.3 | 2
2 Diversification | 2021 | 3 | 46.4 | 3
2 Diversification | 2021 | 3 | 46.5 | 2
2 Diversification | 2021 | 3 | 46.7 | 1
2 Diversification | 2021 | 3 | 46.9 | 2
2 Diversification | 2021 | 3 | 47 | 1
2 Diversification | 2021 | 3 | 47.3 | 1
2 Diversification | 2021 | 3 | 47.4 | 1
2 Diversification | 2021 | 3 | 47.6 | 3
2 Diversification | 2021 | 3 | 47.7 | 1
2 Diversification | 2021 | 3 | 47.9 | 1
2 Diversification | 2021 | 3 | 48.1 | 1
2 Diversification | 2021 | 3 | 48.2 | 1
2 Diversification | 2021 | 3 | 48.3 | 3
2 Diversification | 2021 | 3 | 48.5 | 1
2 Diversification | 2021 | 3 | 48.6 | 2
2 Diversification | 2021 | 3 | 48.9 | 1
2 Diversification | 2021 | 3 | 49.5 | 1
2 Diversification | 2021 | 3 | 49.7 | 2
2 Diversification | 2021 | 3 | 50.1 | 1
2 Diversification | 2021 | 3 | 50.2 | 1
2 Diversification | 2021 | 3 | 50.3 | 1
2 Diversification | 2021 | 3 | 50.4 | 1
2 Diversification | 2021 | 3 | 50.6 | 1
2 Diversification | 2021 | 3 | 50.8 | 3
2 Diversification | 2021 | 3 | 51.3 | 1
2 Diversification | 2021 | 3 | 51.4 | 1
2 Diversification | 2021 | 3 | 51.9 | 1
2 Diversification | 2021 | 3 | 52.5 | 1
2 Diversification | 2021 | 3 | 52.8 | 1
2 Diversification | 2021 | 3 | 53.2 | 2
2 Diversification | 2021 | 3 | 53.3 | 1
2 Diversification | 2021 | 3 | 53.4 | 2
2 Diversification | 2021 | 3 | 53.5 | 1
2 Diversification | 2021 | 3 | 53.7 | 1
2 Diversification | 2021 | 3 | 53.8 | 1
2 Diversification | 2021 | 3 | 54.1 | 1
2 Diversification | 2021 | 3 | 54.3 | 1
2 Diversification | 2021 | 3 | 54.4 | 1
2 Diversification | 2021 | 3 | 54.6 | 1
2 Diversification | 2021 | 3 | 54.7 | 1
2 Diversification | 2021 | 3 | 54.8 | 2
2 Diversification | 2021 | 3 | 55 | 1
2 Diversification | 2021 | 3 | 55.1 | 1
2 Diversification | 2021 | 3 | 55.5 | 2
2 Diversification | 2021 | 3 | 55.6 | 1
2 Diversification | 2021 | 3 | 56.1 | 1
2 Diversification | 2021 | 3 | 56.4 | 1
2 Diversification | 2021 | 3 | 56.6 | 2
2 Diversification | 2021 | 3 | 56.8 | 1
2 Diversification | 2021 | 3 | 56.9 | 1
2 Diversification | 2021 | 3 | 57 | 1
2 Diversification | 2021 | 3 | 57.1 | 2
2 Diversification | 2021 | 3 | 57.6 | 1
2 Diversification | 2021 | 3 | 57.8 | 1
2 Diversification | 2021 | 3 | 57.9 | 1
2 Diversification | 2021 | 3 | 58 | 1
2 Diversification | 2021 | 3 | 58.4 | 1
2 Diversification | 2021 | 3 | 59 | 2
2 Diversification | 2021 | 3 | 60.3 | 2
2 Diversification | 2021 | 3 | 60.9 | 1
2 Diversification | 2021 | 3 | 61.2 | 1
2 Diversification | 2021 | 3 | 63.5 | 1
2 Diversification | 2021 | 3 | 64.8 | 1
2 Diversification | 2021 | 3 | 65.5 | 1
2 Diversification | 2021 | 3 | 66.1 | 1
2 Diversification | 2021 | 3 | 66.9 | 1
2 Diversification | 2021 | 3 | 67.7 | 1
2 Diversification | 2021 | 3 | 67.8 | 1
2 Diversification | 2021 | 3 | 72.3 | 1
2 Diversification | 2021 | 3 | 72.8 | 1
2 Diversification | 2021 | 3 | 121.3 | 1
2 Diversification | 2021 | 4 | -64.2 | 1
2 Diversification | 2021 | 4 | -64.1 | 1
2 Diversification | 2021 | 4 | -63.9 | 1
2 Diversification | 2021 | 4 | -63.7 | 1
2 Diversification | 2021 | 4 | -63 | 1
2 Diversification | 2021 | 4 | -62.2 | 2
2 Diversification | 2021 | 4 | -58.4 | 1
2 Diversification | 2021 | 4 | -57.1 | 1
2 Diversification | 2021 | 4 | -57 | 1
2 Diversification | 2021 | 4 | -56.7 | 1
2 Diversification | 2021 | 4 | -55.4 | 2
2 Diversification | 2021 | 4 | -55 | 1
2 Diversification | 2021 | 4 | -54.9 | 1
2 Diversification | 2021 | 4 | -52.8 | 1
2 Diversification | 2021 | 4 | -52.6 | 1
2 Diversification | 2021 | 4 | -51.2 | 1
2 Diversification | 2021 | 4 | -51 | 1
2 Diversification | 2021 | 4 | -50.8 | 1
2 Diversification | 2021 | 4 | -49.7 | 1
2 Diversification | 2021 | 4 | -49.4 | 1
2 Diversification | 2021 | 4 | -49 | 1
2 Diversification | 2021 | 4 | -48.8 | 1
2 Diversification | 2021 | 4 | -48.3 | 1
2 Diversification | 2021 | 4 | -48.2 | 2
2 Diversification | 2021 | 4 | -47.8 | 1
2 Diversification | 2021 | 4 | -47.3 | 2
2 Diversification | 2021 | 4 | -46.9 | 1
2 Diversification | 2021 | 4 | -46.5 | 1
2 Diversification | 2021 | 4 | -46.4 | 1
2 Diversification | 2021 | 4 | -45.7 | 2
2 Diversification | 2021 | 4 | -45.3 | 1
2 Diversification | 2021 | 4 | -45 | 2
2 Diversification | 2021 | 4 | -44.9 | 4
2 Diversification | 2021 | 4 | -44.8 | 2
2 Diversification | 2021 | 4 | -44.7 | 2
2 Diversification | 2021 | 4 | -44.1 | 2
2 Diversification | 2021 | 4 | -44 | 1
2 Diversification | 2021 | 4 | -43.9 | 2
2 Diversification | 2021 | 4 | -43.6 | 1
2 Diversification | 2021 | 4 | -43.3 | 1
2 Diversification | 2021 | 4 | -43.1 | 2
2 Diversification | 2021 | 4 | -42.7 | 1
2 Diversification | 2021 | 4 | -42.6 | 2
2 Diversification | 2021 | 4 | -42.5 | 1
2 Diversification | 2021 | 4 | -42.4 | 1
2 Diversification | 2021 | 4 | -42.3 | 1
2 Diversification | 2021 | 4 | -42.1 | 1
2 Diversification | 2021 | 4 | -42 | 2
2 Diversification | 2021 | 4 | -41.8 | 4
2 Diversification | 2021 | 4 | -41.7 | 1
2 Diversification | 2021 | 4 | -41.6 | 1
2 Diversification | 2021 | 4 | -41.4 | 2
2 Diversification | 2021 | 4 | -41.3 | 1
2 Diversification | 2021 | 4 | -41 | 1
2 Diversification | 2021 | 4 | -40.8 | 2
2 Diversification | 2021 | 4 | -40.7 | 1
2 Diversification | 2021 | 4 | -40.4 | 1
2 Diversification | 2021 | 4 | -40.2 | 1
2 Diversification | 2021 | 4 | -40.1 | 1
2 Diversification | 2021 | 4 | -39.9 | 2
2 Diversification | 2021 | 4 | -39.8 | 1
2 Diversification | 2021 | 4 | -39.7 | 1
2 Diversification | 2021 | 4 | -39.4 | 3
2 Diversification | 2021 | 4 | -39.2 | 1
2 Diversification | 2021 | 4 | -39.1 | 1
2 Diversification | 2021 | 4 | -39 | 1
2 Diversification | 2021 | 4 | -38.9 | 1
2 Diversification | 2021 | 4 | -38.8 | 1
2 Diversification | 2021 | 4 | -38.7 | 3
2 Diversification | 2021 | 4 | -38.6 | 3
2 Diversification | 2021 | 4 | -38.2 | 4
2 Diversification | 2021 | 4 | -38 | 1
2 Diversification | 2021 | 4 | -37.9 | 2
2 Diversification | 2021 | 4 | -37.8 | 3
2 Diversification | 2021 | 4 | -37.7 | 3
2 Diversification | 2021 | 4 | -37.4 | 1
2 Diversification | 2021 | 4 | -37.1 | 2
2 Diversification | 2021 | 4 | -37 | 3
2 Diversification | 2021 | 4 | -36.9 | 1
2 Diversification | 2021 | 4 | -36.8 | 2
2 Diversification | 2021 | 4 | -36.7 | 2
2 Diversification | 2021 | 4 | -36.5 | 2
2 Diversification | 2021 | 4 | -36.4 | 1
2 Diversification | 2021 | 4 | -36.3 | 1
2 Diversification | 2021 | 4 | -36.2 | 1
2 Diversification | 2021 | 4 | -36.1 | 1
2 Diversification | 2021 | 4 | -36 | 2
2 Diversification | 2021 | 4 | -35.9 | 2
2 Diversification | 2021 | 4 | -35.8 | 1
2 Diversification | 2021 | 4 | -35.5 | 1
2 Diversification | 2021 | 4 | -35.4 | 3
2 Diversification | 2021 | 4 | -35.3 | 2
2 Diversification | 2021 | 4 | -35.2 | 1
2 Diversification | 2021 | 4 | -35 | 1
2 Diversification | 2021 | 4 | -34.9 | 2
2 Diversification | 2021 | 4 | -34.8 | 2
2 Diversification | 2021 | 4 | -34.7 | 2
2 Diversification | 2021 | 4 | -34.6 | 2
2 Diversification | 2021 | 4 | -34.5 | 1
2 Diversification | 2021 | 4 | -34.3 | 4
2 Diversification | 2021 | 4 | -34.2 | 2
2 Diversification | 2021 | 4 | -34.1 | 3
2 Diversification | 2021 | 4 | -34 | 2
2 Diversification | 2021 | 4 | -33.9 | 3
2 Diversification | 2021 | 4 | -33.8 | 4
2 Diversification | 2021 | 4 | -33.7 | 3
2 Diversification | 2021 | 4 | -33.6 | 2
2 Diversification | 2021 | 4 | -33.5 | 2
2 Diversification | 2021 | 4 | -33.4 | 1
2 Diversification | 2021 | 4 | -33.2 | 5
2 Diversification | 2021 | 4 | -33.1 | 1
2 Diversification | 2021 | 4 | -33 | 2
2 Diversification | 2021 | 4 | -32.9 | 3
2 Diversification | 2021 | 4 | -32.8 | 5
2 Diversification | 2021 | 4 | -32.7 | 5
2 Diversification | 2021 | 4 | -32.6 | 4
2 Diversification | 2021 | 4 | -32.5 | 3
2 Diversification | 2021 | 4 | -32.4 | 3
2 Diversification | 2021 | 4 | -32.3 | 1
2 Diversification | 2021 | 4 | -32.2 | 1
2 Diversification | 2021 | 4 | -32.1 | 4
2 Diversification | 2021 | 4 | -32 | 3
2 Diversification | 2021 | 4 | -31.9 | 2
2 Diversification | 2021 | 4 | -31.7 | 4
2 Diversification | 2021 | 4 | -31.4 | 2
2 Diversification | 2021 | 4 | -31.3 | 3
2 Diversification | 2021 | 4 | -31.2 | 7
2 Diversification | 2021 | 4 | -31.1 | 1
2 Diversification | 2021 | 4 | -31 | 1
2 Diversification | 2021 | 4 | -30.9 | 3
2 Diversification | 2021 | 4 | -30.8 | 4
2 Diversification | 2021 | 4 | -30.7 | 8
2 Diversification | 2021 | 4 | -30.6 | 1
2 Diversification | 2021 | 4 | -30.5 | 3
2 Diversification | 2021 | 4 | -30.4 | 8
2 Diversification | 2021 | 4 | -30.3 | 2
2 Diversification | 2021 | 4 | -30.2 | 5
2 Diversification | 2021 | 4 | -30.1 | 3
2 Diversification | 2021 | 4 | -30 | 1
2 Diversification | 2021 | 4 | -29.9 | 2
2 Diversification | 2021 | 4 | -29.8 | 1
2 Diversification | 2021 | 4 | -29.7 | 8
2 Diversification | 2021 | 4 | -29.6 | 4
2 Diversification | 2021 | 4 | -29.5 | 5
2 Diversification | 2021 | 4 | -29.4 | 2
2 Diversification | 2021 | 4 | -29.3 | 3
2 Diversification | 2021 | 4 | -29.2 | 4
2 Diversification | 2021 | 4 | -29.1 | 1
2 Diversification | 2021 | 4 | -29 | 1
2 Diversification | 2021 | 4 | -28.9 | 3
2 Diversification | 2021 | 4 | -28.8 | 6
2 Diversification | 2021 | 4 | -28.7 | 3
2 Diversification | 2021 | 4 | -28.6 | 1
2 Diversification | 2021 | 4 | -28.5 | 3
2 Diversification | 2021 | 4 | -28.4 | 5
2 Diversification | 2021 | 4 | -28.3 | 5
2 Diversification | 2021 | 4 | -28.2 | 2
2 Diversification | 2021 | 4 | -28.1 | 9
2 Diversification | 2021 | 4 | -28 | 8
2 Diversification | 2021 | 4 | -27.9 | 4
2 Diversification | 2021 | 4 | -27.8 | 2
2 Diversification | 2021 | 4 | -27.7 | 3
2 Diversification | 2021 | 4 | -27.6 | 1
2 Diversification | 2021 | 4 | -27.5 | 5
2 Diversification | 2021 | 4 | -27.4 | 5
2 Diversification | 2021 | 4 | -27.3 | 2
2 Diversification | 2021 | 4 | -27.2 | 6
2 Diversification | 2021 | 4 | -27.1 | 2
2 Diversification | 2021 | 4 | -27 | 6
2 Diversification | 2021 | 4 | -26.9 | 5
2 Diversification | 2021 | 4 | -26.8 | 5
2 Diversification | 2021 | 4 | -26.7 | 3
2 Diversification | 2021 | 4 | -26.6 | 7
2 Diversification | 2021 | 4 | -26.5 | 5
2 Diversification | 2021 | 4 | -26.4 | 4
2 Diversification | 2021 | 4 | -26.3 | 6
2 Diversification | 2021 | 4 | -26.2 | 6
2 Diversification | 2021 | 4 | -26.1 | 7
2 Diversification | 2021 | 4 | -26 | 4
2 Diversification | 2021 | 4 | -25.9 | 7
2 Diversification | 2021 | 4 | -25.8 | 2
2 Diversification | 2021 | 4 | -25.7 | 10
2 Diversification | 2021 | 4 | -25.6 | 3
2 Diversification | 2021 | 4 | -25.5 | 2
2 Diversification | 2021 | 4 | -25.4 | 11
2 Diversification | 2021 | 4 | -25.3 | 7
2 Diversification | 2021 | 4 | -25.2 | 5
2 Diversification | 2021 | 4 | -25.1 | 6
2 Diversification | 2021 | 4 | -25 | 9
2 Diversification | 2021 | 4 | -24.9 | 6
2 Diversification | 2021 | 4 | -24.8 | 6
2 Diversification | 2021 | 4 | -24.7 | 9
2 Diversification | 2021 | 4 | -24.6 | 3
2 Diversification | 2021 | 4 | -24.5 | 4
2 Diversification | 2021 | 4 | -24.4 | 8
2 Diversification | 2021 | 4 | -24.3 | 7
2 Diversification | 2021 | 4 | -24.2 | 8
2 Diversification | 2021 | 4 | -24.1 | 6
2 Diversification | 2021 | 4 | -24 | 9
2 Diversification | 2021 | 4 | -23.9 | 9
2 Diversification | 2021 | 4 | -23.8 | 8
2 Diversification | 2021 | 4 | -23.7 | 9
2 Diversification | 2021 | 4 | -23.6 | 7
2 Diversification | 2021 | 4 | -23.5 | 13
2 Diversification | 2021 | 4 | -23.4 | 7
2 Diversification | 2021 | 4 | -23.3 | 7
2 Diversification | 2021 | 4 | -23.2 | 4
2 Diversification | 2021 | 4 | -23.1 | 5
2 Diversification | 2021 | 4 | -23 | 10
2 Diversification | 2021 | 4 | -22.9 | 6
2 Diversification | 2021 | 4 | -22.8 | 12
2 Diversification | 2021 | 4 | -22.7 | 6
2 Diversification | 2021 | 4 | -22.6 | 10
2 Diversification | 2021 | 4 | -22.5 | 4
2 Diversification | 2021 | 4 | -22.4 | 11
2 Diversification | 2021 | 4 | -22.3 | 5
2 Diversification | 2021 | 4 | -22.2 | 8
2 Diversification | 2021 | 4 | -22.1 | 11
2 Diversification | 2021 | 4 | -22 | 10
2 Diversification | 2021 | 4 | -21.9 | 8
2 Diversification | 2021 | 4 | -21.8 | 8
2 Diversification | 2021 | 4 | -21.7 | 15
2 Diversification | 2021 | 4 | -21.6 | 11
2 Diversification | 2021 | 4 | -21.5 | 12
2 Diversification | 2021 | 4 | -21.4 | 8
2 Diversification | 2021 | 4 | -21.3 | 12
2 Diversification | 2021 | 4 | -21.2 | 12
2 Diversification | 2021 | 4 | -21.1 | 6
2 Diversification | 2021 | 4 | -21 | 11
2 Diversification | 2021 | 4 | -20.9 | 7
2 Diversification | 2021 | 4 | -20.8 | 6
2 Diversification | 2021 | 4 | -20.7 | 2
2 Diversification | 2021 | 4 | -20.6 | 6
2 Diversification | 2021 | 4 | -20.5 | 8
2 Diversification | 2021 | 4 | -20.4 | 6
2 Diversification | 2021 | 4 | -20.3 | 10
2 Diversification | 2021 | 4 | -20.2 | 10
2 Diversification | 2021 | 4 | -20.1 | 15
2 Diversification | 2021 | 4 | -20 | 7
2 Diversification | 2021 | 4 | -19.9 | 12
2 Diversification | 2021 | 4 | -19.8 | 14
2 Diversification | 2021 | 4 | -19.7 | 12
2 Diversification | 2021 | 4 | -19.6 | 8
2 Diversification | 2021 | 4 | -19.5 | 8
2 Diversification | 2021 | 4 | -19.4 | 6
2 Diversification | 2021 | 4 | -19.3 | 7
2 Diversification | 2021 | 4 | -19.2 | 9
2 Diversification | 2021 | 4 | -19.1 | 5
2 Diversification | 2021 | 4 | -19 | 13
2 Diversification | 2021 | 4 | -18.9 | 15
2 Diversification | 2021 | 4 | -18.8 | 10
2 Diversification | 2021 | 4 | -18.7 | 18
2 Diversification | 2021 | 4 | -18.6 | 11
2 Diversification | 2021 | 4 | -18.5 | 12
2 Diversification | 2021 | 4 | -18.4 | 15
2 Diversification | 2021 | 4 | -18.3 | 10
2 Diversification | 2021 | 4 | -18.2 | 8
2 Diversification | 2021 | 4 | -18.1 | 13
2 Diversification | 2021 | 4 | -18 | 15
2 Diversification | 2021 | 4 | -17.9 | 9
2 Diversification | 2021 | 4 | -17.8 | 10
2 Diversification | 2021 | 4 | -17.7 | 8
2 Diversification | 2021 | 4 | -17.6 | 14
2 Diversification | 2021 | 4 | -17.5 | 10
2 Diversification | 2021 | 4 | -17.4 | 13
2 Diversification | 2021 | 4 | -17.3 | 13
2 Diversification | 2021 | 4 | -17.2 | 8
2 Diversification | 2021 | 4 | -17.1 | 11
2 Diversification | 2021 | 4 | -17 | 13
2 Diversification | 2021 | 4 | -16.9 | 13
2 Diversification | 2021 | 4 | -16.8 | 10
2 Diversification | 2021 | 4 | -16.7 | 14
2 Diversification | 2021 | 4 | -16.6 | 11
2 Diversification | 2021 | 4 | -16.5 | 6
2 Diversification | 2021 | 4 | -16.4 | 16
2 Diversification | 2021 | 4 | -16.3 | 12
2 Diversification | 2021 | 4 | -16.2 | 7
2 Diversification | 2021 | 4 | -16.1 | 8
2 Diversification | 2021 | 4 | -16 | 10
2 Diversification | 2021 | 4 | -15.9 | 13
2 Diversification | 2021 | 4 | -15.8 | 11
2 Diversification | 2021 | 4 | -15.7 | 16
2 Diversification | 2021 | 4 | -15.6 | 19
2 Diversification | 2021 | 4 | -15.5 | 13
2 Diversification | 2021 | 4 | -15.4 | 13
2 Diversification | 2021 | 4 | -15.3 | 15
2 Diversification | 2021 | 4 | -15.2 | 11
2 Diversification | 2021 | 4 | -15.1 | 18
2 Diversification | 2021 | 4 | -15 | 17
2 Diversification | 2021 | 4 | -14.9 | 14
2 Diversification | 2021 | 4 | -14.8 | 12
2 Diversification | 2021 | 4 | -14.7 | 16
2 Diversification | 2021 | 4 | -14.6 | 12
2 Diversification | 2021 | 4 | -14.5 | 12
2 Diversification | 2021 | 4 | -14.4 | 16
2 Diversification | 2021 | 4 | -14.3 | 14
2 Diversification | 2021 | 4 | -14.2 | 15
2 Diversification | 2021 | 4 | -14.1 | 14
2 Diversification | 2021 | 4 | -14 | 15
2 Diversification | 2021 | 4 | -13.9 | 18
2 Diversification | 2021 | 4 | -13.8 | 19
2 Diversification | 2021 | 4 | -13.7 | 15
2 Diversification | 2021 | 4 | -13.6 | 17
2 Diversification | 2021 | 4 | -13.5 | 12
2 Diversification | 2021 | 4 | -13.4 | 13
2 Diversification | 2021 | 4 | -13.3 | 22
2 Diversification | 2021 | 4 | -13.2 | 16
2 Diversification | 2021 | 4 | -13.1 | 13
2 Diversification | 2021 | 4 | -13 | 8
2 Diversification | 2021 | 4 | -12.9 | 14
2 Diversification | 2021 | 4 | -12.8 | 6
2 Diversification | 2021 | 4 | -12.7 | 21
2 Diversification | 2021 | 4 | -12.6 | 17
2 Diversification | 2021 | 4 | -12.5 | 11
2 Diversification | 2021 | 4 | -12.4 | 21
2 Diversification | 2021 | 4 | -12.3 | 15
2 Diversification | 2021 | 4 | -12.2 | 16
2 Diversification | 2021 | 4 | -12.1 | 11
2 Diversification | 2021 | 4 | -12 | 12
2 Diversification | 2021 | 4 | -11.9 | 10
2 Diversification | 2021 | 4 | -11.8 | 14
2 Diversification | 2021 | 4 | -11.7 | 17
2 Diversification | 2021 | 4 | -11.6 | 9
2 Diversification | 2021 | 4 | -11.5 | 15
2 Diversification | 2021 | 4 | -11.4 | 13
2 Diversification | 2021 | 4 | -11.3 | 15
2 Diversification | 2021 | 4 | -11.2 | 13
2 Diversification | 2021 | 4 | -11.1 | 7
2 Diversification | 2021 | 4 | -11 | 14
2 Diversification | 2021 | 4 | -10.9 | 11
2 Diversification | 2021 | 4 | -10.8 | 14
2 Diversification | 2021 | 4 | -10.7 | 14
2 Diversification | 2021 | 4 | -10.6 | 9
2 Diversification | 2021 | 4 | -10.5 | 8
2 Diversification | 2021 | 4 | -10.4 | 18
2 Diversification | 2021 | 4 | -10.3 | 13
2 Diversification | 2021 | 4 | -10.2 | 15
2 Diversification | 2021 | 4 | -10.1 | 8
2 Diversification | 2021 | 4 | -10 | 8
2 Diversification | 2021 | 4 | -9.9 | 18
2 Diversification | 2021 | 4 | -9.8 | 10
2 Diversification | 2021 | 4 | -9.7 | 10
2 Diversification | 2021 | 4 | -9.6 | 6
2 Diversification | 2021 | 4 | -9.5 | 9
2 Diversification | 2021 | 4 | -9.4 | 11
2 Diversification | 2021 | 4 | -9.3 | 13
2 Diversification | 2021 | 4 | -9.2 | 13
2 Diversification | 2021 | 4 | -9.1 | 9
2 Diversification | 2021 | 4 | -9 | 12
2 Diversification | 2021 | 4 | -8.9 | 14
2 Diversification | 2021 | 4 | -8.8 | 14
2 Diversification | 2021 | 4 | -8.7 | 18
2 Diversification | 2021 | 4 | -8.6 | 13
2 Diversification | 2021 | 4 | -8.5 | 14
2 Diversification | 2021 | 4 | -8.4 | 9
2 Diversification | 2021 | 4 | -8.3 | 12
2 Diversification | 2021 | 4 | -8.2 | 8
2 Diversification | 2021 | 4 | -8.1 | 7
2 Diversification | 2021 | 4 | -8 | 10
2 Diversification | 2021 | 4 | -7.9 | 14
2 Diversification | 2021 | 4 | -7.8 | 15
2 Diversification | 2021 | 4 | -7.7 | 4
2 Diversification | 2021 | 4 | -7.6 | 11
2 Diversification | 2021 | 4 | -7.5 | 13
2 Diversification | 2021 | 4 | -7.4 | 11
2 Diversification | 2021 | 4 | -7.3 | 12
2 Diversification | 2021 | 4 | -7.2 | 11
2 Diversification | 2021 | 4 | -7.1 | 10
2 Diversification | 2021 | 4 | -7 | 8
2 Diversification | 2021 | 4 | -6.9 | 12
2 Diversification | 2021 | 4 | -6.8 | 9
2 Diversification | 2021 | 4 | -6.7 | 7
2 Diversification | 2021 | 4 | -6.6 | 9
2 Diversification | 2021 | 4 | -6.5 | 13
2 Diversification | 2021 | 4 | -6.4 | 12
2 Diversification | 2021 | 4 | -6.3 | 7
2 Diversification | 2021 | 4 | -6.2 | 7
2 Diversification | 2021 | 4 | -6.1 | 10
2 Diversification | 2021 | 4 | -6 | 16
2 Diversification | 2021 | 4 | -5.9 | 11
2 Diversification | 2021 | 4 | -5.8 | 6
2 Diversification | 2021 | 4 | -5.7 | 7
2 Diversification | 2021 | 4 | -5.6 | 12
2 Diversification | 2021 | 4 | -5.5 | 5
2 Diversification | 2021 | 4 | -5.4 | 8
2 Diversification | 2021 | 4 | -5.3 | 6
2 Diversification | 2021 | 4 | -5.2 | 4
2 Diversification | 2021 | 4 | -5.1 | 7
2 Diversification | 2021 | 4 | -5 | 14
2 Diversification | 2021 | 4 | -4.9 | 10
2 Diversification | 2021 | 4 | -4.8 | 6
2 Diversification | 2021 | 4 | -4.7 | 2
2 Diversification | 2021 | 4 | -4.6 | 6
2 Diversification | 2021 | 4 | -4.5 | 10
2 Diversification | 2021 | 4 | -4.4 | 4
2 Diversification | 2021 | 4 | -4.3 | 5
2 Diversification | 2021 | 4 | -4.2 | 5
2 Diversification | 2021 | 4 | -4.1 | 9
2 Diversification | 2021 | 4 | -4 | 8
2 Diversification | 2021 | 4 | -3.9 | 7
2 Diversification | 2021 | 4 | -3.8 | 6
2 Diversification | 2021 | 4 | -3.7 | 6
2 Diversification | 2021 | 4 | -3.6 | 5
2 Diversification | 2021 | 4 | -3.5 | 2
2 Diversification | 2021 | 4 | -3.4 | 3
2 Diversification | 2021 | 4 | -3.3 | 7
2 Diversification | 2021 | 4 | -3.2 | 6
2 Diversification | 2021 | 4 | -3.1 | 7
2 Diversification | 2021 | 4 | -3 | 2
2 Diversification | 2021 | 4 | -2.9 | 6
2 Diversification | 2021 | 4 | -2.8 | 5
2 Diversification | 2021 | 4 | -2.7 | 8
2 Diversification | 2021 | 4 | -2.6 | 7
2 Diversification | 2021 | 4 | -2.5 | 8
2 Diversification | 2021 | 4 | -2.4 | 5
2 Diversification | 2021 | 4 | -2.3 | 6
2 Diversification | 2021 | 4 | -2.2 | 5
2 Diversification | 2021 | 4 | -2.1 | 3
2 Diversification | 2021 | 4 | -2 | 4
2 Diversification | 2021 | 4 | -1.9 | 1
2 Diversification | 2021 | 4 | -1.8 | 6
2 Diversification | 2021 | 4 | -1.7 | 3
2 Diversification | 2021 | 4 | -1.6 | 6
2 Diversification | 2021 | 4 | -1.5 | 2
2 Diversification | 2021 | 4 | -1.4 | 5
2 Diversification | 2021 | 4 | -1.3 | 5
2 Diversification | 2021 | 4 | -1.2 | 4
2 Diversification | 2021 | 4 | -1.1 | 3
2 Diversification | 2021 | 4 | -1 | 2
2 Diversification | 2021 | 4 | -0.9 | 3
2 Diversification | 2021 | 4 | -0.8 | 4
2 Diversification | 2021 | 4 | -0.7 | 2
2 Diversification | 2021 | 4 | -0.6 | 3
2 Diversification | 2021 | 4 | -0.5 | 3
2 Diversification | 2021 | 4 | -0.4 | 2
2 Diversification | 2021 | 4 | -0.3 | 3
2 Diversification | 2021 | 4 | -0.2 | 8
2 Diversification | 2021 | 4 | -0.1 | 1
2 Diversification | 2021 | 4 | 0 | 30
2 Diversification | 2021 | 4 | 0.1 | 3
2 Diversification | 2021 | 4 | 0.2 | 2
2 Diversification | 2021 | 4 | 0.3 | 2
2 Diversification | 2021 | 4 | 0.4 | 2
2 Diversification | 2021 | 4 | 0.5 | 3
2 Diversification | 2021 | 4 | 0.6 | 3
2 Diversification | 2021 | 4 | 0.7 | 3
2 Diversification | 2021 | 4 | 0.8 | 3
2 Diversification | 2021 | 4 | 0.9 | 3
2 Diversification | 2021 | 4 | 1 | 2
2 Diversification | 2021 | 4 | 1.1 | 4
2 Diversification | 2021 | 4 | 1.2 | 1
2 Diversification | 2021 | 4 | 1.3 | 1
2 Diversification | 2021 | 4 | 1.4 | 1
2 Diversification | 2021 | 4 | 1.5 | 3
2 Diversification | 2021 | 4 | 1.6 | 3
2 Diversification | 2021 | 4 | 1.7 | 2
2 Diversification | 2021 | 4 | 1.8 | 2
2 Diversification | 2021 | 4 | 1.9 | 2
2 Diversification | 2021 | 4 | 2 | 3
2 Diversification | 2021 | 4 | 2.1 | 5
2 Diversification | 2021 | 4 | 2.2 | 4
2 Diversification | 2021 | 4 | 2.3 | 7
2 Diversification | 2021 | 4 | 2.4 | 6
2 Diversification | 2021 | 4 | 2.5 | 2
2 Diversification | 2021 | 4 | 2.6 | 5
2 Diversification | 2021 | 4 | 2.7 | 4
2 Diversification | 2021 | 4 | 2.8 | 4
2 Diversification | 2021 | 4 | 2.9 | 4
2 Diversification | 2021 | 4 | 3 | 3
2 Diversification | 2021 | 4 | 3.1 | 4
2 Diversification | 2021 | 4 | 3.2 | 6
2 Diversification | 2021 | 4 | 3.3 | 5
2 Diversification | 2021 | 4 | 3.4 | 10
2 Diversification | 2021 | 4 | 3.5 | 4
2 Diversification | 2021 | 4 | 3.6 | 3
2 Diversification | 2021 | 4 | 3.7 | 8
2 Diversification | 2021 | 4 | 3.8 | 4
2 Diversification | 2021 | 4 | 3.9 | 6
2 Diversification | 2021 | 4 | 4 | 6
2 Diversification | 2021 | 4 | 4.1 | 4
2 Diversification | 2021 | 4 | 4.2 | 5
2 Diversification | 2021 | 4 | 4.3 | 10
2 Diversification | 2021 | 4 | 4.4 | 8
2 Diversification | 2021 | 4 | 4.5 | 5
2 Diversification | 2021 | 4 | 4.6 | 9
2 Diversification | 2021 | 4 | 4.7 | 7
2 Diversification | 2021 | 4 | 4.8 | 9
2 Diversification | 2021 | 4 | 4.9 | 9
2 Diversification | 2021 | 4 | 5 | 5
2 Diversification | 2021 | 4 | 5.1 | 8
2 Diversification | 2021 | 4 | 5.2 | 5
2 Diversification | 2021 | 4 | 5.3 | 5
2 Diversification | 2021 | 4 | 5.4 | 7
2 Diversification | 2021 | 4 | 5.5 | 9
2 Diversification | 2021 | 4 | 5.6 | 6
2 Diversification | 2021 | 4 | 5.7 | 7
2 Diversification | 2021 | 4 | 5.8 | 2
2 Diversification | 2021 | 4 | 5.9 | 7
2 Diversification | 2021 | 4 | 6 | 7
2 Diversification | 2021 | 4 | 6.1 | 7
2 Diversification | 2021 | 4 | 6.2 | 8
2 Diversification | 2021 | 4 | 6.3 | 8
2 Diversification | 2021 | 4 | 6.4 | 5
2 Diversification | 2021 | 4 | 6.5 | 4
2 Diversification | 2021 | 4 | 6.6 | 5
2 Diversification | 2021 | 4 | 6.7 | 3
2 Diversification | 2021 | 4 | 6.8 | 12
2 Diversification | 2021 | 4 | 6.9 | 9
2 Diversification | 2021 | 4 | 7 | 10
2 Diversification | 2021 | 4 | 7.1 | 11
2 Diversification | 2021 | 4 | 7.2 | 8
2 Diversification | 2021 | 4 | 7.3 | 7
2 Diversification | 2021 | 4 | 7.4 | 15
2 Diversification | 2021 | 4 | 7.5 | 14
2 Diversification | 2021 | 4 | 7.6 | 6
2 Diversification | 2021 | 4 | 7.7 | 13
2 Diversification | 2021 | 4 | 7.8 | 9
2 Diversification | 2021 | 4 | 7.9 | 11
2 Diversification | 2021 | 4 | 8 | 7
2 Diversification | 2021 | 4 | 8.1 | 10
2 Diversification | 2021 | 4 | 8.2 | 11
2 Diversification | 2021 | 4 | 8.3 | 12
2 Diversification | 2021 | 4 | 8.4 | 14
2 Diversification | 2021 | 4 | 8.5 | 9
2 Diversification | 2021 | 4 | 8.6 | 12
2 Diversification | 2021 | 4 | 8.7 | 4
2 Diversification | 2021 | 4 | 8.8 | 9
2 Diversification | 2021 | 4 | 8.9 | 15
2 Diversification | 2021 | 4 | 9 | 10
2 Diversification | 2021 | 4 | 9.1 | 8
2 Diversification | 2021 | 4 | 9.2 | 14
2 Diversification | 2021 | 4 | 9.3 | 12
2 Diversification | 2021 | 4 | 9.4 | 12
2 Diversification | 2021 | 4 | 9.5 | 17
2 Diversification | 2021 | 4 | 9.6 | 16
2 Diversification | 2021 | 4 | 9.7 | 10
2 Diversification | 2021 | 4 | 9.8 | 17
2 Diversification | 2021 | 4 | 9.9 | 11
2 Diversification | 2021 | 4 | 10 | 6
2 Diversification | 2021 | 4 | 10.1 | 13
2 Diversification | 2021 | 4 | 10.2 | 17
2 Diversification | 2021 | 4 | 10.3 | 12
2 Diversification | 2021 | 4 | 10.4 | 11
2 Diversification | 2021 | 4 | 10.5 | 11
2 Diversification | 2021 | 4 | 10.6 | 14
2 Diversification | 2021 | 4 | 10.7 | 11
2 Diversification | 2021 | 4 | 10.8 | 17
2 Diversification | 2021 | 4 | 10.9 | 11
2 Diversification | 2021 | 4 | 11 | 9
2 Diversification | 2021 | 4 | 11.1 | 15
2 Diversification | 2021 | 4 | 11.2 | 9
2 Diversification | 2021 | 4 | 11.3 | 13
2 Diversification | 2021 | 4 | 11.4 | 12
2 Diversification | 2021 | 4 | 11.5 | 20
2 Diversification | 2021 | 4 | 11.6 | 13
2 Diversification | 2021 | 4 | 11.7 | 13
2 Diversification | 2021 | 4 | 11.8 | 9
2 Diversification | 2021 | 4 | 11.9 | 11
2 Diversification | 2021 | 4 | 12 | 17
2 Diversification | 2021 | 4 | 12.1 | 13
2 Diversification | 2021 | 4 | 12.2 | 5
2 Diversification | 2021 | 4 | 12.3 | 13
2 Diversification | 2021 | 4 | 12.4 | 12
2 Diversification | 2021 | 4 | 12.5 | 16
2 Diversification | 2021 | 4 | 12.6 | 17
2 Diversification | 2021 | 4 | 12.7 | 12
2 Diversification | 2021 | 4 | 12.8 | 15
2 Diversification | 2021 | 4 | 12.9 | 15
2 Diversification | 2021 | 4 | 13 | 13
2 Diversification | 2021 | 4 | 13.1 | 15
2 Diversification | 2021 | 4 | 13.2 | 12
2 Diversification | 2021 | 4 | 13.3 | 10
2 Diversification | 2021 | 4 | 13.4 | 9
2 Diversification | 2021 | 4 | 13.5 | 19
2 Diversification | 2021 | 4 | 13.6 | 11
2 Diversification | 2021 | 4 | 13.7 | 14
2 Diversification | 2021 | 4 | 13.8 | 11
2 Diversification | 2021 | 4 | 13.9 | 14
2 Diversification | 2021 | 4 | 14 | 7
2 Diversification | 2021 | 4 | 14.1 | 16
2 Diversification | 2021 | 4 | 14.2 | 17
2 Diversification | 2021 | 4 | 14.3 | 14
2 Diversification | 2021 | 4 | 14.4 | 11
2 Diversification | 2021 | 4 | 14.5 | 11
2 Diversification | 2021 | 4 | 14.6 | 13
2 Diversification | 2021 | 4 | 14.7 | 6
2 Diversification | 2021 | 4 | 14.8 | 9
2 Diversification | 2021 | 4 | 14.9 | 14
2 Diversification | 2021 | 4 | 15 | 16
2 Diversification | 2021 | 4 | 15.1 | 17
2 Diversification | 2021 | 4 | 15.2 | 10
2 Diversification | 2021 | 4 | 15.3 | 15
2 Diversification | 2021 | 4 | 15.4 | 16
2 Diversification | 2021 | 4 | 15.5 | 12
2 Diversification | 2021 | 4 | 15.6 | 10
2 Diversification | 2021 | 4 | 15.7 | 9
2 Diversification | 2021 | 4 | 15.8 | 11
2 Diversification | 2021 | 4 | 15.9 | 5
2 Diversification | 2021 | 4 | 16 | 13
2 Diversification | 2021 | 4 | 16.1 | 12
2 Diversification | 2021 | 4 | 16.2 | 7
2 Diversification | 2021 | 4 | 16.3 | 12
2 Diversification | 2021 | 4 | 16.4 | 14
2 Diversification | 2021 | 4 | 16.5 | 12
2 Diversification | 2021 | 4 | 16.6 | 11
2 Diversification | 2021 | 4 | 16.7 | 12
2 Diversification | 2021 | 4 | 16.8 | 17
2 Diversification | 2021 | 4 | 16.9 | 16
2 Diversification | 2021 | 4 | 17 | 12
2 Diversification | 2021 | 4 | 17.1 | 8
2 Diversification | 2021 | 4 | 17.2 | 17
2 Diversification | 2021 | 4 | 17.3 | 6
2 Diversification | 2021 | 4 | 17.4 | 10
2 Diversification | 2021 | 4 | 17.5 | 19
2 Diversification | 2021 | 4 | 17.6 | 12
2 Diversification | 2021 | 4 | 17.7 | 7
2 Diversification | 2021 | 4 | 17.8 | 5
2 Diversification | 2021 | 4 | 17.9 | 9
2 Diversification | 2021 | 4 | 18 | 13
2 Diversification | 2021 | 4 | 18.1 | 12
2 Diversification | 2021 | 4 | 18.2 | 14
2 Diversification | 2021 | 4 | 18.3 | 4
2 Diversification | 2021 | 4 | 18.4 | 19
2 Diversification | 2021 | 4 | 18.5 | 7
2 Diversification | 2021 | 4 | 18.6 | 7
2 Diversification | 2021 | 4 | 18.7 | 13
2 Diversification | 2021 | 4 | 18.8 | 9
2 Diversification | 2021 | 4 | 18.9 | 12
2 Diversification | 2021 | 4 | 19 | 15
2 Diversification | 2021 | 4 | 19.1 | 10
2 Diversification | 2021 | 4 | 19.2 | 8
2 Diversification | 2021 | 4 | 19.3 | 10
2 Diversification | 2021 | 4 | 19.4 | 15
2 Diversification | 2021 | 4 | 19.5 | 15
2 Diversification | 2021 | 4 | 19.6 | 12
2 Diversification | 2021 | 4 | 19.7 | 10
2 Diversification | 2021 | 4 | 19.8 | 9
2 Diversification | 2021 | 4 | 19.9 | 5
2 Diversification | 2021 | 4 | 20 | 4
2 Diversification | 2021 | 4 | 20.1 | 20
2 Diversification | 2021 | 4 | 20.2 | 11
2 Diversification | 2021 | 4 | 20.3 | 10
2 Diversification | 2021 | 4 | 20.4 | 14
2 Diversification | 2021 | 4 | 20.5 | 9
2 Diversification | 2021 | 4 | 20.6 | 8
2 Diversification | 2021 | 4 | 20.7 | 13
2 Diversification | 2021 | 4 | 20.8 | 8
2 Diversification | 2021 | 4 | 20.9 | 13
2 Diversification | 2021 | 4 | 21 | 10
2 Diversification | 2021 | 4 | 21.1 | 7
2 Diversification | 2021 | 4 | 21.2 | 7
2 Diversification | 2021 | 4 | 21.3 | 10
2 Diversification | 2021 | 4 | 21.4 | 8
2 Diversification | 2021 | 4 | 21.5 | 12
2 Diversification | 2021 | 4 | 21.6 | 11
2 Diversification | 2021 | 4 | 21.7 | 13
2 Diversification | 2021 | 4 | 21.8 | 10
2 Diversification | 2021 | 4 | 21.9 | 13
2 Diversification | 2021 | 4 | 22 | 14
2 Diversification | 2021 | 4 | 22.1 | 7
2 Diversification | 2021 | 4 | 22.2 | 4
2 Diversification | 2021 | 4 | 22.3 | 9
2 Diversification | 2021 | 4 | 22.4 | 10
2 Diversification | 2021 | 4 | 22.5 | 6
2 Diversification | 2021 | 4 | 22.6 | 10
2 Diversification | 2021 | 4 | 22.7 | 14
2 Diversification | 2021 | 4 | 22.8 | 4
2 Diversification | 2021 | 4 | 22.9 | 11
2 Diversification | 2021 | 4 | 23 | 10
2 Diversification | 2021 | 4 | 23.1 | 14
2 Diversification | 2021 | 4 | 23.2 | 9
2 Diversification | 2021 | 4 | 23.3 | 7
2 Diversification | 2021 | 4 | 23.4 | 7
2 Diversification | 2021 | 4 | 23.5 | 5
2 Diversification | 2021 | 4 | 23.6 | 6
2 Diversification | 2021 | 4 | 23.7 | 7
2 Diversification | 2021 | 4 | 23.8 | 8
2 Diversification | 2021 | 4 | 23.9 | 6
2 Diversification | 2021 | 4 | 24 | 7
2 Diversification | 2021 | 4 | 24.1 | 6
2 Diversification | 2021 | 4 | 24.2 | 9
2 Diversification | 2021 | 4 | 24.3 | 6
2 Diversification | 2021 | 4 | 24.4 | 11
2 Diversification | 2021 | 4 | 24.5 | 3
2 Diversification | 2021 | 4 | 24.6 | 5
2 Diversification | 2021 | 4 | 24.7 | 7
2 Diversification | 2021 | 4 | 24.8 | 2
2 Diversification | 2021 | 4 | 24.9 | 9
2 Diversification | 2021 | 4 | 25 | 6
2 Diversification | 2021 | 4 | 25.1 | 6
2 Diversification | 2021 | 4 | 25.2 | 7
2 Diversification | 2021 | 4 | 25.3 | 10
2 Diversification | 2021 | 4 | 25.4 | 6
2 Diversification | 2021 | 4 | 25.5 | 7
2 Diversification | 2021 | 4 | 25.6 | 6
2 Diversification | 2021 | 4 | 25.7 | 6
2 Diversification | 2021 | 4 | 25.8 | 5
2 Diversification | 2021 | 4 | 25.9 | 11
2 Diversification | 2021 | 4 | 26 | 6
2 Diversification | 2021 | 4 | 26.1 | 2
2 Diversification | 2021 | 4 | 26.2 | 4
2 Diversification | 2021 | 4 | 26.3 | 5
2 Diversification | 2021 | 4 | 26.4 | 6
2 Diversification | 2021 | 4 | 26.5 | 5
2 Diversification | 2021 | 4 | 26.6 | 4
2 Diversification | 2021 | 4 | 26.7 | 7
2 Diversification | 2021 | 4 | 26.8 | 6
2 Diversification | 2021 | 4 | 26.9 | 3
2 Diversification | 2021 | 4 | 27 | 11
2 Diversification | 2021 | 4 | 27.1 | 5
2 Diversification | 2021 | 4 | 27.2 | 6
2 Diversification | 2021 | 4 | 27.3 | 3
2 Diversification | 2021 | 4 | 27.4 | 6
2 Diversification | 2021 | 4 | 27.5 | 8
2 Diversification | 2021 | 4 | 27.6 | 3
2 Diversification | 2021 | 4 | 27.7 | 10
2 Diversification | 2021 | 4 | 27.8 | 3
2 Diversification | 2021 | 4 | 27.9 | 5
2 Diversification | 2021 | 4 | 28 | 5
2 Diversification | 2021 | 4 | 28.1 | 7
2 Diversification | 2021 | 4 | 28.2 | 3
2 Diversification | 2021 | 4 | 28.3 | 5
2 Diversification | 2021 | 4 | 28.4 | 8
2 Diversification | 2021 | 4 | 28.5 | 7
2 Diversification | 2021 | 4 | 28.6 | 8
2 Diversification | 2021 | 4 | 28.7 | 5
2 Diversification | 2021 | 4 | 28.8 | 2
2 Diversification | 2021 | 4 | 28.9 | 5
2 Diversification | 2021 | 4 | 29 | 7
2 Diversification | 2021 | 4 | 29.1 | 4
2 Diversification | 2021 | 4 | 29.2 | 2
2 Diversification | 2021 | 4 | 29.3 | 5
2 Diversification | 2021 | 4 | 29.4 | 8
2 Diversification | 2021 | 4 | 29.5 | 5
2 Diversification | 2021 | 4 | 29.6 | 4
2 Diversification | 2021 | 4 | 29.7 | 3
2 Diversification | 2021 | 4 | 29.8 | 4
2 Diversification | 2021 | 4 | 29.9 | 1
2 Diversification | 2021 | 4 | 30 | 4
2 Diversification | 2021 | 4 | 30.1 | 5
2 Diversification | 2021 | 4 | 30.2 | 3
2 Diversification | 2021 | 4 | 30.3 | 4
2 Diversification | 2021 | 4 | 30.4 | 6
2 Diversification | 2021 | 4 | 30.5 | 3
2 Diversification | 2021 | 4 | 30.6 | 3
2 Diversification | 2021 | 4 | 30.7 | 4
2 Diversification | 2021 | 4 | 30.8 | 2
2 Diversification | 2021 | 4 | 30.9 | 6
2 Diversification | 2021 | 4 | 31 | 4
2 Diversification | 2021 | 4 | 31.1 | 6
2 Diversification | 2021 | 4 | 31.2 | 5
2 Diversification | 2021 | 4 | 31.3 | 7
2 Diversification | 2021 | 4 | 31.4 | 6
2 Diversification | 2021 | 4 | 31.5 | 4
2 Diversification | 2021 | 4 | 31.6 | 1
2 Diversification | 2021 | 4 | 31.7 | 5
2 Diversification | 2021 | 4 | 31.8 | 5
2 Diversification | 2021 | 4 | 31.9 | 2
2 Diversification | 2021 | 4 | 32 | 4
2 Diversification | 2021 | 4 | 32.1 | 5
2 Diversification | 2021 | 4 | 32.2 | 2
2 Diversification | 2021 | 4 | 32.3 | 3
2 Diversification | 2021 | 4 | 32.4 | 6
2 Diversification | 2021 | 4 | 32.5 | 5
2 Diversification | 2021 | 4 | 32.6 | 2
2 Diversification | 2021 | 4 | 32.7 | 5
2 Diversification | 2021 | 4 | 32.8 | 4
2 Diversification | 2021 | 4 | 32.9 | 3
2 Diversification | 2021 | 4 | 33 | 2
2 Diversification | 2021 | 4 | 33.1 | 1
2 Diversification | 2021 | 4 | 33.2 | 6
2 Diversification | 2021 | 4 | 33.3 | 3
2 Diversification | 2021 | 4 | 33.4 | 4
2 Diversification | 2021 | 4 | 33.5 | 1
2 Diversification | 2021 | 4 | 33.6 | 3
2 Diversification | 2021 | 4 | 33.7 | 1
2 Diversification | 2021 | 4 | 33.8 | 7
2 Diversification | 2021 | 4 | 33.9 | 5
2 Diversification | 2021 | 4 | 34 | 4
2 Diversification | 2021 | 4 | 34.1 | 3
2 Diversification | 2021 | 4 | 34.2 | 6
2 Diversification | 2021 | 4 | 34.3 | 2
2 Diversification | 2021 | 4 | 34.4 | 6
2 Diversification | 2021 | 4 | 34.5 | 3
2 Diversification | 2021 | 4 | 34.6 | 2
2 Diversification | 2021 | 4 | 34.7 | 5
2 Diversification | 2021 | 4 | 34.8 | 1
2 Diversification | 2021 | 4 | 34.9 | 2
2 Diversification | 2021 | 4 | 35 | 2
2 Diversification | 2021 | 4 | 35.1 | 4
2 Diversification | 2021 | 4 | 35.3 | 3
2 Diversification | 2021 | 4 | 35.4 | 4
2 Diversification | 2021 | 4 | 35.5 | 2
2 Diversification | 2021 | 4 | 35.6 | 2
2 Diversification | 2021 | 4 | 35.9 | 3
2 Diversification | 2021 | 4 | 36 | 4
2 Diversification | 2021 | 4 | 36.1 | 3
2 Diversification | 2021 | 4 | 36.2 | 4
2 Diversification | 2021 | 4 | 36.3 | 3
2 Diversification | 2021 | 4 | 36.4 | 6
2 Diversification | 2021 | 4 | 36.5 | 1
2 Diversification | 2021 | 4 | 36.6 | 1
2 Diversification | 2021 | 4 | 36.7 | 4
2 Diversification | 2021 | 4 | 36.8 | 1
2 Diversification | 2021 | 4 | 36.9 | 1
2 Diversification | 2021 | 4 | 37.1 | 2
2 Diversification | 2021 | 4 | 37.2 | 2
2 Diversification | 2021 | 4 | 37.3 | 1
2 Diversification | 2021 | 4 | 37.4 | 3
2 Diversification | 2021 | 4 | 37.5 | 1
2 Diversification | 2021 | 4 | 37.6 | 1
2 Diversification | 2021 | 4 | 37.7 | 1
2 Diversification | 2021 | 4 | 37.8 | 1
2 Diversification | 2021 | 4 | 37.9 | 4
2 Diversification | 2021 | 4 | 38 | 1
2 Diversification | 2021 | 4 | 38.2 | 1
2 Diversification | 2021 | 4 | 38.3 | 1
2 Diversification | 2021 | 4 | 38.6 | 6
2 Diversification | 2021 | 4 | 38.7 | 6
2 Diversification | 2021 | 4 | 38.8 | 2
2 Diversification | 2021 | 4 | 38.9 | 3
2 Diversification | 2021 | 4 | 39 | 3
2 Diversification | 2021 | 4 | 39.2 | 3
2 Diversification | 2021 | 4 | 39.3 | 3
2 Diversification | 2021 | 4 | 39.5 | 1
2 Diversification | 2021 | 4 | 39.6 | 1
2 Diversification | 2021 | 4 | 39.7 | 3
2 Diversification | 2021 | 4 | 39.8 | 1
2 Diversification | 2021 | 4 | 39.9 | 2
2 Diversification | 2021 | 4 | 40 | 6
2 Diversification | 2021 | 4 | 40.1 | 2
2 Diversification | 2021 | 4 | 40.2 | 1
2 Diversification | 2021 | 4 | 40.3 | 1
2 Diversification | 2021 | 4 | 40.4 | 2
2 Diversification | 2021 | 4 | 40.5 | 4
2 Diversification | 2021 | 4 | 40.8 | 2
2 Diversification | 2021 | 4 | 40.9 | 2
2 Diversification | 2021 | 4 | 41 | 1
2 Diversification | 2021 | 4 | 41.2 | 2
2 Diversification | 2021 | 4 | 41.3 | 3
2 Diversification | 2021 | 4 | 41.4 | 6
2 Diversification | 2021 | 4 | 41.5 | 1
2 Diversification | 2021 | 4 | 41.8 | 1
2 Diversification | 2021 | 4 | 41.9 | 2
2 Diversification | 2021 | 4 | 42 | 1
2 Diversification | 2021 | 4 | 42.1 | 2
2 Diversification | 2021 | 4 | 42.2 | 1
2 Diversification | 2021 | 4 | 42.4 | 1
2 Diversification | 2021 | 4 | 42.5 | 2
2 Diversification | 2021 | 4 | 42.6 | 1
2 Diversification | 2021 | 4 | 42.7 | 1
2 Diversification | 2021 | 4 | 42.8 | 1
2 Diversification | 2021 | 4 | 42.9 | 1
2 Diversification | 2021 | 4 | 43.1 | 1
2 Diversification | 2021 | 4 | 43.3 | 1
2 Diversification | 2021 | 4 | 43.4 | 3
2 Diversification | 2021 | 4 | 44.1 | 2
2 Diversification | 2021 | 4 | 44.3 | 1
2 Diversification | 2021 | 4 | 44.4 | 1
2 Diversification | 2021 | 4 | 44.6 | 1
2 Diversification | 2021 | 4 | 44.7 | 1
2 Diversification | 2021 | 4 | 44.9 | 1
2 Diversification | 2021 | 4 | 45 | 1
2 Diversification | 2021 | 4 | 45.1 | 1
2 Diversification | 2021 | 4 | 45.2 | 1
2 Diversification | 2021 | 4 | 45.4 | 2
2 Diversification | 2021 | 4 | 45.5 | 1
2 Diversification | 2021 | 4 | 45.6 | 3
2 Diversification | 2021 | 4 | 45.7 | 2
2 Diversification | 2021 | 4 | 45.8 | 1
2 Diversification | 2021 | 4 | 46 | 2
2 Diversification | 2021 | 4 | 46.1 | 1
2 Diversification | 2021 | 4 | 46.2 | 1
2 Diversification | 2021 | 4 | 46.7 | 2
2 Diversification | 2021 | 4 | 46.9 | 1
2 Diversification | 2021 | 4 | 47.4 | 1
2 Diversification | 2021 | 4 | 47.7 | 1
2 Diversification | 2021 | 4 | 47.9 | 1
2 Diversification | 2021 | 4 | 48.1 | 2
2 Diversification | 2021 | 4 | 48.2 | 1
2 Diversification | 2021 | 4 | 48.3 | 1
2 Diversification | 2021 | 4 | 48.4 | 1
2 Diversification | 2021 | 4 | 48.6 | 3
2 Diversification | 2021 | 4 | 48.7 | 1
2 Diversification | 2021 | 4 | 48.9 | 1
2 Diversification | 2021 | 4 | 49 | 1
2 Diversification | 2021 | 4 | 49.1 | 1
2 Diversification | 2021 | 4 | 49.2 | 1
2 Diversification | 2021 | 4 | 49.3 | 1
2 Diversification | 2021 | 4 | 49.4 | 1
2 Diversification | 2021 | 4 | 49.5 | 1
2 Diversification | 2021 | 4 | 49.6 | 1
2 Diversification | 2021 | 4 | 50 | 1
2 Diversification | 2021 | 4 | 50.1 | 1
2 Diversification | 2021 | 4 | 50.3 | 1
2 Diversification | 2021 | 4 | 50.4 | 1
2 Diversification | 2021 | 4 | 51.2 | 1
2 Diversification | 2021 | 4 | 51.3 | 1
2 Diversification | 2021 | 4 | 51.4 | 1
2 Diversification | 2021 | 4 | 51.8 | 2
2 Diversification | 2021 | 4 | 52.2 | 1
2 Diversification | 2021 | 4 | 52.3 | 2
2 Diversification | 2021 | 4 | 52.4 | 1
2 Diversification | 2021 | 4 | 52.5 | 1
2 Diversification | 2021 | 4 | 52.7 | 1
2 Diversification | 2021 | 4 | 53 | 1
2 Diversification | 2021 | 4 | 53.3 | 1
2 Diversification | 2021 | 4 | 53.5 | 1
2 Diversification | 2021 | 4 | 53.8 | 1
2 Diversification | 2021 | 4 | 54.2 | 1
2 Diversification | 2021 | 4 | 54.8 | 1
2 Diversification | 2021 | 4 | 55.6 | 2
2 Diversification | 2021 | 4 | 56.4 | 1
2 Diversification | 2021 | 4 | 56.6 | 1
2 Diversification | 2021 | 4 | 58.5 | 1
2 Diversification | 2021 | 4 | 59.2 | 1
2 Diversification | 2021 | 4 | 60.1 | 1
2 Diversification | 2021 | 4 | 60.4 | 1
2 Diversification | 2021 | 4 | 60.7 | 1
2 Diversification | 2021 | 4 | 62.3 | 1
2 Diversification | 2021 | 4 | 63 | 1
2 Diversification | 2021 | 4 | 67.2 | 1
2 Diversification | 2021 | 4 | 72.5 | 1
2 Diversification | 2021 | 4 | 73.1 | 1
2 Diversification | 2021 | 4 | 78.1 | 1
2 Diversification | 2021 | 4 | 84.4 | 1
2 Diversification | 2021 | 4 | 114 | 1
2 Diversification | 2021 | 4 | 160.9 | 1
2 Diversification | 2021 | 5 | -177.9 | 1
2 Diversification | 2021 | 5 | -77 | 1
2 Diversification | 2021 | 5 | -64.5 | 1
2 Diversification | 2021 | 5 | -60.5 | 1
2 Diversification | 2021 | 5 | -57.4 | 1
2 Diversification | 2021 | 5 | -56.8 | 1
2 Diversification | 2021 | 5 | -55 | 1
2 Diversification | 2021 | 5 | -51.9 | 1
2 Diversification | 2021 | 5 | -51.5 | 1
2 Diversification | 2021 | 5 | -50.9 | 1
2 Diversification | 2021 | 5 | -50.4 | 1
2 Diversification | 2021 | 5 | -48.5 | 2
2 Diversification | 2021 | 5 | -48.4 | 2
2 Diversification | 2021 | 5 | -48.1 | 1
2 Diversification | 2021 | 5 | -47.6 | 1
2 Diversification | 2021 | 5 | -47.5 | 1
2 Diversification | 2021 | 5 | -47.4 | 2
2 Diversification | 2021 | 5 | -46.7 | 1
2 Diversification | 2021 | 5 | -46.6 | 1
2 Diversification | 2021 | 5 | -45.7 | 1
2 Diversification | 2021 | 5 | -45.5 | 1
2 Diversification | 2021 | 5 | -45.4 | 1
2 Diversification | 2021 | 5 | -45.3 | 1
2 Diversification | 2021 | 5 | -45.1 | 1
2 Diversification | 2021 | 5 | -44.5 | 1
2 Diversification | 2021 | 5 | -44.4 | 1
2 Diversification | 2021 | 5 | -43.9 | 2
2 Diversification | 2021 | 5 | -43 | 1
2 Diversification | 2021 | 5 | -42.8 | 1
2 Diversification | 2021 | 5 | -42.7 | 1
2 Diversification | 2021 | 5 | -42.6 | 1
2 Diversification | 2021 | 5 | -42.2 | 1
2 Diversification | 2021 | 5 | -41.8 | 1
2 Diversification | 2021 | 5 | -41.7 | 2
2 Diversification | 2021 | 5 | -41.3 | 1
2 Diversification | 2021 | 5 | -41.2 | 1
2 Diversification | 2021 | 5 | -40.7 | 1
2 Diversification | 2021 | 5 | -40.5 | 1
2 Diversification | 2021 | 5 | -40.4 | 1
2 Diversification | 2021 | 5 | -40.3 | 1
2 Diversification | 2021 | 5 | -40.2 | 2
2 Diversification | 2021 | 5 | -39.9 | 1
2 Diversification | 2021 | 5 | -39.4 | 1
2 Diversification | 2021 | 5 | -39.3 | 1
2 Diversification | 2021 | 5 | -39.2 | 2
2 Diversification | 2021 | 5 | -39.1 | 2
2 Diversification | 2021 | 5 | -38.7 | 2
2 Diversification | 2021 | 5 | -38.6 | 2
2 Diversification | 2021 | 5 | -38.5 | 4
2 Diversification | 2021 | 5 | -38.4 | 1
2 Diversification | 2021 | 5 | -38.2 | 1
2 Diversification | 2021 | 5 | -38.1 | 1
2 Diversification | 2021 | 5 | -38 | 2
2 Diversification | 2021 | 5 | -37.9 | 1
2 Diversification | 2021 | 5 | -37.8 | 1
2 Diversification | 2021 | 5 | -37.6 | 1
2 Diversification | 2021 | 5 | -37.4 | 2
2 Diversification | 2021 | 5 | -37.3 | 3
2 Diversification | 2021 | 5 | -37.2 | 1
2 Diversification | 2021 | 5 | -37.1 | 1
2 Diversification | 2021 | 5 | -36.8 | 1
2 Diversification | 2021 | 5 | -36.6 | 1
2 Diversification | 2021 | 5 | -36.5 | 2
2 Diversification | 2021 | 5 | -36.4 | 2
2 Diversification | 2021 | 5 | -36.3 | 1
2 Diversification | 2021 | 5 | -36 | 3
2 Diversification | 2021 | 5 | -35.9 | 3
2 Diversification | 2021 | 5 | -35.8 | 1
2 Diversification | 2021 | 5 | -35.7 | 2
2 Diversification | 2021 | 5 | -35.6 | 2
2 Diversification | 2021 | 5 | -35.5 | 2
2 Diversification | 2021 | 5 | -35.4 | 3
2 Diversification | 2021 | 5 | -35 | 1
2 Diversification | 2021 | 5 | -34.9 | 2
2 Diversification | 2021 | 5 | -34.8 | 1
2 Diversification | 2021 | 5 | -34.7 | 2
2 Diversification | 2021 | 5 | -34.4 | 1
2 Diversification | 2021 | 5 | -34.1 | 1
2 Diversification | 2021 | 5 | -34 | 1
2 Diversification | 2021 | 5 | -33.9 | 3
2 Diversification | 2021 | 5 | -33.8 | 5
2 Diversification | 2021 | 5 | -33.7 | 2
2 Diversification | 2021 | 5 | -33.6 | 3
2 Diversification | 2021 | 5 | -33.5 | 1
2 Diversification | 2021 | 5 | -33.4 | 2
2 Diversification | 2021 | 5 | -33.3 | 3
2 Diversification | 2021 | 5 | -33.1 | 1
2 Diversification | 2021 | 5 | -33 | 3
2 Diversification | 2021 | 5 | -32.9 | 1
2 Diversification | 2021 | 5 | -32.8 | 1
2 Diversification | 2021 | 5 | -32.6 | 2
2 Diversification | 2021 | 5 | -32.5 | 3
2 Diversification | 2021 | 5 | -32.3 | 2
2 Diversification | 2021 | 5 | -32.2 | 2
2 Diversification | 2021 | 5 | -32.1 | 3
2 Diversification | 2021 | 5 | -32 | 3
2 Diversification | 2021 | 5 | -31.8 | 5
2 Diversification | 2021 | 5 | -31.7 | 3
2 Diversification | 2021 | 5 | -31.6 | 2
2 Diversification | 2021 | 5 | -31.5 | 4
2 Diversification | 2021 | 5 | -31.4 | 1
2 Diversification | 2021 | 5 | -31.3 | 5
2 Diversification | 2021 | 5 | -31.2 | 1
2 Diversification | 2021 | 5 | -31.1 | 3
2 Diversification | 2021 | 5 | -31 | 3
2 Diversification | 2021 | 5 | -30.9 | 2
2 Diversification | 2021 | 5 | -30.8 | 2
2 Diversification | 2021 | 5 | -30.6 | 2
2 Diversification | 2021 | 5 | -30.5 | 2
2 Diversification | 2021 | 5 | -30.4 | 3
2 Diversification | 2021 | 5 | -30.2 | 2
2 Diversification | 2021 | 5 | -30 | 2
2 Diversification | 2021 | 5 | -29.9 | 3
2 Diversification | 2021 | 5 | -29.8 | 4
2 Diversification | 2021 | 5 | -29.7 | 3
2 Diversification | 2021 | 5 | -29.6 | 2
2 Diversification | 2021 | 5 | -29.5 | 3
2 Diversification | 2021 | 5 | -29.4 | 2
2 Diversification | 2021 | 5 | -29.3 | 4
2 Diversification | 2021 | 5 | -29.2 | 2
2 Diversification | 2021 | 5 | -29.1 | 2
2 Diversification | 2021 | 5 | -29 | 4
2 Diversification | 2021 | 5 | -28.9 | 3
2 Diversification | 2021 | 5 | -28.8 | 2
2 Diversification | 2021 | 5 | -28.7 | 3
2 Diversification | 2021 | 5 | -28.6 | 4
2 Diversification | 2021 | 5 | -28.5 | 4
2 Diversification | 2021 | 5 | -28.4 | 2
2 Diversification | 2021 | 5 | -28.3 | 4
2 Diversification | 2021 | 5 | -28.1 | 3
2 Diversification | 2021 | 5 | -28 | 1
2 Diversification | 2021 | 5 | -27.9 | 6
2 Diversification | 2021 | 5 | -27.8 | 4
2 Diversification | 2021 | 5 | -27.7 | 5
2 Diversification | 2021 | 5 | -27.6 | 3
2 Diversification | 2021 | 5 | -27.5 | 4
2 Diversification | 2021 | 5 | -27.4 | 4
2 Diversification | 2021 | 5 | -27.3 | 3
2 Diversification | 2021 | 5 | -27.2 | 3
2 Diversification | 2021 | 5 | -27.1 | 4
2 Diversification | 2021 | 5 | -27 | 4
2 Diversification | 2021 | 5 | -26.9 | 5
2 Diversification | 2021 | 5 | -26.8 | 2
2 Diversification | 2021 | 5 | -26.7 | 3
2 Diversification | 2021 | 5 | -26.6 | 3
2 Diversification | 2021 | 5 | -26.5 | 5
2 Diversification | 2021 | 5 | -26.4 | 6
2 Diversification | 2021 | 5 | -26.3 | 6
2 Diversification | 2021 | 5 | -26.2 | 6
2 Diversification | 2021 | 5 | -26.1 | 3
2 Diversification | 2021 | 5 | -26 | 4
2 Diversification | 2021 | 5 | -25.9 | 2
2 Diversification | 2021 | 5 | -25.8 | 10
2 Diversification | 2021 | 5 | -25.7 | 4
2 Diversification | 2021 | 5 | -25.6 | 2
2 Diversification | 2021 | 5 | -25.5 | 6
2 Diversification | 2021 | 5 | -25.4 | 4
2 Diversification | 2021 | 5 | -25.3 | 3
2 Diversification | 2021 | 5 | -25.2 | 5
2 Diversification | 2021 | 5 | -25.1 | 1
2 Diversification | 2021 | 5 | -25 | 4
2 Diversification | 2021 | 5 | -24.9 | 5
2 Diversification | 2021 | 5 | -24.8 | 4
2 Diversification | 2021 | 5 | -24.7 | 10
2 Diversification | 2021 | 5 | -24.6 | 6
2 Diversification | 2021 | 5 | -24.5 | 12
2 Diversification | 2021 | 5 | -24.4 | 6
2 Diversification | 2021 | 5 | -24.3 | 5
2 Diversification | 2021 | 5 | -24.2 | 3
2 Diversification | 2021 | 5 | -24.1 | 4
2 Diversification | 2021 | 5 | -24 | 9
2 Diversification | 2021 | 5 | -23.9 | 7
2 Diversification | 2021 | 5 | -23.8 | 4
2 Diversification | 2021 | 5 | -23.7 | 2
2 Diversification | 2021 | 5 | -23.6 | 5
2 Diversification | 2021 | 5 | -23.5 | 1
2 Diversification | 2021 | 5 | -23.4 | 5
2 Diversification | 2021 | 5 | -23.3 | 3
2 Diversification | 2021 | 5 | -23.2 | 5
2 Diversification | 2021 | 5 | -23.1 | 9
2 Diversification | 2021 | 5 | -23 | 1
2 Diversification | 2021 | 5 | -22.9 | 6
2 Diversification | 2021 | 5 | -22.8 | 7
2 Diversification | 2021 | 5 | -22.7 | 4
2 Diversification | 2021 | 5 | -22.6 | 7
2 Diversification | 2021 | 5 | -22.5 | 3
2 Diversification | 2021 | 5 | -22.4 | 7
2 Diversification | 2021 | 5 | -22.3 | 7
2 Diversification | 2021 | 5 | -22.2 | 1
2 Diversification | 2021 | 5 | -22.1 | 4
2 Diversification | 2021 | 5 | -22 | 6
2 Diversification | 2021 | 5 | -21.9 | 7
2 Diversification | 2021 | 5 | -21.8 | 5
2 Diversification | 2021 | 5 | -21.7 | 8
2 Diversification | 2021 | 5 | -21.6 | 4
2 Diversification | 2021 | 5 | -21.5 | 3
2 Diversification | 2021 | 5 | -21.4 | 2
2 Diversification | 2021 | 5 | -21.3 | 4
2 Diversification | 2021 | 5 | -21.2 | 4
2 Diversification | 2021 | 5 | -21.1 | 7
2 Diversification | 2021 | 5 | -21 | 9
2 Diversification | 2021 | 5 | -20.9 | 9
2 Diversification | 2021 | 5 | -20.8 | 3
2 Diversification | 2021 | 5 | -20.7 | 5
2 Diversification | 2021 | 5 | -20.6 | 7
2 Diversification | 2021 | 5 | -20.5 | 7
2 Diversification | 2021 | 5 | -20.4 | 8
2 Diversification | 2021 | 5 | -20.3 | 7
2 Diversification | 2021 | 5 | -20.2 | 5
2 Diversification | 2021 | 5 | -20.1 | 8
2 Diversification | 2021 | 5 | -20 | 7
2 Diversification | 2021 | 5 | -19.9 | 8
2 Diversification | 2021 | 5 | -19.8 | 6
2 Diversification | 2021 | 5 | -19.7 | 5
2 Diversification | 2021 | 5 | -19.6 | 5
2 Diversification | 2021 | 5 | -19.5 | 4
2 Diversification | 2021 | 5 | -19.4 | 2
2 Diversification | 2021 | 5 | -19.3 | 5
2 Diversification | 2021 | 5 | -19.2 | 12
2 Diversification | 2021 | 5 | -19.1 | 5
2 Diversification | 2021 | 5 | -19 | 7
2 Diversification | 2021 | 5 | -18.9 | 8
2 Diversification | 2021 | 5 | -18.8 | 9
2 Diversification | 2021 | 5 | -18.7 | 4
2 Diversification | 2021 | 5 | -18.6 | 6
2 Diversification | 2021 | 5 | -18.5 | 9
2 Diversification | 2021 | 5 | -18.4 | 7
2 Diversification | 2021 | 5 | -18.3 | 4
2 Diversification | 2021 | 5 | -18.2 | 5
2 Diversification | 2021 | 5 | -18.1 | 5
2 Diversification | 2021 | 5 | -18 | 8
2 Diversification | 2021 | 5 | -17.9 | 4
2 Diversification | 2021 | 5 | -17.8 | 5
2 Diversification | 2021 | 5 | -17.7 | 7
2 Diversification | 2021 | 5 | -17.6 | 10
2 Diversification | 2021 | 5 | -17.5 | 4
2 Diversification | 2021 | 5 | -17.4 | 4
2 Diversification | 2021 | 5 | -17.3 | 8
2 Diversification | 2021 | 5 | -17.2 | 4
2 Diversification | 2021 | 5 | -17.1 | 5
2 Diversification | 2021 | 5 | -17 | 4
2 Diversification | 2021 | 5 | -16.9 | 5
2 Diversification | 2021 | 5 | -16.8 | 9
2 Diversification | 2021 | 5 | -16.7 | 11
2 Diversification | 2021 | 5 | -16.6 | 6
2 Diversification | 2021 | 5 | -16.5 | 10
2 Diversification | 2021 | 5 | -16.4 | 4
2 Diversification | 2021 | 5 | -16.3 | 6
2 Diversification | 2021 | 5 | -16.2 | 6
2 Diversification | 2021 | 5 | -16.1 | 6
2 Diversification | 2021 | 5 | -16 | 14
2 Diversification | 2021 | 5 | -15.9 | 7
2 Diversification | 2021 | 5 | -15.8 | 12
2 Diversification | 2021 | 5 | -15.7 | 12
2 Diversification | 2021 | 5 | -15.6 | 3
2 Diversification | 2021 | 5 | -15.5 | 7
2 Diversification | 2021 | 5 | -15.4 | 8
2 Diversification | 2021 | 5 | -15.3 | 8
2 Diversification | 2021 | 5 | -15.2 | 8
2 Diversification | 2021 | 5 | -15.1 | 7
2 Diversification | 2021 | 5 | -15 | 8
2 Diversification | 2021 | 5 | -14.9 | 7
2 Diversification | 2021 | 5 | -14.8 | 6
2 Diversification | 2021 | 5 | -14.7 | 7
2 Diversification | 2021 | 5 | -14.6 | 13
2 Diversification | 2021 | 5 | -14.5 | 7
2 Diversification | 2021 | 5 | -14.4 | 10
2 Diversification | 2021 | 5 | -14.3 | 6
2 Diversification | 2021 | 5 | -14.2 | 3
2 Diversification | 2021 | 5 | -14.1 | 7
2 Diversification | 2021 | 5 | -14 | 14
2 Diversification | 2021 | 5 | -13.9 | 7
2 Diversification | 2021 | 5 | -13.8 | 9
2 Diversification | 2021 | 5 | -13.7 | 8
2 Diversification | 2021 | 5 | -13.6 | 5
2 Diversification | 2021 | 5 | -13.5 | 6
2 Diversification | 2021 | 5 | -13.4 | 5
2 Diversification | 2021 | 5 | -13.3 | 5
2 Diversification | 2021 | 5 | -13.2 | 10
2 Diversification | 2021 | 5 | -13.1 | 8
2 Diversification | 2021 | 5 | -13 | 6
2 Diversification | 2021 | 5 | -12.9 | 7
2 Diversification | 2021 | 5 | -12.8 | 7
2 Diversification | 2021 | 5 | -12.7 | 6
2 Diversification | 2021 | 5 | -12.6 | 3
2 Diversification | 2021 | 5 | -12.5 | 7
2 Diversification | 2021 | 5 | -12.4 | 9
2 Diversification | 2021 | 5 | -12.3 | 10
2 Diversification | 2021 | 5 | -12.2 | 7
2 Diversification | 2021 | 5 | -12.1 | 11
2 Diversification | 2021 | 5 | -12 | 5
2 Diversification | 2021 | 5 | -11.9 | 4
2 Diversification | 2021 | 5 | -11.8 | 8
2 Diversification | 2021 | 5 | -11.7 | 7
2 Diversification | 2021 | 5 | -11.6 | 4
2 Diversification | 2021 | 5 | -11.5 | 8
2 Diversification | 2021 | 5 | -11.4 | 7
2 Diversification | 2021 | 5 | -11.3 | 3
2 Diversification | 2021 | 5 | -11.2 | 6
2 Diversification | 2021 | 5 | -11.1 | 8
2 Diversification | 2021 | 5 | -11 | 8
2 Diversification | 2021 | 5 | -10.9 | 7
2 Diversification | 2021 | 5 | -10.8 | 10
2 Diversification | 2021 | 5 | -10.7 | 6
2 Diversification | 2021 | 5 | -10.6 | 4
2 Diversification | 2021 | 5 | -10.5 | 7
2 Diversification | 2021 | 5 | -10.4 | 7
2 Diversification | 2021 | 5 | -10.3 | 4
2 Diversification | 2021 | 5 | -10.2 | 8
2 Diversification | 2021 | 5 | -10.1 | 7
2 Diversification | 2021 | 5 | -10 | 6
2 Diversification | 2021 | 5 | -9.9 | 6
2 Diversification | 2021 | 5 | -9.8 | 5
2 Diversification | 2021 | 5 | -9.7 | 4
2 Diversification | 2021 | 5 | -9.6 | 5
2 Diversification | 2021 | 5 | -9.5 | 7
2 Diversification | 2021 | 5 | -9.4 | 5
2 Diversification | 2021 | 5 | -9.3 | 9
2 Diversification | 2021 | 5 | -9.2 | 4
2 Diversification | 2021 | 5 | -9.1 | 4
2 Diversification | 2021 | 5 | -9 | 9
2 Diversification | 2021 | 5 | -8.9 | 7
2 Diversification | 2021 | 5 | -8.8 | 6
2 Diversification | 2021 | 5 | -8.7 | 5
2 Diversification | 2021 | 5 | -8.6 | 6
2 Diversification | 2021 | 5 | -8.5 | 4
2 Diversification | 2021 | 5 | -8.4 | 3
2 Diversification | 2021 | 5 | -8.3 | 3
2 Diversification | 2021 | 5 | -8.2 | 3
2 Diversification | 2021 | 5 | -8.1 | 6
2 Diversification | 2021 | 5 | -8 | 5
2 Diversification | 2021 | 5 | -7.9 | 5
2 Diversification | 2021 | 5 | -7.8 | 4
2 Diversification | 2021 | 5 | -7.7 | 5
2 Diversification | 2021 | 5 | -7.6 | 5
2 Diversification | 2021 | 5 | -7.5 | 1
2 Diversification | 2021 | 5 | -7.4 | 3
2 Diversification | 2021 | 5 | -7.3 | 4
2 Diversification | 2021 | 5 | -7.2 | 4
2 Diversification | 2021 | 5 | -7.1 | 7
2 Diversification | 2021 | 5 | -7 | 2
2 Diversification | 2021 | 5 | -6.9 | 7
2 Diversification | 2021 | 5 | -6.8 | 3
2 Diversification | 2021 | 5 | -6.7 | 6
2 Diversification | 2021 | 5 | -6.6 | 2
2 Diversification | 2021 | 5 | -6.5 | 6
2 Diversification | 2021 | 5 | -6.4 | 7
2 Diversification | 2021 | 5 | -6.3 | 2
2 Diversification | 2021 | 5 | -6.2 | 3
2 Diversification | 2021 | 5 | -6.1 | 5
2 Diversification | 2021 | 5 | -6 | 3
2 Diversification | 2021 | 5 | -5.9 | 2
2 Diversification | 2021 | 5 | -5.8 | 2
2 Diversification | 2021 | 5 | -5.7 | 2
2 Diversification | 2021 | 5 | -5.6 | 1
2 Diversification | 2021 | 5 | -5.5 | 6
2 Diversification | 2021 | 5 | -5.4 | 5
2 Diversification | 2021 | 5 | -5.2 | 1
2 Diversification | 2021 | 5 | -5.1 | 1
2 Diversification | 2021 | 5 | -5 | 1
2 Diversification | 2021 | 5 | -4.9 | 2
2 Diversification | 2021 | 5 | -4.8 | 5
2 Diversification | 2021 | 5 | -4.7 | 2
2 Diversification | 2021 | 5 | -4.5 | 4
2 Diversification | 2021 | 5 | -4.3 | 1
2 Diversification | 2021 | 5 | -4.2 | 3
2 Diversification | 2021 | 5 | -4.1 | 6
2 Diversification | 2021 | 5 | -4 | 1
2 Diversification | 2021 | 5 | -3.9 | 1
2 Diversification | 2021 | 5 | -3.8 | 3
2 Diversification | 2021 | 5 | -3.6 | 1
2 Diversification | 2021 | 5 | -3.5 | 5
2 Diversification | 2021 | 5 | -3.4 | 1
2 Diversification | 2021 | 5 | -3.3 | 4
2 Diversification | 2021 | 5 | -3.2 | 3
2 Diversification | 2021 | 5 | -3.1 | 1
2 Diversification | 2021 | 5 | -3 | 4
2 Diversification | 2021 | 5 | -2.9 | 2
2 Diversification | 2021 | 5 | -2.8 | 4
2 Diversification | 2021 | 5 | -2.7 | 4
2 Diversification | 2021 | 5 | -2.6 | 2
2 Diversification | 2021 | 5 | -2.5 | 3
2 Diversification | 2021 | 5 | -2.4 | 1
2 Diversification | 2021 | 5 | -2.3 | 1
2 Diversification | 2021 | 5 | -2.2 | 2
2 Diversification | 2021 | 5 | -2 | 2
2 Diversification | 2021 | 5 | -1.8 | 3
2 Diversification | 2021 | 5 | -1.7 | 2
2 Diversification | 2021 | 5 | -1.6 | 1
2 Diversification | 2021 | 5 | -1.4 | 1
2 Diversification | 2021 | 5 | -1.2 | 4
2 Diversification | 2021 | 5 | -1.1 | 3
2 Diversification | 2021 | 5 | -1 | 1
2 Diversification | 2021 | 5 | -0.6 | 1
2 Diversification | 2021 | 5 | -0.3 | 3
2 Diversification | 2021 | 5 | 0 | 6
2 Diversification | 2021 | 5 | 0.5 | 1
2 Diversification | 2021 | 5 | 0.9 | 1
2 Diversification | 2021 | 5 | 1 | 1
2 Diversification | 2021 | 5 | 1.2 | 2
2 Diversification | 2021 | 5 | 1.3 | 1
2 Diversification | 2021 | 5 | 1.7 | 1
2 Diversification | 2021 | 5 | 1.8 | 1
2 Diversification | 2021 | 5 | 2 | 1
2 Diversification | 2021 | 5 | 2.1 | 1
2 Diversification | 2021 | 5 | 2.2 | 1
2 Diversification | 2021 | 5 | 2.4 | 1
2 Diversification | 2021 | 5 | 2.5 | 1
2 Diversification | 2021 | 5 | 2.6 | 2
2 Diversification | 2021 | 5 | 2.7 | 6
2 Diversification | 2021 | 5 | 2.8 | 1
2 Diversification | 2021 | 5 | 3 | 1
2 Diversification | 2021 | 5 | 3.1 | 2
2 Diversification | 2021 | 5 | 3.2 | 2
2 Diversification | 2021 | 5 | 3.3 | 1
2 Diversification | 2021 | 5 | 3.4 | 1
2 Diversification | 2021 | 5 | 3.6 | 3
2 Diversification | 2021 | 5 | 3.7 | 1
2 Diversification | 2021 | 5 | 3.8 | 1
2 Diversification | 2021 | 5 | 3.9 | 4
2 Diversification | 2021 | 5 | 4 | 4
2 Diversification | 2021 | 5 | 4.2 | 3
2 Diversification | 2021 | 5 | 4.3 | 1
2 Diversification | 2021 | 5 | 4.4 | 3
2 Diversification | 2021 | 5 | 4.5 | 2
2 Diversification | 2021 | 5 | 4.6 | 4
2 Diversification | 2021 | 5 | 4.8 | 2
2 Diversification | 2021 | 5 | 4.9 | 2
2 Diversification | 2021 | 5 | 5 | 4
2 Diversification | 2021 | 5 | 5.1 | 1
2 Diversification | 2021 | 5 | 5.2 | 3
2 Diversification | 2021 | 5 | 5.3 | 5
2 Diversification | 2021 | 5 | 5.4 | 1
2 Diversification | 2021 | 5 | 5.5 | 1
2 Diversification | 2021 | 5 | 5.6 | 3
2 Diversification | 2021 | 5 | 5.7 | 5
2 Diversification | 2021 | 5 | 5.8 | 4
2 Diversification | 2021 | 5 | 5.9 | 4
2 Diversification | 2021 | 5 | 6 | 6
2 Diversification | 2021 | 5 | 6.1 | 3
2 Diversification | 2021 | 5 | 6.2 | 3
2 Diversification | 2021 | 5 | 6.3 | 3
2 Diversification | 2021 | 5 | 6.4 | 1
2 Diversification | 2021 | 5 | 6.5 | 2
2 Diversification | 2021 | 5 | 6.6 | 4
2 Diversification | 2021 | 5 | 6.7 | 1
2 Diversification | 2021 | 5 | 6.8 | 5
2 Diversification | 2021 | 5 | 6.9 | 2
2 Diversification | 2021 | 5 | 7 | 3
2 Diversification | 2021 | 5 | 7.1 | 5
2 Diversification | 2021 | 5 | 7.2 | 3
2 Diversification | 2021 | 5 | 7.3 | 6
2 Diversification | 2021 | 5 | 7.4 | 6
2 Diversification | 2021 | 5 | 7.5 | 5
2 Diversification | 2021 | 5 | 7.6 | 2
2 Diversification | 2021 | 5 | 7.7 | 5
2 Diversification | 2021 | 5 | 7.8 | 5
2 Diversification | 2021 | 5 | 7.9 | 4
2 Diversification | 2021 | 5 | 8 | 10
2 Diversification | 2021 | 5 | 8.1 | 7
2 Diversification | 2021 | 5 | 8.2 | 4
2 Diversification | 2021 | 5 | 8.3 | 7
2 Diversification | 2021 | 5 | 8.4 | 7
2 Diversification | 2021 | 5 | 8.5 | 6
2 Diversification | 2021 | 5 | 8.6 | 5
2 Diversification | 2021 | 5 | 8.7 | 4
2 Diversification | 2021 | 5 | 8.8 | 4
2 Diversification | 2021 | 5 | 9 | 5
2 Diversification | 2021 | 5 | 9.1 | 5
2 Diversification | 2021 | 5 | 9.2 | 5
2 Diversification | 2021 | 5 | 9.3 | 8
2 Diversification | 2021 | 5 | 9.4 | 4
2 Diversification | 2021 | 5 | 9.5 | 4
2 Diversification | 2021 | 5 | 9.6 | 5
2 Diversification | 2021 | 5 | 9.7 | 7
2 Diversification | 2021 | 5 | 9.8 | 8
2 Diversification | 2021 | 5 | 9.9 | 5
2 Diversification | 2021 | 5 | 10 | 7
2 Diversification | 2021 | 5 | 10.1 | 5
2 Diversification | 2021 | 5 | 10.2 | 5
2 Diversification | 2021 | 5 | 10.3 | 4
2 Diversification | 2021 | 5 | 10.4 | 7
2 Diversification | 2021 | 5 | 10.5 | 9
2 Diversification | 2021 | 5 | 10.6 | 6
2 Diversification | 2021 | 5 | 10.7 | 11
2 Diversification | 2021 | 5 | 10.8 | 4
2 Diversification | 2021 | 5 | 10.9 | 7
2 Diversification | 2021 | 5 | 11 | 5
2 Diversification | 2021 | 5 | 11.1 | 3
2 Diversification | 2021 | 5 | 11.2 | 4
2 Diversification | 2021 | 5 | 11.3 | 5
2 Diversification | 2021 | 5 | 11.4 | 6
2 Diversification | 2021 | 5 | 11.5 | 8
2 Diversification | 2021 | 5 | 11.6 | 6
2 Diversification | 2021 | 5 | 11.7 | 3
2 Diversification | 2021 | 5 | 11.8 | 6
2 Diversification | 2021 | 5 | 11.9 | 8
2 Diversification | 2021 | 5 | 12 | 3
2 Diversification | 2021 | 5 | 12.1 | 8
2 Diversification | 2021 | 5 | 12.2 | 8
2 Diversification | 2021 | 5 | 12.3 | 8
2 Diversification | 2021 | 5 | 12.4 | 9
2 Diversification | 2021 | 5 | 12.5 | 9
2 Diversification | 2021 | 5 | 12.6 | 8
2 Diversification | 2021 | 5 | 12.7 | 6
2 Diversification | 2021 | 5 | 12.8 | 5
2 Diversification | 2021 | 5 | 12.9 | 4
2 Diversification | 2021 | 5 | 13 | 8
2 Diversification | 2021 | 5 | 13.1 | 6
2 Diversification | 2021 | 5 | 13.2 | 4
2 Diversification | 2021 | 5 | 13.3 | 4
2 Diversification | 2021 | 5 | 13.4 | 8
2 Diversification | 2021 | 5 | 13.5 | 4
2 Diversification | 2021 | 5 | 13.6 | 3
2 Diversification | 2021 | 5 | 13.7 | 2
2 Diversification | 2021 | 5 | 13.8 | 5
2 Diversification | 2021 | 5 | 13.9 | 9
2 Diversification | 2021 | 5 | 14 | 4
2 Diversification | 2021 | 5 | 14.1 | 13
2 Diversification | 2021 | 5 | 14.2 | 6
2 Diversification | 2021 | 5 | 14.3 | 7
2 Diversification | 2021 | 5 | 14.4 | 6
2 Diversification | 2021 | 5 | 14.5 | 8
2 Diversification | 2021 | 5 | 14.6 | 7
2 Diversification | 2021 | 5 | 14.7 | 7
2 Diversification | 2021 | 5 | 14.8 | 5
2 Diversification | 2021 | 5 | 14.9 | 11
2 Diversification | 2021 | 5 | 15 | 8
2 Diversification | 2021 | 5 | 15.1 | 2
2 Diversification | 2021 | 5 | 15.2 | 5
2 Diversification | 2021 | 5 | 15.3 | 6
2 Diversification | 2021 | 5 | 15.4 | 7
2 Diversification | 2021 | 5 | 15.5 | 3
2 Diversification | 2021 | 5 | 15.6 | 8
2 Diversification | 2021 | 5 | 15.7 | 6
2 Diversification | 2021 | 5 | 15.8 | 10
2 Diversification | 2021 | 5 | 15.9 | 6
2 Diversification | 2021 | 5 | 16 | 14
2 Diversification | 2021 | 5 | 16.1 | 9
2 Diversification | 2021 | 5 | 16.2 | 8
2 Diversification | 2021 | 5 | 16.3 | 3
2 Diversification | 2021 | 5 | 16.4 | 5
2 Diversification | 2021 | 5 | 16.5 | 10
2 Diversification | 2021 | 5 | 16.6 | 7
2 Diversification | 2021 | 5 | 16.7 | 11
2 Diversification | 2021 | 5 | 16.8 | 8
2 Diversification | 2021 | 5 | 16.9 | 7
2 Diversification | 2021 | 5 | 17 | 9
2 Diversification | 2021 | 5 | 17.1 | 4
2 Diversification | 2021 | 5 | 17.2 | 9
2 Diversification | 2021 | 5 | 17.3 | 6
2 Diversification | 2021 | 5 | 17.4 | 14
2 Diversification | 2021 | 5 | 17.5 | 10
2 Diversification | 2021 | 5 | 17.6 | 9
2 Diversification | 2021 | 5 | 17.7 | 11
2 Diversification | 2021 | 5 | 17.8 | 6
2 Diversification | 2021 | 5 | 17.9 | 10
2 Diversification | 2021 | 5 | 18 | 1
2 Diversification | 2021 | 5 | 18.1 | 6
2 Diversification | 2021 | 5 | 18.2 | 6
2 Diversification | 2021 | 5 | 18.3 | 8
2 Diversification | 2021 | 5 | 18.4 | 11
2 Diversification | 2021 | 5 | 18.5 | 6
2 Diversification | 2021 | 5 | 18.6 | 9
2 Diversification | 2021 | 5 | 18.7 | 12
2 Diversification | 2021 | 5 | 18.8 | 6
2 Diversification | 2021 | 5 | 18.9 | 13
2 Diversification | 2021 | 5 | 19 | 7
2 Diversification | 2021 | 5 | 19.1 | 5
2 Diversification | 2021 | 5 | 19.2 | 10
2 Diversification | 2021 | 5 | 19.3 | 5
2 Diversification | 2021 | 5 | 19.4 | 5
2 Diversification | 2021 | 5 | 19.5 | 7
2 Diversification | 2021 | 5 | 19.6 | 10
2 Diversification | 2021 | 5 | 19.7 | 5
2 Diversification | 2021 | 5 | 19.8 | 8
2 Diversification | 2021 | 5 | 19.9 | 3
2 Diversification | 2021 | 5 | 20 | 4
2 Diversification | 2021 | 5 | 20.1 | 8
2 Diversification | 2021 | 5 | 20.2 | 8
2 Diversification | 2021 | 5 | 20.3 | 6
2 Diversification | 2021 | 5 | 20.4 | 5
2 Diversification | 2021 | 5 | 20.5 | 6
2 Diversification | 2021 | 5 | 20.6 | 6
2 Diversification | 2021 | 5 | 20.7 | 7
2 Diversification | 2021 | 5 | 20.8 | 4
2 Diversification | 2021 | 5 | 20.9 | 4
2 Diversification | 2021 | 5 | 21 | 7
2 Diversification | 2021 | 5 | 21.1 | 9
2 Diversification | 2021 | 5 | 21.2 | 2
2 Diversification | 2021 | 5 | 21.3 | 4
2 Diversification | 2021 | 5 | 21.4 | 3
2 Diversification | 2021 | 5 | 21.5 | 11
2 Diversification | 2021 | 5 | 21.6 | 4
2 Diversification | 2021 | 5 | 21.7 | 4
2 Diversification | 2021 | 5 | 21.8 | 5
2 Diversification | 2021 | 5 | 21.9 | 1
2 Diversification | 2021 | 5 | 22 | 9
2 Diversification | 2021 | 5 | 22.1 | 8
2 Diversification | 2021 | 5 | 22.2 | 7
2 Diversification | 2021 | 5 | 22.3 | 2
2 Diversification | 2021 | 5 | 22.4 | 8
2 Diversification | 2021 | 5 | 22.5 | 3
2 Diversification | 2021 | 5 | 22.6 | 4
2 Diversification | 2021 | 5 | 22.7 | 2
2 Diversification | 2021 | 5 | 22.8 | 8
2 Diversification | 2021 | 5 | 22.9 | 6
2 Diversification | 2021 | 5 | 23 | 7
2 Diversification | 2021 | 5 | 23.1 | 3
2 Diversification | 2021 | 5 | 23.2 | 7
2 Diversification | 2021 | 5 | 23.3 | 3
2 Diversification | 2021 | 5 | 23.4 | 4
2 Diversification | 2021 | 5 | 23.5 | 4
2 Diversification | 2021 | 5 | 23.6 | 7
2 Diversification | 2021 | 5 | 23.7 | 7
2 Diversification | 2021 | 5 | 23.8 | 7
2 Diversification | 2021 | 5 | 23.9 | 5
2 Diversification | 2021 | 5 | 24 | 6
2 Diversification | 2021 | 5 | 24.1 | 3
2 Diversification | 2021 | 5 | 24.2 | 3
2 Diversification | 2021 | 5 | 24.3 | 4
2 Diversification | 2021 | 5 | 24.4 | 4
2 Diversification | 2021 | 5 | 24.5 | 4
2 Diversification | 2021 | 5 | 24.6 | 6
2 Diversification | 2021 | 5 | 24.7 | 4
2 Diversification | 2021 | 5 | 24.8 | 4
2 Diversification | 2021 | 5 | 24.9 | 6
2 Diversification | 2021 | 5 | 25 | 4
2 Diversification | 2021 | 5 | 25.2 | 3
2 Diversification | 2021 | 5 | 25.3 | 5
2 Diversification | 2021 | 5 | 25.4 | 4
2 Diversification | 2021 | 5 | 25.5 | 7
2 Diversification | 2021 | 5 | 25.6 | 1
2 Diversification | 2021 | 5 | 25.7 | 5
2 Diversification | 2021 | 5 | 25.8 | 6
2 Diversification | 2021 | 5 | 25.9 | 9
2 Diversification | 2021 | 5 | 26 | 4
2 Diversification | 2021 | 5 | 26.1 | 2
2 Diversification | 2021 | 5 | 26.2 | 7
2 Diversification | 2021 | 5 | 26.3 | 4
2 Diversification | 2021 | 5 | 26.4 | 5
2 Diversification | 2021 | 5 | 26.5 | 6
2 Diversification | 2021 | 5 | 26.6 | 5
2 Diversification | 2021 | 5 | 26.7 | 3
2 Diversification | 2021 | 5 | 26.8 | 7
2 Diversification | 2021 | 5 | 26.9 | 4
2 Diversification | 2021 | 5 | 27 | 2
2 Diversification | 2021 | 5 | 27.1 | 6
2 Diversification | 2021 | 5 | 27.2 | 3
2 Diversification | 2021 | 5 | 27.3 | 6
2 Diversification | 2021 | 5 | 27.4 | 5
2 Diversification | 2021 | 5 | 27.5 | 2
2 Diversification | 2021 | 5 | 27.6 | 5
2 Diversification | 2021 | 5 | 27.7 | 2
2 Diversification | 2021 | 5 | 27.8 | 5
2 Diversification | 2021 | 5 | 27.9 | 2
2 Diversification | 2021 | 5 | 28 | 5
2 Diversification | 2021 | 5 | 28.1 | 8
2 Diversification | 2021 | 5 | 28.2 | 4
2 Diversification | 2021 | 5 | 28.3 | 3
2 Diversification | 2021 | 5 | 28.4 | 2
2 Diversification | 2021 | 5 | 28.6 | 5
2 Diversification | 2021 | 5 | 28.7 | 2
2 Diversification | 2021 | 5 | 28.8 | 3
2 Diversification | 2021 | 5 | 28.9 | 3
2 Diversification | 2021 | 5 | 29 | 3
2 Diversification | 2021 | 5 | 29.1 | 4
2 Diversification | 2021 | 5 | 29.2 | 2
2 Diversification | 2021 | 5 | 29.3 | 2
2 Diversification | 2021 | 5 | 29.4 | 4
2 Diversification | 2021 | 5 | 29.5 | 5
2 Diversification | 2021 | 5 | 29.6 | 1
2 Diversification | 2021 | 5 | 29.7 | 4
2 Diversification | 2021 | 5 | 29.8 | 4
2 Diversification | 2021 | 5 | 29.9 | 4
2 Diversification | 2021 | 5 | 30 | 3
2 Diversification | 2021 | 5 | 30.1 | 2
2 Diversification | 2021 | 5 | 30.3 | 3
2 Diversification | 2021 | 5 | 30.5 | 5
2 Diversification | 2021 | 5 | 30.6 | 1
2 Diversification | 2021 | 5 | 30.7 | 2
2 Diversification | 2021 | 5 | 30.8 | 6
2 Diversification | 2021 | 5 | 30.9 | 4
2 Diversification | 2021 | 5 | 31.1 | 2
2 Diversification | 2021 | 5 | 31.2 | 3
2 Diversification | 2021 | 5 | 31.3 | 5
2 Diversification | 2021 | 5 | 31.5 | 1
2 Diversification | 2021 | 5 | 31.6 | 3
2 Diversification | 2021 | 5 | 31.7 | 6
2 Diversification | 2021 | 5 | 31.8 | 2
2 Diversification | 2021 | 5 | 31.9 | 3
2 Diversification | 2021 | 5 | 32 | 1
2 Diversification | 2021 | 5 | 32.1 | 1
2 Diversification | 2021 | 5 | 32.2 | 5
2 Diversification | 2021 | 5 | 32.3 | 5
2 Diversification | 2021 | 5 | 32.4 | 4
2 Diversification | 2021 | 5 | 32.5 | 3
2 Diversification | 2021 | 5 | 32.6 | 3
2 Diversification | 2021 | 5 | 32.7 | 2
2 Diversification | 2021 | 5 | 32.8 | 2
2 Diversification | 2021 | 5 | 32.9 | 1
2 Diversification | 2021 | 5 | 33 | 5
2 Diversification | 2021 | 5 | 33.1 | 3
2 Diversification | 2021 | 5 | 33.2 | 2
2 Diversification | 2021 | 5 | 33.3 | 2
2 Diversification | 2021 | 5 | 33.4 | 2
2 Diversification | 2021 | 5 | 33.5 | 2
2 Diversification | 2021 | 5 | 33.6 | 4
2 Diversification | 2021 | 5 | 33.7 | 1
2 Diversification | 2021 | 5 | 33.8 | 2
2 Diversification | 2021 | 5 | 33.9 | 3
2 Diversification | 2021 | 5 | 34.1 | 2
2 Diversification | 2021 | 5 | 34.2 | 1
2 Diversification | 2021 | 5 | 34.3 | 3
2 Diversification | 2021 | 5 | 34.4 | 1
2 Diversification | 2021 | 5 | 34.5 | 5
2 Diversification | 2021 | 5 | 34.6 | 1
2 Diversification | 2021 | 5 | 34.7 | 2
2 Diversification | 2021 | 5 | 34.8 | 3
2 Diversification | 2021 | 5 | 34.9 | 2
2 Diversification | 2021 | 5 | 35.1 | 2
2 Diversification | 2021 | 5 | 35.2 | 1
2 Diversification | 2021 | 5 | 35.3 | 2
2 Diversification | 2021 | 5 | 35.4 | 2
2 Diversification | 2021 | 5 | 35.9 | 2
2 Diversification | 2021 | 5 | 36 | 1
2 Diversification | 2021 | 5 | 36.1 | 3
2 Diversification | 2021 | 5 | 36.2 | 1
2 Diversification | 2021 | 5 | 36.3 | 2
2 Diversification | 2021 | 5 | 36.6 | 2
2 Diversification | 2021 | 5 | 36.7 | 2
2 Diversification | 2021 | 5 | 36.8 | 1
2 Diversification | 2021 | 5 | 36.9 | 3
2 Diversification | 2021 | 5 | 37 | 2
2 Diversification | 2021 | 5 | 37.1 | 2
2 Diversification | 2021 | 5 | 37.2 | 1
2 Diversification | 2021 | 5 | 37.3 | 2
2 Diversification | 2021 | 5 | 37.4 | 3
2 Diversification | 2021 | 5 | 37.5 | 4
2 Diversification | 2021 | 5 | 37.6 | 3
2 Diversification | 2021 | 5 | 37.7 | 3
2 Diversification | 2021 | 5 | 37.8 | 2
2 Diversification | 2021 | 5 | 37.9 | 1
2 Diversification | 2021 | 5 | 38.1 | 3
2 Diversification | 2021 | 5 | 38.2 | 2
2 Diversification | 2021 | 5 | 38.5 | 2
2 Diversification | 2021 | 5 | 38.6 | 2
2 Diversification | 2021 | 5 | 38.7 | 2
2 Diversification | 2021 | 5 | 38.8 | 1
2 Diversification | 2021 | 5 | 39 | 2
2 Diversification | 2021 | 5 | 39.1 | 1
2 Diversification | 2021 | 5 | 39.2 | 1
2 Diversification | 2021 | 5 | 39.4 | 2
2 Diversification | 2021 | 5 | 39.6 | 1
2 Diversification | 2021 | 5 | 39.7 | 1
2 Diversification | 2021 | 5 | 39.9 | 2
2 Diversification | 2021 | 5 | 40 | 1
2 Diversification | 2021 | 5 | 40.1 | 1
2 Diversification | 2021 | 5 | 40.2 | 1
2 Diversification | 2021 | 5 | 40.3 | 4
2 Diversification | 2021 | 5 | 40.4 | 1
2 Diversification | 2021 | 5 | 40.5 | 3
2 Diversification | 2021 | 5 | 40.6 | 2
2 Diversification | 2021 | 5 | 40.7 | 1
2 Diversification | 2021 | 5 | 40.8 | 1
2 Diversification | 2021 | 5 | 41 | 1
2 Diversification | 2021 | 5 | 41.1 | 2
2 Diversification | 2021 | 5 | 41.2 | 5
2 Diversification | 2021 | 5 | 41.7 | 1
2 Diversification | 2021 | 5 | 41.8 | 2
2 Diversification | 2021 | 5 | 42 | 2
2 Diversification | 2021 | 5 | 42.1 | 2
2 Diversification | 2021 | 5 | 42.3 | 1
2 Diversification | 2021 | 5 | 42.4 | 1
2 Diversification | 2021 | 5 | 42.6 | 3
2 Diversification | 2021 | 5 | 42.7 | 1
2 Diversification | 2021 | 5 | 42.8 | 1
2 Diversification | 2021 | 5 | 42.9 | 1
2 Diversification | 2021 | 5 | 43 | 1
2 Diversification | 2021 | 5 | 43.1 | 2
2 Diversification | 2021 | 5 | 43.2 | 2
2 Diversification | 2021 | 5 | 43.5 | 1
2 Diversification | 2021 | 5 | 43.6 | 1
2 Diversification | 2021 | 5 | 43.7 | 1
2 Diversification | 2021 | 5 | 43.8 | 2
2 Diversification | 2021 | 5 | 43.9 | 1
2 Diversification | 2021 | 5 | 44.3 | 1
2 Diversification | 2021 | 5 | 44.6 | 2
2 Diversification | 2021 | 5 | 44.8 | 1
2 Diversification | 2021 | 5 | 45.7 | 1
2 Diversification | 2021 | 5 | 45.8 | 1
2 Diversification | 2021 | 5 | 46.3 | 1
2 Diversification | 2021 | 5 | 46.4 | 1
2 Diversification | 2021 | 5 | 46.9 | 1
2 Diversification | 2021 | 5 | 47.1 | 1
2 Diversification | 2021 | 5 | 47.3 | 1
2 Diversification | 2021 | 5 | 47.6 | 2
2 Diversification | 2021 | 5 | 47.7 | 3
2 Diversification | 2021 | 5 | 48.6 | 1
2 Diversification | 2021 | 5 | 48.7 | 1
2 Diversification | 2021 | 5 | 48.9 | 1
2 Diversification | 2021 | 5 | 49.2 | 3
2 Diversification | 2021 | 5 | 49.8 | 1
2 Diversification | 2021 | 5 | 49.9 | 1
2 Diversification | 2021 | 5 | 50.4 | 1
2 Diversification | 2021 | 5 | 50.5 | 1
2 Diversification | 2021 | 5 | 51.1 | 1
2 Diversification | 2021 | 5 | 51.2 | 1
2 Diversification | 2021 | 5 | 51.4 | 3
2 Diversification | 2021 | 5 | 51.7 | 1
2 Diversification | 2021 | 5 | 51.8 | 1
2 Diversification | 2021 | 5 | 52.2 | 1
2 Diversification | 2021 | 5 | 52.3 | 1
2 Diversification | 2021 | 5 | 52.6 | 1
2 Diversification | 2021 | 5 | 53.9 | 1
2 Diversification | 2021 | 5 | 54.1 | 1
2 Diversification | 2021 | 5 | 54.9 | 1
2 Diversification | 2021 | 5 | 55.1 | 1
2 Diversification | 2021 | 5 | 55.2 | 1
2 Diversification | 2021 | 5 | 55.4 | 1
2 Diversification | 2021 | 5 | 55.8 | 1
2 Diversification | 2021 | 5 | 56.2 | 1
2 Diversification | 2021 | 5 | 57.4 | 1
2 Diversification | 2021 | 5 | 57.6 | 1
2 Diversification | 2021 | 5 | 59.7 | 1
2 Diversification | 2021 | 5 | 60.3 | 1
2 Diversification | 2021 | 5 | 60.6 | 1
2 Diversification | 2021 | 5 | 61.3 | 1
2 Diversification | 2021 | 5 | 62.4 | 1
2 Diversification | 2021 | 5 | 63.1 | 1
2 Diversification | 2021 | 5 | 69.5 | 1
2 Diversification | 2021 | 5 | 70.6 | 1
2 Diversification | 2021 | 5 | 381.1 | 1
2 Diversification | 2021 | 6 | -111.9 | 1
2 Diversification | 2021 | 6 | -97.9 | 1
2 Diversification | 2021 | 6 | -77.1 | 1
2 Diversification | 2021 | 6 | -75.8 | 1
2 Diversification | 2021 | 6 | -75 | 1
2 Diversification | 2021 | 6 | -74.1 | 1
2 Diversification | 2021 | 6 | -70.8 | 1
2 Diversification | 2021 | 6 | -63.8 | 1
2 Diversification | 2021 | 6 | -60.1 | 1
2 Diversification | 2021 | 6 | -59.8 | 1
2 Diversification | 2021 | 6 | -57.9 | 1
2 Diversification | 2021 | 6 | -56.1 | 1
2 Diversification | 2021 | 6 | -55.1 | 2
2 Diversification | 2021 | 6 | -54 | 1
2 Diversification | 2021 | 6 | -52.3 | 2
2 Diversification | 2021 | 6 | -52 | 1
2 Diversification | 2021 | 6 | -51.4 | 1
2 Diversification | 2021 | 6 | -51.1 | 1
2 Diversification | 2021 | 6 | -50.3 | 1
2 Diversification | 2021 | 6 | -49.5 | 1
2 Diversification | 2021 | 6 | -48.7 | 1
2 Diversification | 2021 | 6 | -48.3 | 1
2 Diversification | 2021 | 6 | -47.9 | 1
2 Diversification | 2021 | 6 | -46.9 | 1
2 Diversification | 2021 | 6 | -46.7 | 1
2 Diversification | 2021 | 6 | -46.4 | 1
2 Diversification | 2021 | 6 | -45.8 | 1
2 Diversification | 2021 | 6 | -45.6 | 1
2 Diversification | 2021 | 6 | -45 | 1
2 Diversification | 2021 | 6 | -44.9 | 3
2 Diversification | 2021 | 6 | -44.5 | 1
2 Diversification | 2021 | 6 | -44.4 | 2
2 Diversification | 2021 | 6 | -44.3 | 1
2 Diversification | 2021 | 6 | -44.1 | 2
2 Diversification | 2021 | 6 | -44 | 1
2 Diversification | 2021 | 6 | -43.6 | 1
2 Diversification | 2021 | 6 | -43.4 | 2
2 Diversification | 2021 | 6 | -43.2 | 2
2 Diversification | 2021 | 6 | -43 | 1
2 Diversification | 2021 | 6 | -42.6 | 1
2 Diversification | 2021 | 6 | -42.3 | 1
2 Diversification | 2021 | 6 | -42.2 | 1
2 Diversification | 2021 | 6 | -42.1 | 1
2 Diversification | 2021 | 6 | -42 | 2
2 Diversification | 2021 | 6 | -41.7 | 2
2 Diversification | 2021 | 6 | -41.5 | 1
2 Diversification | 2021 | 6 | -41.3 | 1
2 Diversification | 2021 | 6 | -41.2 | 1
2 Diversification | 2021 | 6 | -41.1 | 1
2 Diversification | 2021 | 6 | -41 | 1
2 Diversification | 2021 | 6 | -40.9 | 2
2 Diversification | 2021 | 6 | -40.8 | 1
2 Diversification | 2021 | 6 | -40.7 | 1
2 Diversification | 2021 | 6 | -40.6 | 1
2 Diversification | 2021 | 6 | -40.5 | 1
2 Diversification | 2021 | 6 | -40.4 | 1
2 Diversification | 2021 | 6 | -40.3 | 2
2 Diversification | 2021 | 6 | -40 | 2
2 Diversification | 2021 | 6 | -39.8 | 3
2 Diversification | 2021 | 6 | -39.4 | 2
2 Diversification | 2021 | 6 | -39.3 | 1
2 Diversification | 2021 | 6 | -39.1 | 2
2 Diversification | 2021 | 6 | -38.9 | 2
2 Diversification | 2021 | 6 | -38.7 | 1
2 Diversification | 2021 | 6 | -38.6 | 1
2 Diversification | 2021 | 6 | -38.5 | 1
2 Diversification | 2021 | 6 | -38 | 2
2 Diversification | 2021 | 6 | -37.9 | 1
2 Diversification | 2021 | 6 | -37.6 | 1
2 Diversification | 2021 | 6 | -37.5 | 4
2 Diversification | 2021 | 6 | -37.3 | 1
2 Diversification | 2021 | 6 | -37.2 | 1
2 Diversification | 2021 | 6 | -37.1 | 1
2 Diversification | 2021 | 6 | -37 | 2
2 Diversification | 2021 | 6 | -36.9 | 1
2 Diversification | 2021 | 6 | -36.8 | 2
2 Diversification | 2021 | 6 | -36.7 | 1
2 Diversification | 2021 | 6 | -36.6 | 1
2 Diversification | 2021 | 6 | -36.5 | 1
2 Diversification | 2021 | 6 | -36.4 | 2
2 Diversification | 2021 | 6 | -36.3 | 1
2 Diversification | 2021 | 6 | -36.2 | 2
2 Diversification | 2021 | 6 | -36 | 5
2 Diversification | 2021 | 6 | -35.9 | 2
2 Diversification | 2021 | 6 | -35.7 | 1
2 Diversification | 2021 | 6 | -35.6 | 2
2 Diversification | 2021 | 6 | -35.4 | 4
2 Diversification | 2021 | 6 | -35.3 | 1
2 Diversification | 2021 | 6 | -35.2 | 1
2 Diversification | 2021 | 6 | -35.1 | 3
2 Diversification | 2021 | 6 | -35 | 1
2 Diversification | 2021 | 6 | -34.8 | 3
2 Diversification | 2021 | 6 | -34.7 | 1
2 Diversification | 2021 | 6 | -34.6 | 1
2 Diversification | 2021 | 6 | -34.5 | 1
2 Diversification | 2021 | 6 | -34.4 | 2
2 Diversification | 2021 | 6 | -34.3 | 1
2 Diversification | 2021 | 6 | -34.2 | 4
2 Diversification | 2021 | 6 | -34.1 | 3
2 Diversification | 2021 | 6 | -34 | 3
2 Diversification | 2021 | 6 | -33.9 | 1
2 Diversification | 2021 | 6 | -33.8 | 4
2 Diversification | 2021 | 6 | -33.7 | 4
2 Diversification | 2021 | 6 | -33.6 | 3
2 Diversification | 2021 | 6 | -33.5 | 1
2 Diversification | 2021 | 6 | -33.4 | 3
2 Diversification | 2021 | 6 | -33.3 | 1
2 Diversification | 2021 | 6 | -33.1 | 1
2 Diversification | 2021 | 6 | -33 | 3
2 Diversification | 2021 | 6 | -32.9 | 1
2 Diversification | 2021 | 6 | -32.8 | 1
2 Diversification | 2021 | 6 | -32.7 | 5
2 Diversification | 2021 | 6 | -32.6 | 2
2 Diversification | 2021 | 6 | -32.5 | 2
2 Diversification | 2021 | 6 | -32.4 | 2
2 Diversification | 2021 | 6 | -32.3 | 2
2 Diversification | 2021 | 6 | -32.2 | 1
2 Diversification | 2021 | 6 | -32.1 | 5
2 Diversification | 2021 | 6 | -32 | 1
2 Diversification | 2021 | 6 | -31.9 | 2
2 Diversification | 2021 | 6 | -31.8 | 2
2 Diversification | 2021 | 6 | -31.7 | 3
2 Diversification | 2021 | 6 | -31.6 | 3
2 Diversification | 2021 | 6 | -31.5 | 1
2 Diversification | 2021 | 6 | -31.4 | 5
2 Diversification | 2021 | 6 | -31.3 | 2
2 Diversification | 2021 | 6 | -31.2 | 3
2 Diversification | 2021 | 6 | -31 | 1
2 Diversification | 2021 | 6 | -30.9 | 1
2 Diversification | 2021 | 6 | -30.8 | 3
2 Diversification | 2021 | 6 | -30.7 | 4
2 Diversification | 2021 | 6 | -30.6 | 2
2 Diversification | 2021 | 6 | -30.5 | 2
2 Diversification | 2021 | 6 | -30.4 | 3
2 Diversification | 2021 | 6 | -30.2 | 3
2 Diversification | 2021 | 6 | -30.1 | 4
2 Diversification | 2021 | 6 | -30 | 3
2 Diversification | 2021 | 6 | -29.9 | 1
2 Diversification | 2021 | 6 | -29.8 | 5
2 Diversification | 2021 | 6 | -29.7 | 3
2 Diversification | 2021 | 6 | -29.6 | 2
2 Diversification | 2021 | 6 | -29.5 | 2
2 Diversification | 2021 | 6 | -29.4 | 3
2 Diversification | 2021 | 6 | -29.3 | 2
2 Diversification | 2021 | 6 | -29.1 | 4
2 Diversification | 2021 | 6 | -29 | 2
2 Diversification | 2021 | 6 | -28.9 | 4
2 Diversification | 2021 | 6 | -28.8 | 1
2 Diversification | 2021 | 6 | -28.7 | 1
2 Diversification | 2021 | 6 | -28.6 | 5
2 Diversification | 2021 | 6 | -28.5 | 2
2 Diversification | 2021 | 6 | -28.4 | 3
2 Diversification | 2021 | 6 | -28.3 | 1
2 Diversification | 2021 | 6 | -28.2 | 1
2 Diversification | 2021 | 6 | -28.1 | 2
2 Diversification | 2021 | 6 | -28 | 3
2 Diversification | 2021 | 6 | -27.7 | 2
2 Diversification | 2021 | 6 | -27.6 | 3
2 Diversification | 2021 | 6 | -27.5 | 4
2 Diversification | 2021 | 6 | -27.4 | 2
2 Diversification | 2021 | 6 | -27.3 | 3
2 Diversification | 2021 | 6 | -27.2 | 3
2 Diversification | 2021 | 6 | -27.1 | 6
2 Diversification | 2021 | 6 | -27 | 2
2 Diversification | 2021 | 6 | -26.9 | 6
2 Diversification | 2021 | 6 | -26.8 | 1
2 Diversification | 2021 | 6 | -26.7 | 2
2 Diversification | 2021 | 6 | -26.6 | 1
2 Diversification | 2021 | 6 | -26.5 | 3
2 Diversification | 2021 | 6 | -26.4 | 4
2 Diversification | 2021 | 6 | -26.3 | 6
2 Diversification | 2021 | 6 | -26.2 | 1
2 Diversification | 2021 | 6 | -25.9 | 3
2 Diversification | 2021 | 6 | -25.8 | 3
2 Diversification | 2021 | 6 | -25.7 | 3
2 Diversification | 2021 | 6 | -25.6 | 5
2 Diversification | 2021 | 6 | -25.5 | 3
2 Diversification | 2021 | 6 | -25.4 | 2
2 Diversification | 2021 | 6 | -25.3 | 3
2 Diversification | 2021 | 6 | -25.2 | 6
2 Diversification | 2021 | 6 | -25.1 | 6
2 Diversification | 2021 | 6 | -25 | 7
2 Diversification | 2021 | 6 | -24.9 | 4
2 Diversification | 2021 | 6 | -24.8 | 3
2 Diversification | 2021 | 6 | -24.7 | 2
2 Diversification | 2021 | 6 | -24.6 | 1
2 Diversification | 2021 | 6 | -24.5 | 3
2 Diversification | 2021 | 6 | -24.4 | 3
2 Diversification | 2021 | 6 | -24.3 | 2
2 Diversification | 2021 | 6 | -24.2 | 2
2 Diversification | 2021 | 6 | -24.1 | 5
2 Diversification | 2021 | 6 | -24 | 5
2 Diversification | 2021 | 6 | -23.9 | 1
2 Diversification | 2021 | 6 | -23.8 | 5
2 Diversification | 2021 | 6 | -23.7 | 1
2 Diversification | 2021 | 6 | -23.6 | 4
2 Diversification | 2021 | 6 | -23.5 | 1
2 Diversification | 2021 | 6 | -23.4 | 4
2 Diversification | 2021 | 6 | -23.3 | 4
2 Diversification | 2021 | 6 | -23.2 | 4
2 Diversification | 2021 | 6 | -23.1 | 2
2 Diversification | 2021 | 6 | -23 | 3
2 Diversification | 2021 | 6 | -22.9 | 1
2 Diversification | 2021 | 6 | -22.8 | 4
2 Diversification | 2021 | 6 | -22.7 | 2
2 Diversification | 2021 | 6 | -22.6 | 2
2 Diversification | 2021 | 6 | -22.5 | 4
2 Diversification | 2021 | 6 | -22.4 | 5
2 Diversification | 2021 | 6 | -22.3 | 5
2 Diversification | 2021 | 6 | -22.2 | 6
2 Diversification | 2021 | 6 | -22.1 | 6
2 Diversification | 2021 | 6 | -22 | 3
2 Diversification | 2021 | 6 | -21.9 | 3
2 Diversification | 2021 | 6 | -21.8 | 2
2 Diversification | 2021 | 6 | -21.7 | 2
2 Diversification | 2021 | 6 | -21.6 | 4
2 Diversification | 2021 | 6 | -21.5 | 5
2 Diversification | 2021 | 6 | -21.4 | 3
2 Diversification | 2021 | 6 | -21.3 | 4
2 Diversification | 2021 | 6 | -21.2 | 3
2 Diversification | 2021 | 6 | -21.1 | 2
2 Diversification | 2021 | 6 | -21 | 2
2 Diversification | 2021 | 6 | -20.9 | 7
2 Diversification | 2021 | 6 | -20.8 | 3
2 Diversification | 2021 | 6 | -20.7 | 5
2 Diversification | 2021 | 6 | -20.6 | 5
2 Diversification | 2021 | 6 | -20.5 | 3
2 Diversification | 2021 | 6 | -20.4 | 2
2 Diversification | 2021 | 6 | -20.3 | 3
2 Diversification | 2021 | 6 | -20.2 | 6
2 Diversification | 2021 | 6 | -20.1 | 7
2 Diversification | 2021 | 6 | -20 | 2
2 Diversification | 2021 | 6 | -19.9 | 3
2 Diversification | 2021 | 6 | -19.8 | 3
2 Diversification | 2021 | 6 | -19.7 | 2
2 Diversification | 2021 | 6 | -19.6 | 3
2 Diversification | 2021 | 6 | -19.5 | 7
2 Diversification | 2021 | 6 | -19.4 | 8
2 Diversification | 2021 | 6 | -19.3 | 4
2 Diversification | 2021 | 6 | -19.2 | 1
2 Diversification | 2021 | 6 | -19.1 | 9
2 Diversification | 2021 | 6 | -19 | 6
2 Diversification | 2021 | 6 | -18.9 | 5
2 Diversification | 2021 | 6 | -18.8 | 7
2 Diversification | 2021 | 6 | -18.7 | 4
2 Diversification | 2021 | 6 | -18.6 | 5
2 Diversification | 2021 | 6 | -18.5 | 7
2 Diversification | 2021 | 6 | -18.4 | 7
2 Diversification | 2021 | 6 | -18.3 | 4
2 Diversification | 2021 | 6 | -18.2 | 3
2 Diversification | 2021 | 6 | -18.1 | 8
2 Diversification | 2021 | 6 | -18 | 4
2 Diversification | 2021 | 6 | -17.9 | 4
2 Diversification | 2021 | 6 | -17.8 | 2
2 Diversification | 2021 | 6 | -17.7 | 6
2 Diversification | 2021 | 6 | -17.6 | 1
2 Diversification | 2021 | 6 | -17.5 | 6
2 Diversification | 2021 | 6 | -17.4 | 6
2 Diversification | 2021 | 6 | -17.3 | 3
2 Diversification | 2021 | 6 | -17 | 3
2 Diversification | 2021 | 6 | -16.9 | 3
2 Diversification | 2021 | 6 | -16.8 | 5
2 Diversification | 2021 | 6 | -16.7 | 3
2 Diversification | 2021 | 6 | -16.6 | 8
2 Diversification | 2021 | 6 | -16.5 | 7
2 Diversification | 2021 | 6 | -16.4 | 3
2 Diversification | 2021 | 6 | -16.3 | 3
2 Diversification | 2021 | 6 | -16.2 | 7
2 Diversification | 2021 | 6 | -16.1 | 7
2 Diversification | 2021 | 6 | -16 | 4
2 Diversification | 2021 | 6 | -15.9 | 2
2 Diversification | 2021 | 6 | -15.8 | 5
2 Diversification | 2021 | 6 | -15.7 | 9
2 Diversification | 2021 | 6 | -15.6 | 7
2 Diversification | 2021 | 6 | -15.5 | 3
2 Diversification | 2021 | 6 | -15.4 | 2
2 Diversification | 2021 | 6 | -15.3 | 6
2 Diversification | 2021 | 6 | -15.2 | 2
2 Diversification | 2021 | 6 | -15.1 | 3
2 Diversification | 2021 | 6 | -15 | 8
2 Diversification | 2021 | 6 | -14.9 | 5
2 Diversification | 2021 | 6 | -14.8 | 4
2 Diversification | 2021 | 6 | -14.7 | 6
2 Diversification | 2021 | 6 | -14.6 | 6
2 Diversification | 2021 | 6 | -14.5 | 6
2 Diversification | 2021 | 6 | -14.4 | 2
2 Diversification | 2021 | 6 | -14.3 | 4
2 Diversification | 2021 | 6 | -14.2 | 5
2 Diversification | 2021 | 6 | -14.1 | 7
2 Diversification | 2021 | 6 | -14 | 5
2 Diversification | 2021 | 6 | -13.9 | 5
2 Diversification | 2021 | 6 | -13.8 | 3
2 Diversification | 2021 | 6 | -13.7 | 5
2 Diversification | 2021 | 6 | -13.6 | 3
2 Diversification | 2021 | 6 | -13.5 | 5
2 Diversification | 2021 | 6 | -13.4 | 3
2 Diversification | 2021 | 6 | -13.3 | 4
2 Diversification | 2021 | 6 | -13.2 | 1
2 Diversification | 2021 | 6 | -13.1 | 2
2 Diversification | 2021 | 6 | -13 | 6
2 Diversification | 2021 | 6 | -12.9 | 3
2 Diversification | 2021 | 6 | -12.8 | 6
2 Diversification | 2021 | 6 | -12.7 | 7
2 Diversification | 2021 | 6 | -12.6 | 3
2 Diversification | 2021 | 6 | -12.5 | 4
2 Diversification | 2021 | 6 | -12.4 | 5
2 Diversification | 2021 | 6 | -12.3 | 4
2 Diversification | 2021 | 6 | -12.2 | 1
2 Diversification | 2021 | 6 | -12.1 | 2
2 Diversification | 2021 | 6 | -12 | 4
2 Diversification | 2021 | 6 | -11.9 | 4
2 Diversification | 2021 | 6 | -11.8 | 3
2 Diversification | 2021 | 6 | -11.7 | 5
2 Diversification | 2021 | 6 | -11.6 | 2
2 Diversification | 2021 | 6 | -11.5 | 3
2 Diversification | 2021 | 6 | -11.4 | 3
2 Diversification | 2021 | 6 | -11.3 | 4
2 Diversification | 2021 | 6 | -11.2 | 4
2 Diversification | 2021 | 6 | -11.1 | 4
2 Diversification | 2021 | 6 | -11 | 5
2 Diversification | 2021 | 6 | -10.9 | 5
2 Diversification | 2021 | 6 | -10.8 | 2
2 Diversification | 2021 | 6 | -10.7 | 2
2 Diversification | 2021 | 6 | -10.6 | 2
2 Diversification | 2021 | 6 | -10.5 | 5
2 Diversification | 2021 | 6 | -10.4 | 5
2 Diversification | 2021 | 6 | -10.2 | 1
2 Diversification | 2021 | 6 | -10.1 | 4
2 Diversification | 2021 | 6 | -10 | 3
2 Diversification | 2021 | 6 | -9.9 | 6
2 Diversification | 2021 | 6 | -9.8 | 4
2 Diversification | 2021 | 6 | -9.7 | 5
2 Diversification | 2021 | 6 | -9.6 | 3
2 Diversification | 2021 | 6 | -9.5 | 3
2 Diversification | 2021 | 6 | -9.3 | 8
2 Diversification | 2021 | 6 | -9.2 | 3
2 Diversification | 2021 | 6 | -9.1 | 3
2 Diversification | 2021 | 6 | -9 | 3
2 Diversification | 2021 | 6 | -8.9 | 3
2 Diversification | 2021 | 6 | -8.8 | 3
2 Diversification | 2021 | 6 | -8.7 | 2
2 Diversification | 2021 | 6 | -8.6 | 4
2 Diversification | 2021 | 6 | -8.5 | 1
2 Diversification | 2021 | 6 | -8.4 | 3
2 Diversification | 2021 | 6 | -8.3 | 1
2 Diversification | 2021 | 6 | -8.2 | 3
2 Diversification | 2021 | 6 | -8.1 | 3
2 Diversification | 2021 | 6 | -8 | 2
2 Diversification | 2021 | 6 | -7.9 | 2
2 Diversification | 2021 | 6 | -7.8 | 4
2 Diversification | 2021 | 6 | -7.7 | 3
2 Diversification | 2021 | 6 | -7.6 | 2
2 Diversification | 2021 | 6 | -7.5 | 1
2 Diversification | 2021 | 6 | -7.4 | 3
2 Diversification | 2021 | 6 | -7.3 | 3
2 Diversification | 2021 | 6 | -7.2 | 3
2 Diversification | 2021 | 6 | -7.1 | 2
2 Diversification | 2021 | 6 | -7 | 2
2 Diversification | 2021 | 6 | -6.9 | 3
2 Diversification | 2021 | 6 | -6.8 | 2
2 Diversification | 2021 | 6 | -6.6 | 1
2 Diversification | 2021 | 6 | -6.4 | 1
2 Diversification | 2021 | 6 | -6.2 | 3
2 Diversification | 2021 | 6 | -6.1 | 1
2 Diversification | 2021 | 6 | -6 | 1
2 Diversification | 2021 | 6 | -5.7 | 1
2 Diversification | 2021 | 6 | -5.5 | 3
2 Diversification | 2021 | 6 | -5.4 | 2
2 Diversification | 2021 | 6 | -5.3 | 1
2 Diversification | 2021 | 6 | -5.2 | 4
2 Diversification | 2021 | 6 | -5 | 1
2 Diversification | 2021 | 6 | -4.9 | 1
2 Diversification | 2021 | 6 | -4.8 | 1
2 Diversification | 2021 | 6 | -4.7 | 3
2 Diversification | 2021 | 6 | -4.6 | 2
2 Diversification | 2021 | 6 | -4.4 | 2
2 Diversification | 2021 | 6 | -4.3 | 1
2 Diversification | 2021 | 6 | -4.1 | 1
2 Diversification | 2021 | 6 | -3.9 | 1
2 Diversification | 2021 | 6 | -3.8 | 1
2 Diversification | 2021 | 6 | -3.7 | 1
2 Diversification | 2021 | 6 | -3.5 | 1
2 Diversification | 2021 | 6 | -3.2 | 2
2 Diversification | 2021 | 6 | -3.1 | 2
2 Diversification | 2021 | 6 | -2.7 | 1
2 Diversification | 2021 | 6 | -2.4 | 1
2 Diversification | 2021 | 6 | -2.2 | 1
2 Diversification | 2021 | 6 | -1.9 | 1
2 Diversification | 2021 | 6 | -1.5 | 1
2 Diversification | 2021 | 6 | -1.4 | 1
2 Diversification | 2021 | 6 | -1.2 | 1
2 Diversification | 2021 | 6 | -1 | 1
2 Diversification | 2021 | 6 | -0.6 | 1
2 Diversification | 2021 | 6 | 0 | 1
2 Diversification | 2021 | 6 | 0.1 | 1
2 Diversification | 2021 | 6 | 0.6 | 1
2 Diversification | 2021 | 6 | 1.5 | 1
2 Diversification | 2021 | 6 | 1.9 | 1
2 Diversification | 2021 | 6 | 2.4 | 1
2 Diversification | 2021 | 6 | 2.8 | 1
2 Diversification | 2021 | 6 | 2.9 | 2
2 Diversification | 2021 | 6 | 3 | 1
2 Diversification | 2021 | 6 | 3.3 | 2
2 Diversification | 2021 | 6 | 3.6 | 1
2 Diversification | 2021 | 6 | 3.7 | 1
2 Diversification | 2021 | 6 | 3.9 | 2
2 Diversification | 2021 | 6 | 4 | 2
2 Diversification | 2021 | 6 | 4.1 | 1
2 Diversification | 2021 | 6 | 4.3 | 1
2 Diversification | 2021 | 6 | 4.4 | 1
2 Diversification | 2021 | 6 | 4.6 | 2
2 Diversification | 2021 | 6 | 4.9 | 1
2 Diversification | 2021 | 6 | 5 | 1
2 Diversification | 2021 | 6 | 5.1 | 2
2 Diversification | 2021 | 6 | 5.3 | 2
2 Diversification | 2021 | 6 | 5.5 | 2
2 Diversification | 2021 | 6 | 5.8 | 1
2 Diversification | 2021 | 6 | 5.9 | 1
2 Diversification | 2021 | 6 | 6 | 2
2 Diversification | 2021 | 6 | 6.1 | 2
2 Diversification | 2021 | 6 | 6.3 | 2
2 Diversification | 2021 | 6 | 6.5 | 2
2 Diversification | 2021 | 6 | 6.6 | 1
2 Diversification | 2021 | 6 | 6.7 | 3
2 Diversification | 2021 | 6 | 6.8 | 1
2 Diversification | 2021 | 6 | 6.9 | 3
2 Diversification | 2021 | 6 | 7 | 3
2 Diversification | 2021 | 6 | 7.2 | 4
2 Diversification | 2021 | 6 | 7.3 | 2
2 Diversification | 2021 | 6 | 7.4 | 1
2 Diversification | 2021 | 6 | 7.5 | 1
2 Diversification | 2021 | 6 | 7.6 | 3
2 Diversification | 2021 | 6 | 7.7 | 1
2 Diversification | 2021 | 6 | 7.8 | 1
2 Diversification | 2021 | 6 | 7.9 | 4
2 Diversification | 2021 | 6 | 8 | 2
2 Diversification | 2021 | 6 | 8.3 | 1
2 Diversification | 2021 | 6 | 8.4 | 2
2 Diversification | 2021 | 6 | 8.5 | 3
2 Diversification | 2021 | 6 | 8.6 | 3
2 Diversification | 2021 | 6 | 8.7 | 3
2 Diversification | 2021 | 6 | 8.8 | 4
2 Diversification | 2021 | 6 | 8.9 | 3
2 Diversification | 2021 | 6 | 9 | 3
2 Diversification | 2021 | 6 | 9.1 | 8
2 Diversification | 2021 | 6 | 9.2 | 3
2 Diversification | 2021 | 6 | 9.3 | 3
2 Diversification | 2021 | 6 | 9.4 | 3
2 Diversification | 2021 | 6 | 9.6 | 2
2 Diversification | 2021 | 6 | 9.8 | 2
2 Diversification | 2021 | 6 | 9.9 | 3
2 Diversification | 2021 | 6 | 10 | 7
2 Diversification | 2021 | 6 | 10.1 | 3
2 Diversification | 2021 | 6 | 10.2 | 8
2 Diversification | 2021 | 6 | 10.3 | 3
2 Diversification | 2021 | 6 | 10.4 | 1
2 Diversification | 2021 | 6 | 10.5 | 2
2 Diversification | 2021 | 6 | 10.6 | 3
2 Diversification | 2021 | 6 | 10.7 | 1
2 Diversification | 2021 | 6 | 10.8 | 6
2 Diversification | 2021 | 6 | 10.9 | 3
2 Diversification | 2021 | 6 | 11.1 | 6
2 Diversification | 2021 | 6 | 11.2 | 1
2 Diversification | 2021 | 6 | 11.3 | 3
2 Diversification | 2021 | 6 | 11.4 | 3
2 Diversification | 2021 | 6 | 11.5 | 7
2 Diversification | 2021 | 6 | 11.6 | 7
2 Diversification | 2021 | 6 | 11.7 | 4
2 Diversification | 2021 | 6 | 11.8 | 5
2 Diversification | 2021 | 6 | 11.9 | 2
2 Diversification | 2021 | 6 | 12 | 3
2 Diversification | 2021 | 6 | 12.1 | 6
2 Diversification | 2021 | 6 | 12.2 | 3
2 Diversification | 2021 | 6 | 12.3 | 3
2 Diversification | 2021 | 6 | 12.4 | 8
2 Diversification | 2021 | 6 | 12.5 | 2
2 Diversification | 2021 | 6 | 12.6 | 6
2 Diversification | 2021 | 6 | 12.7 | 6
2 Diversification | 2021 | 6 | 12.9 | 5
2 Diversification | 2021 | 6 | 13 | 2
2 Diversification | 2021 | 6 | 13.1 | 6
2 Diversification | 2021 | 6 | 13.2 | 3
2 Diversification | 2021 | 6 | 13.3 | 9
2 Diversification | 2021 | 6 | 13.4 | 2
2 Diversification | 2021 | 6 | 13.5 | 3
2 Diversification | 2021 | 6 | 13.6 | 6
2 Diversification | 2021 | 6 | 13.7 | 1
2 Diversification | 2021 | 6 | 13.8 | 6
2 Diversification | 2021 | 6 | 13.9 | 5
2 Diversification | 2021 | 6 | 14 | 4
2 Diversification | 2021 | 6 | 14.1 | 4
2 Diversification | 2021 | 6 | 14.2 | 5
2 Diversification | 2021 | 6 | 14.3 | 2
2 Diversification | 2021 | 6 | 14.4 | 5
2 Diversification | 2021 | 6 | 14.5 | 7
2 Diversification | 2021 | 6 | 14.6 | 3
2 Diversification | 2021 | 6 | 14.7 | 6
2 Diversification | 2021 | 6 | 14.8 | 3
2 Diversification | 2021 | 6 | 14.9 | 1
2 Diversification | 2021 | 6 | 15 | 2
2 Diversification | 2021 | 6 | 15.1 | 5
2 Diversification | 2021 | 6 | 15.2 | 4
2 Diversification | 2021 | 6 | 15.3 | 4
2 Diversification | 2021 | 6 | 15.4 | 5
2 Diversification | 2021 | 6 | 15.5 | 3
2 Diversification | 2021 | 6 | 15.6 | 6
2 Diversification | 2021 | 6 | 15.7 | 3
2 Diversification | 2021 | 6 | 15.8 | 7
2 Diversification | 2021 | 6 | 15.9 | 5
2 Diversification | 2021 | 6 | 16 | 4
2 Diversification | 2021 | 6 | 16.1 | 4
2 Diversification | 2021 | 6 | 16.2 | 4
2 Diversification | 2021 | 6 | 16.3 | 1
2 Diversification | 2021 | 6 | 16.4 | 5
2 Diversification | 2021 | 6 | 16.5 | 4
2 Diversification | 2021 | 6 | 16.6 | 5
2 Diversification | 2021 | 6 | 16.7 | 3
2 Diversification | 2021 | 6 | 16.8 | 3
2 Diversification | 2021 | 6 | 16.9 | 3
2 Diversification | 2021 | 6 | 17 | 5
2 Diversification | 2021 | 6 | 17.1 | 3
2 Diversification | 2021 | 6 | 17.2 | 4
2 Diversification | 2021 | 6 | 17.3 | 4
2 Diversification | 2021 | 6 | 17.4 | 2
2 Diversification | 2021 | 6 | 17.5 | 7
2 Diversification | 2021 | 6 | 17.6 | 3
2 Diversification | 2021 | 6 | 17.7 | 8
2 Diversification | 2021 | 6 | 17.8 | 9
2 Diversification | 2021 | 6 | 17.9 | 6
2 Diversification | 2021 | 6 | 18 | 3
2 Diversification | 2021 | 6 | 18.1 | 4
2 Diversification | 2021 | 6 | 18.2 | 10
2 Diversification | 2021 | 6 | 18.3 | 1
2 Diversification | 2021 | 6 | 18.4 | 9
2 Diversification | 2021 | 6 | 18.5 | 8
2 Diversification | 2021 | 6 | 18.6 | 5
2 Diversification | 2021 | 6 | 18.7 | 4
2 Diversification | 2021 | 6 | 18.8 | 6
2 Diversification | 2021 | 6 | 18.9 | 3
2 Diversification | 2021 | 6 | 19 | 6
2 Diversification | 2021 | 6 | 19.1 | 4
2 Diversification | 2021 | 6 | 19.2 | 1
2 Diversification | 2021 | 6 | 19.3 | 4
2 Diversification | 2021 | 6 | 19.4 | 5
2 Diversification | 2021 | 6 | 19.5 | 9
2 Diversification | 2021 | 6 | 19.6 | 9
2 Diversification | 2021 | 6 | 19.7 | 2
2 Diversification | 2021 | 6 | 19.8 | 4
2 Diversification | 2021 | 6 | 19.9 | 4
2 Diversification | 2021 | 6 | 20 | 7
2 Diversification | 2021 | 6 | 20.1 | 2
2 Diversification | 2021 | 6 | 20.2 | 4
2 Diversification | 2021 | 6 | 20.3 | 1
2 Diversification | 2021 | 6 | 20.5 | 3
2 Diversification | 2021 | 6 | 20.6 | 2
2 Diversification | 2021 | 6 | 20.7 | 5
2 Diversification | 2021 | 6 | 20.8 | 7
2 Diversification | 2021 | 6 | 20.9 | 6
2 Diversification | 2021 | 6 | 21 | 5
2 Diversification | 2021 | 6 | 21.1 | 9
2 Diversification | 2021 | 6 | 21.2 | 5
2 Diversification | 2021 | 6 | 21.3 | 6
2 Diversification | 2021 | 6 | 21.4 | 5
2 Diversification | 2021 | 6 | 21.5 | 3
2 Diversification | 2021 | 6 | 21.6 | 6
2 Diversification | 2021 | 6 | 21.7 | 2
2 Diversification | 2021 | 6 | 21.8 | 4
2 Diversification | 2021 | 6 | 21.9 | 8
2 Diversification | 2021 | 6 | 22 | 6
2 Diversification | 2021 | 6 | 22.1 | 7
2 Diversification | 2021 | 6 | 22.2 | 3
2 Diversification | 2021 | 6 | 22.3 | 2
2 Diversification | 2021 | 6 | 22.4 | 3
2 Diversification | 2021 | 6 | 22.5 | 1
2 Diversification | 2021 | 6 | 22.6 | 4
2 Diversification | 2021 | 6 | 22.7 | 3
2 Diversification | 2021 | 6 | 22.8 | 4
2 Diversification | 2021 | 6 | 22.9 | 8
2 Diversification | 2021 | 6 | 23 | 6
2 Diversification | 2021 | 6 | 23.1 | 2
2 Diversification | 2021 | 6 | 23.2 | 4
2 Diversification | 2021 | 6 | 23.3 | 4
2 Diversification | 2021 | 6 | 23.4 | 5
2 Diversification | 2021 | 6 | 23.5 | 3
2 Diversification | 2021 | 6 | 23.6 | 1
2 Diversification | 2021 | 6 | 23.7 | 4
2 Diversification | 2021 | 6 | 23.9 | 2
2 Diversification | 2021 | 6 | 24 | 4
2 Diversification | 2021 | 6 | 24.1 | 3
2 Diversification | 2021 | 6 | 24.2 | 2
2 Diversification | 2021 | 6 | 24.3 | 6
2 Diversification | 2021 | 6 | 24.4 | 5
2 Diversification | 2021 | 6 | 24.5 | 3
2 Diversification | 2021 | 6 | 24.6 | 4
2 Diversification | 2021 | 6 | 24.7 | 6
2 Diversification | 2021 | 6 | 24.8 | 1
2 Diversification | 2021 | 6 | 24.9 | 7
2 Diversification | 2021 | 6 | 25 | 4
2 Diversification | 2021 | 6 | 25.1 | 3
2 Diversification | 2021 | 6 | 25.2 | 1
2 Diversification | 2021 | 6 | 25.3 | 3
2 Diversification | 2021 | 6 | 25.4 | 4
2 Diversification | 2021 | 6 | 25.5 | 5
2 Diversification | 2021 | 6 | 25.6 | 2
2 Diversification | 2021 | 6 | 25.7 | 2
2 Diversification | 2021 | 6 | 25.8 | 2
2 Diversification | 2021 | 6 | 25.9 | 2
2 Diversification | 2021 | 6 | 26 | 2
2 Diversification | 2021 | 6 | 26.1 | 2
2 Diversification | 2021 | 6 | 26.2 | 2
2 Diversification | 2021 | 6 | 26.3 | 3
2 Diversification | 2021 | 6 | 26.4 | 2
2 Diversification | 2021 | 6 | 26.5 | 4
2 Diversification | 2021 | 6 | 26.6 | 1
2 Diversification | 2021 | 6 | 26.7 | 2
2 Diversification | 2021 | 6 | 26.9 | 5
2 Diversification | 2021 | 6 | 27 | 4
2 Diversification | 2021 | 6 | 27.1 | 1
2 Diversification | 2021 | 6 | 27.2 | 3
2 Diversification | 2021 | 6 | 27.3 | 2
2 Diversification | 2021 | 6 | 27.4 | 3
2 Diversification | 2021 | 6 | 27.5 | 3
2 Diversification | 2021 | 6 | 27.7 | 2
2 Diversification | 2021 | 6 | 27.8 | 3
2 Diversification | 2021 | 6 | 27.9 | 3
2 Diversification | 2021 | 6 | 28 | 2
2 Diversification | 2021 | 6 | 28.1 | 2
2 Diversification | 2021 | 6 | 28.2 | 2
2 Diversification | 2021 | 6 | 28.3 | 2
2 Diversification | 2021 | 6 | 28.4 | 2
2 Diversification | 2021 | 6 | 28.5 | 2
2 Diversification | 2021 | 6 | 28.6 | 2
2 Diversification | 2021 | 6 | 28.7 | 2
2 Diversification | 2021 | 6 | 28.8 | 4
2 Diversification | 2021 | 6 | 28.9 | 2
2 Diversification | 2021 | 6 | 29 | 1
2 Diversification | 2021 | 6 | 29.1 | 2
2 Diversification | 2021 | 6 | 29.2 | 2
2 Diversification | 2021 | 6 | 29.3 | 2
2 Diversification | 2021 | 6 | 29.4 | 1
2 Diversification | 2021 | 6 | 29.5 | 2
2 Diversification | 2021 | 6 | 29.6 | 5
2 Diversification | 2021 | 6 | 29.7 | 2
2 Diversification | 2021 | 6 | 29.8 | 1
2 Diversification | 2021 | 6 | 29.9 | 3
2 Diversification | 2021 | 6 | 30 | 2
2 Diversification | 2021 | 6 | 30.1 | 4
2 Diversification | 2021 | 6 | 30.2 | 2
2 Diversification | 2021 | 6 | 30.3 | 2
2 Diversification | 2021 | 6 | 30.4 | 1
2 Diversification | 2021 | 6 | 30.5 | 5
2 Diversification | 2021 | 6 | 30.6 | 3
2 Diversification | 2021 | 6 | 30.7 | 1
2 Diversification | 2021 | 6 | 30.8 | 5
2 Diversification | 2021 | 6 | 30.9 | 4
2 Diversification | 2021 | 6 | 31 | 1
2 Diversification | 2021 | 6 | 31.1 | 2
2 Diversification | 2021 | 6 | 31.2 | 1
2 Diversification | 2021 | 6 | 31.3 | 2
2 Diversification | 2021 | 6 | 31.4 | 1
2 Diversification | 2021 | 6 | 31.5 | 4
2 Diversification | 2021 | 6 | 31.6 | 2
2 Diversification | 2021 | 6 | 31.7 | 3
2 Diversification | 2021 | 6 | 31.8 | 2
2 Diversification | 2021 | 6 | 31.9 | 1
2 Diversification | 2021 | 6 | 32 | 4
2 Diversification | 2021 | 6 | 32.1 | 2
2 Diversification | 2021 | 6 | 32.2 | 4
2 Diversification | 2021 | 6 | 32.4 | 3
2 Diversification | 2021 | 6 | 32.6 | 1
2 Diversification | 2021 | 6 | 32.7 | 1
2 Diversification | 2021 | 6 | 32.8 | 2
2 Diversification | 2021 | 6 | 32.9 | 1
2 Diversification | 2021 | 6 | 33 | 1
2 Diversification | 2021 | 6 | 33.1 | 2
2 Diversification | 2021 | 6 | 33.2 | 2
2 Diversification | 2021 | 6 | 33.3 | 3
2 Diversification | 2021 | 6 | 33.4 | 2
2 Diversification | 2021 | 6 | 33.5 | 1
2 Diversification | 2021 | 6 | 33.7 | 1
2 Diversification | 2021 | 6 | 33.8 | 2
2 Diversification | 2021 | 6 | 33.9 | 1
2 Diversification | 2021 | 6 | 34 | 1
2 Diversification | 2021 | 6 | 34.1 | 1
2 Diversification | 2021 | 6 | 34.2 | 2
2 Diversification | 2021 | 6 | 34.3 | 1
2 Diversification | 2021 | 6 | 34.4 | 3
2 Diversification | 2021 | 6 | 34.5 | 3
2 Diversification | 2021 | 6 | 34.7 | 3
2 Diversification | 2021 | 6 | 34.9 | 4
2 Diversification | 2021 | 6 | 35 | 1
2 Diversification | 2021 | 6 | 35.2 | 2
2 Diversification | 2021 | 6 | 35.3 | 2
2 Diversification | 2021 | 6 | 35.4 | 1
2 Diversification | 2021 | 6 | 35.5 | 2
2 Diversification | 2021 | 6 | 35.6 | 3
2 Diversification | 2021 | 6 | 35.7 | 2
2 Diversification | 2021 | 6 | 35.8 | 2
2 Diversification | 2021 | 6 | 35.9 | 1
2 Diversification | 2021 | 6 | 36 | 1
2 Diversification | 2021 | 6 | 36.1 | 1
2 Diversification | 2021 | 6 | 36.2 | 1
2 Diversification | 2021 | 6 | 36.4 | 1
2 Diversification | 2021 | 6 | 36.7 | 1
2 Diversification | 2021 | 6 | 36.8 | 1
2 Diversification | 2021 | 6 | 37 | 1
2 Diversification | 2021 | 6 | 37.1 | 1
2 Diversification | 2021 | 6 | 37.6 | 2
2 Diversification | 2021 | 6 | 37.8 | 1
2 Diversification | 2021 | 6 | 38 | 1
2 Diversification | 2021 | 6 | 38.3 | 3
2 Diversification | 2021 | 6 | 38.5 | 2
2 Diversification | 2021 | 6 | 38.6 | 2
2 Diversification | 2021 | 6 | 38.8 | 1
2 Diversification | 2021 | 6 | 39 | 2
2 Diversification | 2021 | 6 | 39.1 | 1
2 Diversification | 2021 | 6 | 39.2 | 1
2 Diversification | 2021 | 6 | 39.4 | 1
2 Diversification | 2021 | 6 | 39.6 | 1
2 Diversification | 2021 | 6 | 39.8 | 1
2 Diversification | 2021 | 6 | 39.9 | 1
2 Diversification | 2021 | 6 | 40 | 1
2 Diversification | 2021 | 6 | 40.1 | 1
2 Diversification | 2021 | 6 | 40.4 | 2
2 Diversification | 2021 | 6 | 40.5 | 1
2 Diversification | 2021 | 6 | 40.6 | 4
2 Diversification | 2021 | 6 | 40.7 | 1
2 Diversification | 2021 | 6 | 40.8 | 1
2 Diversification | 2021 | 6 | 41.1 | 1
2 Diversification | 2021 | 6 | 41.2 | 2
2 Diversification | 2021 | 6 | 41.3 | 1
2 Diversification | 2021 | 6 | 41.5 | 1
2 Diversification | 2021 | 6 | 41.6 | 1
2 Diversification | 2021 | 6 | 41.7 | 1
2 Diversification | 2021 | 6 | 42 | 1
2 Diversification | 2021 | 6 | 42.1 | 1
2 Diversification | 2021 | 6 | 42.2 | 2
2 Diversification | 2021 | 6 | 42.7 | 1
2 Diversification | 2021 | 6 | 42.8 | 1
2 Diversification | 2021 | 6 | 43 | 1
2 Diversification | 2021 | 6 | 43.1 | 2
2 Diversification | 2021 | 6 | 43.2 | 1
2 Diversification | 2021 | 6 | 43.4 | 1
2 Diversification | 2021 | 6 | 43.5 | 1
2 Diversification | 2021 | 6 | 43.7 | 1
2 Diversification | 2021 | 6 | 44.2 | 1
2 Diversification | 2021 | 6 | 44.4 | 3
2 Diversification | 2021 | 6 | 44.7 | 2
2 Diversification | 2021 | 6 | 45.3 | 1
2 Diversification | 2021 | 6 | 45.4 | 2
2 Diversification | 2021 | 6 | 45.8 | 1
2 Diversification | 2021 | 6 | 45.9 | 2
2 Diversification | 2021 | 6 | 46 | 1
2 Diversification | 2021 | 6 | 46.3 | 1
2 Diversification | 2021 | 6 | 46.4 | 1
2 Diversification | 2021 | 6 | 46.5 | 1
2 Diversification | 2021 | 6 | 46.7 | 1
2 Diversification | 2021 | 6 | 46.9 | 1
2 Diversification | 2021 | 6 | 47.5 | 1
2 Diversification | 2021 | 6 | 47.6 | 1
2 Diversification | 2021 | 6 | 48.2 | 1
2 Diversification | 2021 | 6 | 48.3 | 2
2 Diversification | 2021 | 6 | 48.5 | 1
2 Diversification | 2021 | 6 | 48.6 | 1
2 Diversification | 2021 | 6 | 49.2 | 1
2 Diversification | 2021 | 6 | 49.5 | 1
2 Diversification | 2021 | 6 | 49.7 | 1
2 Diversification | 2021 | 6 | 49.9 | 2
2 Diversification | 2021 | 6 | 50.3 | 1
2 Diversification | 2021 | 6 | 50.4 | 1
2 Diversification | 2021 | 6 | 50.7 | 2
2 Diversification | 2021 | 6 | 50.8 | 1
2 Diversification | 2021 | 6 | 51.2 | 1
2 Diversification | 2021 | 6 | 51.4 | 1
2 Diversification | 2021 | 6 | 51.6 | 1
2 Diversification | 2021 | 6 | 52.7 | 1
2 Diversification | 2021 | 6 | 53 | 1
2 Diversification | 2021 | 6 | 53.4 | 1
2 Diversification | 2021 | 6 | 54.2 | 1
2 Diversification | 2021 | 6 | 54.5 | 1
2 Diversification | 2021 | 6 | 55.7 | 1
2 Diversification | 2021 | 6 | 56.1 | 1
2 Diversification | 2021 | 6 | 58 | 1
2 Diversification | 2021 | 6 | 58.2 | 1
2 Diversification | 2021 | 6 | 58.9 | 1
2 Diversification | 2021 | 6 | 61.7 | 2
2 Diversification | 2021 | 6 | 64.6 | 1
2 Diversification | 2021 | 6 | 64.8 | 1
2 Diversification | 2021 | 6 | 67 | 1
2 Diversification | 2021 | 6 | 67.8 | 2
2 Diversification | 2021 | 6 | 68.7 | 1
2 Diversification | 2021 | 6 | 69.4 | 1
2 Diversification | 2021 | 6 | 77.3 | 1
2 Diversification | 2021 | 6 | 82.1 | 1
2 Diversification | 2021 | 7 | -65.9 | 1
2 Diversification | 2021 | 7 | -65.5 | 1
2 Diversification | 2021 | 7 | -65 | 1
2 Diversification | 2021 | 7 | -64.1 | 1
2 Diversification | 2021 | 7 | -63.8 | 1
2 Diversification | 2021 | 7 | -62.2 | 1
2 Diversification | 2021 | 7 | -59.6 | 1
2 Diversification | 2021 | 7 | -58.3 | 1
2 Diversification | 2021 | 7 | -58 | 1
2 Diversification | 2021 | 7 | -56.7 | 1
2 Diversification | 2021 | 7 | -56.1 | 1
2 Diversification | 2021 | 7 | -55.6 | 1
2 Diversification | 2021 | 7 | -54.9 | 1
2 Diversification | 2021 | 7 | -54.4 | 1
2 Diversification | 2021 | 7 | -54.1 | 1
2 Diversification | 2021 | 7 | -52.8 | 1
2 Diversification | 2021 | 7 | -52.6 | 1
2 Diversification | 2021 | 7 | -51.3 | 1
2 Diversification | 2021 | 7 | -50.4 | 1
2 Diversification | 2021 | 7 | -49.8 | 1
2 Diversification | 2021 | 7 | -49.7 | 1
2 Diversification | 2021 | 7 | -49.4 | 1
2 Diversification | 2021 | 7 | -48.6 | 1
2 Diversification | 2021 | 7 | -48.5 | 2
2 Diversification | 2021 | 7 | -48 | 1
2 Diversification | 2021 | 7 | -47.5 | 1
2 Diversification | 2021 | 7 | -47.4 | 1
2 Diversification | 2021 | 7 | -47.3 | 2
2 Diversification | 2021 | 7 | -46.9 | 1
2 Diversification | 2021 | 7 | -46.8 | 1
2 Diversification | 2021 | 7 | -46.6 | 1
2 Diversification | 2021 | 7 | -46.5 | 1
2 Diversification | 2021 | 7 | -46.3 | 1
2 Diversification | 2021 | 7 | -46 | 1
2 Diversification | 2021 | 7 | -45.6 | 2
2 Diversification | 2021 | 7 | -45.4 | 1
2 Diversification | 2021 | 7 | -45.3 | 1
2 Diversification | 2021 | 7 | -45.2 | 1
2 Diversification | 2021 | 7 | -44.9 | 1
2 Diversification | 2021 | 7 | -44.7 | 1
2 Diversification | 2021 | 7 | -44.5 | 1
2 Diversification | 2021 | 7 | -44.3 | 1
2 Diversification | 2021 | 7 | -44 | 1
2 Diversification | 2021 | 7 | -43.6 | 2
2 Diversification | 2021 | 7 | -43.4 | 2
2 Diversification | 2021 | 7 | -43.2 | 1
2 Diversification | 2021 | 7 | -43 | 2
2 Diversification | 2021 | 7 | -42.9 | 1
2 Diversification | 2021 | 7 | -42.4 | 1
2 Diversification | 2021 | 7 | -42.2 | 1
2 Diversification | 2021 | 7 | -42.1 | 3
2 Diversification | 2021 | 7 | -42 | 2
2 Diversification | 2021 | 7 | -41.9 | 2
2 Diversification | 2021 | 7 | -41.8 | 2
2 Diversification | 2021 | 7 | -41.6 | 1
2 Diversification | 2021 | 7 | -41.5 | 1
2 Diversification | 2021 | 7 | -41.4 | 1
2 Diversification | 2021 | 7 | -41.2 | 1
2 Diversification | 2021 | 7 | -40.9 | 1
2 Diversification | 2021 | 7 | -40.4 | 1
2 Diversification | 2021 | 7 | -40.3 | 2
2 Diversification | 2021 | 7 | -39.9 | 2
2 Diversification | 2021 | 7 | -39.7 | 1
2 Diversification | 2021 | 7 | -39.6 | 1
2 Diversification | 2021 | 7 | -39.4 | 1
2 Diversification | 2021 | 7 | -39.1 | 1
2 Diversification | 2021 | 7 | -38.9 | 2
2 Diversification | 2021 | 7 | -38.8 | 2
2 Diversification | 2021 | 7 | -38.4 | 2
2 Diversification | 2021 | 7 | -38.3 | 1
2 Diversification | 2021 | 7 | -38.1 | 1
2 Diversification | 2021 | 7 | -38 | 2
2 Diversification | 2021 | 7 | -37.5 | 1
2 Diversification | 2021 | 7 | -37.3 | 1
2 Diversification | 2021 | 7 | -37.2 | 1
2 Diversification | 2021 | 7 | -37.1 | 2
2 Diversification | 2021 | 7 | -36.8 | 1
2 Diversification | 2021 | 7 | -36.6 | 1
2 Diversification | 2021 | 7 | -36.3 | 1
2 Diversification | 2021 | 7 | -36.2 | 2
2 Diversification | 2021 | 7 | -36.1 | 1
2 Diversification | 2021 | 7 | -36 | 1
2 Diversification | 2021 | 7 | -35.9 | 2
2 Diversification | 2021 | 7 | -35.8 | 1
2 Diversification | 2021 | 7 | -35.7 | 1
2 Diversification | 2021 | 7 | -35.6 | 1
2 Diversification | 2021 | 7 | -35.4 | 1
2 Diversification | 2021 | 7 | -35.3 | 1
2 Diversification | 2021 | 7 | -35.1 | 2
2 Diversification | 2021 | 7 | -35 | 3
2 Diversification | 2021 | 7 | -34.9 | 1
2 Diversification | 2021 | 7 | -34.8 | 2
2 Diversification | 2021 | 7 | -34.5 | 1
2 Diversification | 2021 | 7 | -34.4 | 1
2 Diversification | 2021 | 7 | -34.2 | 1
2 Diversification | 2021 | 7 | -33.8 | 3
2 Diversification | 2021 | 7 | -33.7 | 1
2 Diversification | 2021 | 7 | -33.5 | 2
2 Diversification | 2021 | 7 | -33.4 | 3
2 Diversification | 2021 | 7 | -33.3 | 2
2 Diversification | 2021 | 7 | -33.2 | 1
2 Diversification | 2021 | 7 | -33.1 | 4
2 Diversification | 2021 | 7 | -33 | 1
2 Diversification | 2021 | 7 | -32.8 | 3
2 Diversification | 2021 | 7 | -32.7 | 2
2 Diversification | 2021 | 7 | -32.6 | 2
2 Diversification | 2021 | 7 | -32.4 | 1
2 Diversification | 2021 | 7 | -32.1 | 4
2 Diversification | 2021 | 7 | -31.9 | 2
2 Diversification | 2021 | 7 | -31.8 | 1
2 Diversification | 2021 | 7 | -31.7 | 1
2 Diversification | 2021 | 7 | -31.5 | 1
2 Diversification | 2021 | 7 | -31.3 | 3
2 Diversification | 2021 | 7 | -31.2 | 2
2 Diversification | 2021 | 7 | -31.1 | 1
2 Diversification | 2021 | 7 | -31 | 3
2 Diversification | 2021 | 7 | -30.9 | 2
2 Diversification | 2021 | 7 | -30.7 | 4
2 Diversification | 2021 | 7 | -30.6 | 1
2 Diversification | 2021 | 7 | -30.5 | 2
2 Diversification | 2021 | 7 | -30.4 | 1
2 Diversification | 2021 | 7 | -30.3 | 1
2 Diversification | 2021 | 7 | -30.2 | 1
2 Diversification | 2021 | 7 | -30.1 | 1
2 Diversification | 2021 | 7 | -30 | 1
2 Diversification | 2021 | 7 | -29.9 | 2
2 Diversification | 2021 | 7 | -29.8 | 1
2 Diversification | 2021 | 7 | -29.7 | 2
2 Diversification | 2021 | 7 | -29.6 | 1
2 Diversification | 2021 | 7 | -29.5 | 1
2 Diversification | 2021 | 7 | -29.4 | 3
2 Diversification | 2021 | 7 | -29.3 | 4
2 Diversification | 2021 | 7 | -29.2 | 1
2 Diversification | 2021 | 7 | -29.1 | 1
2 Diversification | 2021 | 7 | -28.9 | 3
2 Diversification | 2021 | 7 | -28.8 | 4
2 Diversification | 2021 | 7 | -28.7 | 2
2 Diversification | 2021 | 7 | -28.4 | 2
2 Diversification | 2021 | 7 | -28.3 | 3
2 Diversification | 2021 | 7 | -28.1 | 1
2 Diversification | 2021 | 7 | -28 | 1
2 Diversification | 2021 | 7 | -27.8 | 2
2 Diversification | 2021 | 7 | -27.7 | 4
2 Diversification | 2021 | 7 | -27.6 | 1
2 Diversification | 2021 | 7 | -27.5 | 2
2 Diversification | 2021 | 7 | -27.4 | 1
2 Diversification | 2021 | 7 | -27.3 | 1
2 Diversification | 2021 | 7 | -27.2 | 4
2 Diversification | 2021 | 7 | -27.1 | 2
2 Diversification | 2021 | 7 | -27 | 2
2 Diversification | 2021 | 7 | -26.8 | 2
2 Diversification | 2021 | 7 | -26.7 | 1
2 Diversification | 2021 | 7 | -26.6 | 1
2 Diversification | 2021 | 7 | -26.5 | 2
2 Diversification | 2021 | 7 | -26.4 | 1
2 Diversification | 2021 | 7 | -26.3 | 3
2 Diversification | 2021 | 7 | -26.1 | 1
2 Diversification | 2021 | 7 | -26 | 3
2 Diversification | 2021 | 7 | -25.8 | 3
2 Diversification | 2021 | 7 | -25.7 | 2
2 Diversification | 2021 | 7 | -25.6 | 2
2 Diversification | 2021 | 7 | -25.5 | 1
2 Diversification | 2021 | 7 | -25.4 | 2
2 Diversification | 2021 | 7 | -25.2 | 3
2 Diversification | 2021 | 7 | -25.1 | 2
2 Diversification | 2021 | 7 | -25 | 1
2 Diversification | 2021 | 7 | -24.9 | 2
2 Diversification | 2021 | 7 | -24.8 | 2
2 Diversification | 2021 | 7 | -24.7 | 6
2 Diversification | 2021 | 7 | -24.6 | 1
2 Diversification | 2021 | 7 | -24.4 | 4
2 Diversification | 2021 | 7 | -24.3 | 2
2 Diversification | 2021 | 7 | -24.2 | 2
2 Diversification | 2021 | 7 | -24.1 | 3
2 Diversification | 2021 | 7 | -24 | 1
2 Diversification | 2021 | 7 | -23.9 | 3
2 Diversification | 2021 | 7 | -23.8 | 3
2 Diversification | 2021 | 7 | -23.7 | 3
2 Diversification | 2021 | 7 | -23.6 | 5
2 Diversification | 2021 | 7 | -23.5 | 5
2 Diversification | 2021 | 7 | -23.4 | 4
2 Diversification | 2021 | 7 | -23.3 | 3
2 Diversification | 2021 | 7 | -23.2 | 5
2 Diversification | 2021 | 7 | -23.1 | 3
2 Diversification | 2021 | 7 | -23 | 3
2 Diversification | 2021 | 7 | -22.8 | 4
2 Diversification | 2021 | 7 | -22.7 | 3
2 Diversification | 2021 | 7 | -22.6 | 1
2 Diversification | 2021 | 7 | -22.5 | 1
2 Diversification | 2021 | 7 | -22.4 | 1
2 Diversification | 2021 | 7 | -22.3 | 3
2 Diversification | 2021 | 7 | -22.2 | 1
2 Diversification | 2021 | 7 | -22.1 | 2
2 Diversification | 2021 | 7 | -22 | 2
2 Diversification | 2021 | 7 | -21.9 | 2
2 Diversification | 2021 | 7 | -21.8 | 2
2 Diversification | 2021 | 7 | -21.7 | 3
2 Diversification | 2021 | 7 | -21.6 | 4
2 Diversification | 2021 | 7 | -21.5 | 4
2 Diversification | 2021 | 7 | -21.4 | 2
2 Diversification | 2021 | 7 | -21.3 | 5
2 Diversification | 2021 | 7 | -21.2 | 1
2 Diversification | 2021 | 7 | -21.1 | 3
2 Diversification | 2021 | 7 | -21 | 4
2 Diversification | 2021 | 7 | -20.9 | 4
2 Diversification | 2021 | 7 | -20.8 | 3
2 Diversification | 2021 | 7 | -20.7 | 3
2 Diversification | 2021 | 7 | -20.6 | 1
2 Diversification | 2021 | 7 | -20.5 | 1
2 Diversification | 2021 | 7 | -20.4 | 3
2 Diversification | 2021 | 7 | -20.3 | 4
2 Diversification | 2021 | 7 | -20.2 | 1
2 Diversification | 2021 | 7 | -20.1 | 4
2 Diversification | 2021 | 7 | -20 | 3
2 Diversification | 2021 | 7 | -19.9 | 2
2 Diversification | 2021 | 7 | -19.8 | 6
2 Diversification | 2021 | 7 | -19.7 | 2
2 Diversification | 2021 | 7 | -19.6 | 4
2 Diversification | 2021 | 7 | -19.5 | 3
2 Diversification | 2021 | 7 | -19.4 | 3
2 Diversification | 2021 | 7 | -19.3 | 1
2 Diversification | 2021 | 7 | -19.2 | 1
2 Diversification | 2021 | 7 | -19.1 | 3
2 Diversification | 2021 | 7 | -19 | 3
2 Diversification | 2021 | 7 | -18.8 | 3
2 Diversification | 2021 | 7 | -18.7 | 2
2 Diversification | 2021 | 7 | -18.6 | 4
2 Diversification | 2021 | 7 | -18.5 | 5
2 Diversification | 2021 | 7 | -18.4 | 4
2 Diversification | 2021 | 7 | -18.3 | 6
2 Diversification | 2021 | 7 | -18.1 | 2
2 Diversification | 2021 | 7 | -18 | 2
2 Diversification | 2021 | 7 | -17.9 | 2
2 Diversification | 2021 | 7 | -17.8 | 4
2 Diversification | 2021 | 7 | -17.7 | 3
2 Diversification | 2021 | 7 | -17.6 | 7
2 Diversification | 2021 | 7 | -17.5 | 1
2 Diversification | 2021 | 7 | -17.4 | 2
2 Diversification | 2021 | 7 | -17.3 | 1
2 Diversification | 2021 | 7 | -17.2 | 4
2 Diversification | 2021 | 7 | -17.1 | 5
2 Diversification | 2021 | 7 | -17 | 1
2 Diversification | 2021 | 7 | -16.9 | 7
2 Diversification | 2021 | 7 | -16.8 | 3
2 Diversification | 2021 | 7 | -16.7 | 1
2 Diversification | 2021 | 7 | -16.5 | 4
2 Diversification | 2021 | 7 | -16.4 | 3
2 Diversification | 2021 | 7 | -16.2 | 1
2 Diversification | 2021 | 7 | -16.1 | 5
2 Diversification | 2021 | 7 | -16 | 2
2 Diversification | 2021 | 7 | -15.9 | 1
2 Diversification | 2021 | 7 | -15.8 | 7
2 Diversification | 2021 | 7 | -15.7 | 3
2 Diversification | 2021 | 7 | -15.6 | 2
2 Diversification | 2021 | 7 | -15.5 | 1
2 Diversification | 2021 | 7 | -15.4 | 3
2 Diversification | 2021 | 7 | -15.3 | 5
2 Diversification | 2021 | 7 | -15.2 | 3
2 Diversification | 2021 | 7 | -15.1 | 3
2 Diversification | 2021 | 7 | -15 | 1
2 Diversification | 2021 | 7 | -14.9 | 6
2 Diversification | 2021 | 7 | -14.8 | 4
2 Diversification | 2021 | 7 | -14.7 | 5
2 Diversification | 2021 | 7 | -14.6 | 2
2 Diversification | 2021 | 7 | -14.5 | 5
2 Diversification | 2021 | 7 | -14.4 | 2
2 Diversification | 2021 | 7 | -14.3 | 1
2 Diversification | 2021 | 7 | -14.1 | 4
2 Diversification | 2021 | 7 | -14 | 4
2 Diversification | 2021 | 7 | -13.9 | 2
2 Diversification | 2021 | 7 | -13.8 | 1
2 Diversification | 2021 | 7 | -13.7 | 5
2 Diversification | 2021 | 7 | -13.6 | 1
2 Diversification | 2021 | 7 | -13.5 | 2
2 Diversification | 2021 | 7 | -13.4 | 3
2 Diversification | 2021 | 7 | -13.3 | 4
2 Diversification | 2021 | 7 | -13.1 | 2
2 Diversification | 2021 | 7 | -13 | 4
2 Diversification | 2021 | 7 | -12.9 | 1
2 Diversification | 2021 | 7 | -12.8 | 3
2 Diversification | 2021 | 7 | -12.7 | 3
2 Diversification | 2021 | 7 | -12.6 | 2
2 Diversification | 2021 | 7 | -12.5 | 3
2 Diversification | 2021 | 7 | -12.4 | 1
2 Diversification | 2021 | 7 | -12.2 | 2
2 Diversification | 2021 | 7 | -12 | 5
2 Diversification | 2021 | 7 | -11.9 | 5
2 Diversification | 2021 | 7 | -11.8 | 2
2 Diversification | 2021 | 7 | -11.7 | 1
2 Diversification | 2021 | 7 | -11.6 | 1
2 Diversification | 2021 | 7 | -11.5 | 2
2 Diversification | 2021 | 7 | -11.3 | 2
2 Diversification | 2021 | 7 | -11.2 | 1
2 Diversification | 2021 | 7 | -11.1 | 2
2 Diversification | 2021 | 7 | -10.9 | 3
2 Diversification | 2021 | 7 | -10.7 | 3
2 Diversification | 2021 | 7 | -10.4 | 4
2 Diversification | 2021 | 7 | -10.2 | 3
2 Diversification | 2021 | 7 | -10 | 2
2 Diversification | 2021 | 7 | -9.9 | 1
2 Diversification | 2021 | 7 | -9.8 | 2
2 Diversification | 2021 | 7 | -9.7 | 1
2 Diversification | 2021 | 7 | -9.6 | 1
2 Diversification | 2021 | 7 | -9.5 | 3
2 Diversification | 2021 | 7 | -9.4 | 2
2 Diversification | 2021 | 7 | -9.3 | 1
2 Diversification | 2021 | 7 | -9.2 | 1
2 Diversification | 2021 | 7 | -9 | 2
2 Diversification | 2021 | 7 | -8.7 | 3
2 Diversification | 2021 | 7 | -8.6 | 3
2 Diversification | 2021 | 7 | -8.5 | 2
2 Diversification | 2021 | 7 | -8.4 | 3
2 Diversification | 2021 | 7 | -8.3 | 1
2 Diversification | 2021 | 7 | -8.2 | 3
2 Diversification | 2021 | 7 | -7.9 | 2
2 Diversification | 2021 | 7 | -7.8 | 1
2 Diversification | 2021 | 7 | -7.7 | 1
2 Diversification | 2021 | 7 | -7.6 | 3
2 Diversification | 2021 | 7 | -7.5 | 1
2 Diversification | 2021 | 7 | -7.3 | 1
2 Diversification | 2021 | 7 | -7.1 | 3
2 Diversification | 2021 | 7 | -7 | 2
2 Diversification | 2021 | 7 | -6.9 | 1
2 Diversification | 2021 | 7 | -6.8 | 1
2 Diversification | 2021 | 7 | -6.2 | 1
2 Diversification | 2021 | 7 | -6.1 | 1
2 Diversification | 2021 | 7 | -6 | 2
2 Diversification | 2021 | 7 | -5.9 | 1
2 Diversification | 2021 | 7 | -5.7 | 1
2 Diversification | 2021 | 7 | -5.6 | 1
2 Diversification | 2021 | 7 | -5.5 | 1
2 Diversification | 2021 | 7 | -5.3 | 1
2 Diversification | 2021 | 7 | -5.1 | 1
2 Diversification | 2021 | 7 | -5 | 2
2 Diversification | 2021 | 7 | -4.9 | 1
2 Diversification | 2021 | 7 | -4.8 | 1
2 Diversification | 2021 | 7 | -4.6 | 2
2 Diversification | 2021 | 7 | -3.8 | 1
2 Diversification | 2021 | 7 | -3.7 | 1
2 Diversification | 2021 | 7 | -3.6 | 1
2 Diversification | 2021 | 7 | -2.2 | 1
2 Diversification | 2021 | 7 | -1.7 | 2
2 Diversification | 2021 | 7 | -1.2 | 1
2 Diversification | 2021 | 7 | 0 | 1
2 Diversification | 2021 | 7 | 4.5 | 1
2 Diversification | 2021 | 7 | 4.6 | 1
2 Diversification | 2021 | 7 | 4.7 | 1
2 Diversification | 2021 | 7 | 4.9 | 1
2 Diversification | 2021 | 7 | 5 | 1
2 Diversification | 2021 | 7 | 5.6 | 1
2 Diversification | 2021 | 7 | 5.8 | 1
2 Diversification | 2021 | 7 | 5.9 | 1
2 Diversification | 2021 | 7 | 6 | 3
2 Diversification | 2021 | 7 | 6.3 | 1
2 Diversification | 2021 | 7 | 6.4 | 1
2 Diversification | 2021 | 7 | 6.7 | 1
2 Diversification | 2021 | 7 | 7 | 1
2 Diversification | 2021 | 7 | 7.2 | 1
2 Diversification | 2021 | 7 | 7.3 | 1
2 Diversification | 2021 | 7 | 7.4 | 1
2 Diversification | 2021 | 7 | 7.5 | 2
2 Diversification | 2021 | 7 | 7.6 | 2
2 Diversification | 2021 | 7 | 7.7 | 2
2 Diversification | 2021 | 7 | 7.8 | 2
2 Diversification | 2021 | 7 | 7.9 | 1
2 Diversification | 2021 | 7 | 8 | 1
2 Diversification | 2021 | 7 | 8.1 | 4
2 Diversification | 2021 | 7 | 8.2 | 1
2 Diversification | 2021 | 7 | 8.3 | 1
2 Diversification | 2021 | 7 | 8.4 | 1
2 Diversification | 2021 | 7 | 8.5 | 1
2 Diversification | 2021 | 7 | 8.6 | 2
2 Diversification | 2021 | 7 | 8.8 | 1
2 Diversification | 2021 | 7 | 9.1 | 2
2 Diversification | 2021 | 7 | 9.2 | 1
2 Diversification | 2021 | 7 | 9.3 | 1
2 Diversification | 2021 | 7 | 9.4 | 1
2 Diversification | 2021 | 7 | 9.7 | 2
2 Diversification | 2021 | 7 | 9.8 | 2
2 Diversification | 2021 | 7 | 10 | 2
2 Diversification | 2021 | 7 | 10.1 | 1
2 Diversification | 2021 | 7 | 10.2 | 1
2 Diversification | 2021 | 7 | 10.3 | 2
2 Diversification | 2021 | 7 | 10.4 | 1
2 Diversification | 2021 | 7 | 10.6 | 1
2 Diversification | 2021 | 7 | 10.7 | 4
2 Diversification | 2021 | 7 | 10.9 | 1
2 Diversification | 2021 | 7 | 11 | 2
2 Diversification | 2021 | 7 | 11.1 | 1
2 Diversification | 2021 | 7 | 11.2 | 2
2 Diversification | 2021 | 7 | 11.3 | 1
2 Diversification | 2021 | 7 | 11.4 | 2
2 Diversification | 2021 | 7 | 11.7 | 1
2 Diversification | 2021 | 7 | 11.9 | 1
2 Diversification | 2021 | 7 | 12 | 1
2 Diversification | 2021 | 7 | 12.1 | 1
2 Diversification | 2021 | 7 | 12.2 | 1
2 Diversification | 2021 | 7 | 12.4 | 2
2 Diversification | 2021 | 7 | 12.5 | 3
2 Diversification | 2021 | 7 | 12.6 | 4
2 Diversification | 2021 | 7 | 12.7 | 3
2 Diversification | 2021 | 7 | 12.8 | 2
2 Diversification | 2021 | 7 | 12.9 | 2
2 Diversification | 2021 | 7 | 13 | 1
2 Diversification | 2021 | 7 | 13.1 | 2
2 Diversification | 2021 | 7 | 13.2 | 2
2 Diversification | 2021 | 7 | 13.3 | 3
2 Diversification | 2021 | 7 | 13.4 | 5
2 Diversification | 2021 | 7 | 13.5 | 3
2 Diversification | 2021 | 7 | 13.6 | 3
2 Diversification | 2021 | 7 | 13.7 | 2
2 Diversification | 2021 | 7 | 13.8 | 3
2 Diversification | 2021 | 7 | 13.9 | 1
2 Diversification | 2021 | 7 | 14 | 5
2 Diversification | 2021 | 7 | 14.1 | 2
2 Diversification | 2021 | 7 | 14.2 | 1
2 Diversification | 2021 | 7 | 14.3 | 4
2 Diversification | 2021 | 7 | 14.4 | 3
2 Diversification | 2021 | 7 | 14.5 | 5
2 Diversification | 2021 | 7 | 14.6 | 2
2 Diversification | 2021 | 7 | 14.7 | 2
2 Diversification | 2021 | 7 | 14.8 | 1
2 Diversification | 2021 | 7 | 14.9 | 3
2 Diversification | 2021 | 7 | 15 | 1
2 Diversification | 2021 | 7 | 15.1 | 2
2 Diversification | 2021 | 7 | 15.2 | 1
2 Diversification | 2021 | 7 | 15.3 | 1
2 Diversification | 2021 | 7 | 15.4 | 5
2 Diversification | 2021 | 7 | 15.5 | 1
2 Diversification | 2021 | 7 | 15.6 | 1
2 Diversification | 2021 | 7 | 15.7 | 2
2 Diversification | 2021 | 7 | 15.8 | 2
2 Diversification | 2021 | 7 | 15.9 | 2
2 Diversification | 2021 | 7 | 16 | 3
2 Diversification | 2021 | 7 | 16.1 | 5
2 Diversification | 2021 | 7 | 16.2 | 3
2 Diversification | 2021 | 7 | 16.3 | 2
2 Diversification | 2021 | 7 | 16.4 | 2
2 Diversification | 2021 | 7 | 16.6 | 5
2 Diversification | 2021 | 7 | 16.7 | 2
2 Diversification | 2021 | 7 | 16.8 | 1
2 Diversification | 2021 | 7 | 16.9 | 1
2 Diversification | 2021 | 7 | 17 | 1
2 Diversification | 2021 | 7 | 17.2 | 1
2 Diversification | 2021 | 7 | 17.3 | 3
2 Diversification | 2021 | 7 | 17.4 | 3
2 Diversification | 2021 | 7 | 17.5 | 3
2 Diversification | 2021 | 7 | 17.6 | 2
2 Diversification | 2021 | 7 | 17.7 | 2
2 Diversification | 2021 | 7 | 17.8 | 5
2 Diversification | 2021 | 7 | 17.9 | 5
2 Diversification | 2021 | 7 | 18 | 4
2 Diversification | 2021 | 7 | 18.1 | 5
2 Diversification | 2021 | 7 | 18.2 | 2
2 Diversification | 2021 | 7 | 18.3 | 1
2 Diversification | 2021 | 7 | 18.4 | 4
2 Diversification | 2021 | 7 | 18.5 | 2
2 Diversification | 2021 | 7 | 18.6 | 1
2 Diversification | 2021 | 7 | 18.7 | 2
2 Diversification | 2021 | 7 | 18.8 | 4
2 Diversification | 2021 | 7 | 18.9 | 3
2 Diversification | 2021 | 7 | 19 | 2
2 Diversification | 2021 | 7 | 19.1 | 2
2 Diversification | 2021 | 7 | 19.2 | 5
2 Diversification | 2021 | 7 | 19.3 | 2
2 Diversification | 2021 | 7 | 19.4 | 4
2 Diversification | 2021 | 7 | 19.5 | 2
2 Diversification | 2021 | 7 | 19.6 | 2
2 Diversification | 2021 | 7 | 19.7 | 3
2 Diversification | 2021 | 7 | 19.8 | 6
2 Diversification | 2021 | 7 | 19.9 | 2
2 Diversification | 2021 | 7 | 20 | 3
2 Diversification | 2021 | 7 | 20.1 | 3
2 Diversification | 2021 | 7 | 20.2 | 5
2 Diversification | 2021 | 7 | 20.3 | 2
2 Diversification | 2021 | 7 | 20.4 | 1
2 Diversification | 2021 | 7 | 20.5 | 4
2 Diversification | 2021 | 7 | 20.6 | 3
2 Diversification | 2021 | 7 | 20.7 | 6
2 Diversification | 2021 | 7 | 20.8 | 1
2 Diversification | 2021 | 7 | 20.9 | 8
2 Diversification | 2021 | 7 | 21 | 4
2 Diversification | 2021 | 7 | 21.1 | 2
2 Diversification | 2021 | 7 | 21.2 | 3
2 Diversification | 2021 | 7 | 21.3 | 5
2 Diversification | 2021 | 7 | 21.4 | 8
2 Diversification | 2021 | 7 | 21.6 | 3
2 Diversification | 2021 | 7 | 21.7 | 2
2 Diversification | 2021 | 7 | 21.8 | 3
2 Diversification | 2021 | 7 | 21.9 | 1
2 Diversification | 2021 | 7 | 22 | 5
2 Diversification | 2021 | 7 | 22.1 | 2
2 Diversification | 2021 | 7 | 22.2 | 1
2 Diversification | 2021 | 7 | 22.3 | 3
2 Diversification | 2021 | 7 | 22.4 | 4
2 Diversification | 2021 | 7 | 22.5 | 4
2 Diversification | 2021 | 7 | 22.6 | 2
2 Diversification | 2021 | 7 | 22.7 | 1
2 Diversification | 2021 | 7 | 22.8 | 2
2 Diversification | 2021 | 7 | 22.9 | 2
2 Diversification | 2021 | 7 | 23 | 3
2 Diversification | 2021 | 7 | 23.1 | 5
2 Diversification | 2021 | 7 | 23.2 | 1
2 Diversification | 2021 | 7 | 23.3 | 3
2 Diversification | 2021 | 7 | 23.4 | 2
2 Diversification | 2021 | 7 | 23.5 | 5
2 Diversification | 2021 | 7 | 23.6 | 3
2 Diversification | 2021 | 7 | 23.7 | 2
2 Diversification | 2021 | 7 | 23.8 | 2
2 Diversification | 2021 | 7 | 23.9 | 6
2 Diversification | 2021 | 7 | 24 | 2
2 Diversification | 2021 | 7 | 24.1 | 2
2 Diversification | 2021 | 7 | 24.2 | 1
2 Diversification | 2021 | 7 | 24.4 | 2
2 Diversification | 2021 | 7 | 24.5 | 1
2 Diversification | 2021 | 7 | 24.6 | 2
2 Diversification | 2021 | 7 | 25.1 | 4
2 Diversification | 2021 | 7 | 25.2 | 5
2 Diversification | 2021 | 7 | 25.3 | 2
2 Diversification | 2021 | 7 | 25.4 | 2
2 Diversification | 2021 | 7 | 25.5 | 3
2 Diversification | 2021 | 7 | 25.6 | 1
2 Diversification | 2021 | 7 | 25.7 | 1
2 Diversification | 2021 | 7 | 25.8 | 1
2 Diversification | 2021 | 7 | 26.1 | 5
2 Diversification | 2021 | 7 | 26.2 | 2
2 Diversification | 2021 | 7 | 26.3 | 4
2 Diversification | 2021 | 7 | 26.4 | 3
2 Diversification | 2021 | 7 | 26.5 | 4
2 Diversification | 2021 | 7 | 26.6 | 4
2 Diversification | 2021 | 7 | 26.7 | 2
2 Diversification | 2021 | 7 | 26.8 | 1
2 Diversification | 2021 | 7 | 26.9 | 5
2 Diversification | 2021 | 7 | 27 | 1
2 Diversification | 2021 | 7 | 27.1 | 3
2 Diversification | 2021 | 7 | 27.2 | 1
2 Diversification | 2021 | 7 | 27.4 | 2
2 Diversification | 2021 | 7 | 27.5 | 3
2 Diversification | 2021 | 7 | 27.6 | 3
2 Diversification | 2021 | 7 | 27.7 | 3
2 Diversification | 2021 | 7 | 27.8 | 2
2 Diversification | 2021 | 7 | 28.1 | 4
2 Diversification | 2021 | 7 | 28.2 | 1
2 Diversification | 2021 | 7 | 28.4 | 3
2 Diversification | 2021 | 7 | 28.5 | 2
2 Diversification | 2021 | 7 | 28.6 | 1
2 Diversification | 2021 | 7 | 28.7 | 2
2 Diversification | 2021 | 7 | 28.8 | 1
2 Diversification | 2021 | 7 | 28.9 | 2
2 Diversification | 2021 | 7 | 29.1 | 2
2 Diversification | 2021 | 7 | 29.2 | 2
2 Diversification | 2021 | 7 | 29.3 | 3
2 Diversification | 2021 | 7 | 29.4 | 1
2 Diversification | 2021 | 7 | 29.5 | 2
2 Diversification | 2021 | 7 | 29.6 | 1
2 Diversification | 2021 | 7 | 29.7 | 1
2 Diversification | 2021 | 7 | 29.8 | 3
2 Diversification | 2021 | 7 | 29.9 | 2
2 Diversification | 2021 | 7 | 30 | 2
2 Diversification | 2021 | 7 | 30.3 | 2
2 Diversification | 2021 | 7 | 30.4 | 2
2 Diversification | 2021 | 7 | 30.5 | 1
2 Diversification | 2021 | 7 | 30.6 | 3
2 Diversification | 2021 | 7 | 30.7 | 3
2 Diversification | 2021 | 7 | 30.8 | 2
2 Diversification | 2021 | 7 | 30.9 | 1
2 Diversification | 2021 | 7 | 31 | 3
2 Diversification | 2021 | 7 | 31.1 | 1
2 Diversification | 2021 | 7 | 31.2 | 2
2 Diversification | 2021 | 7 | 31.3 | 1
2 Diversification | 2021 | 7 | 31.4 | 2
2 Diversification | 2021 | 7 | 31.5 | 1
2 Diversification | 2021 | 7 | 31.7 | 2
2 Diversification | 2021 | 7 | 31.9 | 1
2 Diversification | 2021 | 7 | 32 | 4
2 Diversification | 2021 | 7 | 32.1 | 5
2 Diversification | 2021 | 7 | 32.2 | 1
2 Diversification | 2021 | 7 | 32.3 | 1
2 Diversification | 2021 | 7 | 32.4 | 4
2 Diversification | 2021 | 7 | 32.5 | 1
2 Diversification | 2021 | 7 | 32.6 | 2
2 Diversification | 2021 | 7 | 32.9 | 1
2 Diversification | 2021 | 7 | 33.1 | 2
2 Diversification | 2021 | 7 | 33.2 | 3
2 Diversification | 2021 | 7 | 33.4 | 1
2 Diversification | 2021 | 7 | 33.6 | 1
2 Diversification | 2021 | 7 | 33.7 | 3
2 Diversification | 2021 | 7 | 33.8 | 1
2 Diversification | 2021 | 7 | 34 | 1
2 Diversification | 2021 | 7 | 34.1 | 2
2 Diversification | 2021 | 7 | 34.2 | 1
2 Diversification | 2021 | 7 | 34.3 | 3
2 Diversification | 2021 | 7 | 34.5 | 2
2 Diversification | 2021 | 7 | 34.7 | 2
2 Diversification | 2021 | 7 | 34.8 | 2
2 Diversification | 2021 | 7 | 34.9 | 1
2 Diversification | 2021 | 7 | 35 | 1
2 Diversification | 2021 | 7 | 35.5 | 2
2 Diversification | 2021 | 7 | 35.6 | 1
2 Diversification | 2021 | 7 | 35.7 | 1
2 Diversification | 2021 | 7 | 35.8 | 2
2 Diversification | 2021 | 7 | 36 | 4
2 Diversification | 2021 | 7 | 36.1 | 1
2 Diversification | 2021 | 7 | 36.2 | 1
2 Diversification | 2021 | 7 | 36.6 | 1
2 Diversification | 2021 | 7 | 36.7 | 3
2 Diversification | 2021 | 7 | 36.8 | 1
2 Diversification | 2021 | 7 | 36.9 | 1
2 Diversification | 2021 | 7 | 37.1 | 1
2 Diversification | 2021 | 7 | 37.3 | 1
2 Diversification | 2021 | 7 | 37.6 | 1
2 Diversification | 2021 | 7 | 37.7 | 1
2 Diversification | 2021 | 7 | 37.9 | 1
2 Diversification | 2021 | 7 | 38 | 1
2 Diversification | 2021 | 7 | 38.1 | 3
2 Diversification | 2021 | 7 | 38.3 | 3
2 Diversification | 2021 | 7 | 38.5 | 4
2 Diversification | 2021 | 7 | 38.6 | 2
2 Diversification | 2021 | 7 | 38.7 | 2
2 Diversification | 2021 | 7 | 38.9 | 2
2 Diversification | 2021 | 7 | 39 | 2
2 Diversification | 2021 | 7 | 39.1 | 2
2 Diversification | 2021 | 7 | 39.4 | 1
2 Diversification | 2021 | 7 | 39.5 | 2
2 Diversification | 2021 | 7 | 39.7 | 2
2 Diversification | 2021 | 7 | 39.8 | 1
2 Diversification | 2021 | 7 | 39.9 | 1
2 Diversification | 2021 | 7 | 40.1 | 1
2 Diversification | 2021 | 7 | 40.3 | 1
2 Diversification | 2021 | 7 | 40.5 | 2
2 Diversification | 2021 | 7 | 40.6 | 1
2 Diversification | 2021 | 7 | 40.7 | 1
2 Diversification | 2021 | 7 | 41.1 | 1
2 Diversification | 2021 | 7 | 41.3 | 1
2 Diversification | 2021 | 7 | 41.4 | 4
2 Diversification | 2021 | 7 | 41.7 | 1
2 Diversification | 2021 | 7 | 41.8 | 1
2 Diversification | 2021 | 7 | 42.1 | 1
2 Diversification | 2021 | 7 | 42.5 | 1
2 Diversification | 2021 | 7 | 42.7 | 1
2 Diversification | 2021 | 7 | 42.9 | 2
2 Diversification | 2021 | 7 | 43.4 | 1
2 Diversification | 2021 | 7 | 43.8 | 3
2 Diversification | 2021 | 7 | 43.9 | 1
2 Diversification | 2021 | 7 | 44.2 | 1
2 Diversification | 2021 | 7 | 44.3 | 1
2 Diversification | 2021 | 7 | 44.4 | 1
2 Diversification | 2021 | 7 | 44.7 | 1
2 Diversification | 2021 | 7 | 44.9 | 1
2 Diversification | 2021 | 7 | 45.1 | 1
2 Diversification | 2021 | 7 | 45.3 | 1
2 Diversification | 2021 | 7 | 45.6 | 1
2 Diversification | 2021 | 7 | 46.1 | 3
2 Diversification | 2021 | 7 | 46.7 | 1
2 Diversification | 2021 | 7 | 47.2 | 1
2 Diversification | 2021 | 7 | 47.5 | 1
2 Diversification | 2021 | 7 | 47.8 | 1
2 Diversification | 2021 | 7 | 48.3 | 1
2 Diversification | 2021 | 7 | 48.4 | 1
2 Diversification | 2021 | 7 | 48.6 | 2
2 Diversification | 2021 | 7 | 49.5 | 1
2 Diversification | 2021 | 7 | 49.7 | 1
2 Diversification | 2021 | 7 | 49.9 | 1
2 Diversification | 2021 | 7 | 50.3 | 1
2 Diversification | 2021 | 7 | 50.8 | 1
2 Diversification | 2021 | 7 | 50.9 | 1
2 Diversification | 2021 | 7 | 51 | 1
2 Diversification | 2021 | 7 | 51.2 | 1
2 Diversification | 2021 | 7 | 51.7 | 1
2 Diversification | 2021 | 7 | 52.7 | 1
2 Diversification | 2021 | 7 | 52.9 | 1
2 Diversification | 2021 | 7 | 53.1 | 1
2 Diversification | 2021 | 7 | 53.9 | 2
2 Diversification | 2021 | 7 | 54 | 1
2 Diversification | 2021 | 7 | 54.8 | 1
2 Diversification | 2021 | 7 | 55 | 1
2 Diversification | 2021 | 7 | 56 | 4
2 Diversification | 2021 | 7 | 56.1 | 1
2 Diversification | 2021 | 7 | 58.7 | 1
2 Diversification | 2021 | 7 | 59.9 | 1
2 Diversification | 2021 | 7 | 63.9 | 1
2 Diversification | 2021 | 7 | 64.7 | 1
2 Diversification | 2021 | 7 | 67.1 | 1
2 Diversification | 2021 | 7 | 68.6 | 1
2 Diversification | 2021 | 7 | 78.1 | 1
2 Diversification | 2021 | 7 | 78.2 | 1
2 Diversification | 2021 | 7 | 79.1 | 1
2 Diversification | 2021 | 7 | 80.8 | 2
2 Diversification | 2021 | 7 | 80.9 | 1
2 Diversification | 2021 | 7 | 83.3 | 1
2 Diversification | 2021 | 7 | 97.8 | 1
2 Diversification | 2021 | 7 | 164.4 | 1
2 Diversification | 2021 | 7 | 240.8 | 1
2 Diversification | 2021 | 7 | 340.6 | 1
2 Diversification | 2021 | 7 | 574 | 1
2 Diversification | 2021 | 8 | -104.9 | 1
2 Diversification | 2021 | 8 | -87 | 1
2 Diversification | 2021 | 8 | -82.8 | 1
2 Diversification | 2021 | 8 | -80 | 1
2 Diversification | 2021 | 8 | -75.9 | 1
2 Diversification | 2021 | 8 | -73.4 | 1
2 Diversification | 2021 | 8 | -73.3 | 1
2 Diversification | 2021 | 8 | -70.2 | 1
2 Diversification | 2021 | 8 | -67.2 | 1
2 Diversification | 2021 | 8 | -64.5 | 1
2 Diversification | 2021 | 8 | -60.5 | 1
2 Diversification | 2021 | 8 | -60.2 | 1
2 Diversification | 2021 | 8 | -60.1 | 1
2 Diversification | 2021 | 8 | -59.4 | 1
2 Diversification | 2021 | 8 | -58.5 | 1
2 Diversification | 2021 | 8 | -58.1 | 2
2 Diversification | 2021 | 8 | -57.6 | 1
2 Diversification | 2021 | 8 | -56.9 | 1
2 Diversification | 2021 | 8 | -56.6 | 1
2 Diversification | 2021 | 8 | -54.6 | 2
2 Diversification | 2021 | 8 | -52.5 | 1
2 Diversification | 2021 | 8 | -51.8 | 1
2 Diversification | 2021 | 8 | -51.7 | 1
2 Diversification | 2021 | 8 | -51.1 | 2
2 Diversification | 2021 | 8 | -49.4 | 1
2 Diversification | 2021 | 8 | -48.9 | 1
2 Diversification | 2021 | 8 | -48.6 | 1
2 Diversification | 2021 | 8 | -48.2 | 1
2 Diversification | 2021 | 8 | -47.8 | 1
2 Diversification | 2021 | 8 | -47.5 | 1
2 Diversification | 2021 | 8 | -46.8 | 1
2 Diversification | 2021 | 8 | -46.6 | 1
2 Diversification | 2021 | 8 | -46.5 | 1
2 Diversification | 2021 | 8 | -46.4 | 1
2 Diversification | 2021 | 8 | -45.7 | 1
2 Diversification | 2021 | 8 | -45.4 | 1
2 Diversification | 2021 | 8 | -45.3 | 1
2 Diversification | 2021 | 8 | -45.2 | 1
2 Diversification | 2021 | 8 | -45 | 2
2 Diversification | 2021 | 8 | -44.5 | 1
2 Diversification | 2021 | 8 | -44 | 1
2 Diversification | 2021 | 8 | -43.4 | 1
2 Diversification | 2021 | 8 | -43.1 | 1
2 Diversification | 2021 | 8 | -43 | 1
2 Diversification | 2021 | 8 | -42.6 | 1
2 Diversification | 2021 | 8 | -42.2 | 1
2 Diversification | 2021 | 8 | -41.7 | 2
2 Diversification | 2021 | 8 | -41.4 | 1
2 Diversification | 2021 | 8 | -41.3 | 2
2 Diversification | 2021 | 8 | -41.2 | 1
2 Diversification | 2021 | 8 | -41 | 2
2 Diversification | 2021 | 8 | -40.8 | 1
2 Diversification | 2021 | 8 | -40.7 | 2
2 Diversification | 2021 | 8 | -40.5 | 1
2 Diversification | 2021 | 8 | -40.3 | 1
2 Diversification | 2021 | 8 | -40.2 | 1
2 Diversification | 2021 | 8 | -40 | 3
2 Diversification | 2021 | 8 | -39.6 | 1
2 Diversification | 2021 | 8 | -39.3 | 1
2 Diversification | 2021 | 8 | -39.2 | 1
2 Diversification | 2021 | 8 | -39.1 | 1
2 Diversification | 2021 | 8 | -39 | 1
2 Diversification | 2021 | 8 | -38.5 | 1
2 Diversification | 2021 | 8 | -37.9 | 1
2 Diversification | 2021 | 8 | -37.8 | 1
2 Diversification | 2021 | 8 | -37.7 | 4
2 Diversification | 2021 | 8 | -37.4 | 1
2 Diversification | 2021 | 8 | -37.3 | 1
2 Diversification | 2021 | 8 | -37.2 | 2
2 Diversification | 2021 | 8 | -37 | 2
2 Diversification | 2021 | 8 | -36.8 | 2
2 Diversification | 2021 | 8 | -36.6 | 2
2 Diversification | 2021 | 8 | -36.4 | 1
2 Diversification | 2021 | 8 | -36.3 | 1
2 Diversification | 2021 | 8 | -36 | 1
2 Diversification | 2021 | 8 | -35.7 | 2
2 Diversification | 2021 | 8 | -35.3 | 1
2 Diversification | 2021 | 8 | -35.2 | 1
2 Diversification | 2021 | 8 | -35 | 1
2 Diversification | 2021 | 8 | -34.9 | 3
2 Diversification | 2021 | 8 | -34.8 | 1
2 Diversification | 2021 | 8 | -34.7 | 3
2 Diversification | 2021 | 8 | -34.6 | 2
2 Diversification | 2021 | 8 | -34.3 | 3
2 Diversification | 2021 | 8 | -34.2 | 1
2 Diversification | 2021 | 8 | -34.1 | 1
2 Diversification | 2021 | 8 | -33.9 | 2
2 Diversification | 2021 | 8 | -33.8 | 1
2 Diversification | 2021 | 8 | -33.7 | 1
2 Diversification | 2021 | 8 | -33.6 | 2
2 Diversification | 2021 | 8 | -33.4 | 1
2 Diversification | 2021 | 8 | -33.2 | 1
2 Diversification | 2021 | 8 | -33.1 | 1
2 Diversification | 2021 | 8 | -32.9 | 1
2 Diversification | 2021 | 8 | -32.8 | 1
2 Diversification | 2021 | 8 | -32.5 | 3
2 Diversification | 2021 | 8 | -32.2 | 1
2 Diversification | 2021 | 8 | -32.1 | 2
2 Diversification | 2021 | 8 | -31.9 | 1
2 Diversification | 2021 | 8 | -31.8 | 2
2 Diversification | 2021 | 8 | -31.5 | 2
2 Diversification | 2021 | 8 | -31.4 | 1
2 Diversification | 2021 | 8 | -31.3 | 1
2 Diversification | 2021 | 8 | -31.1 | 1
2 Diversification | 2021 | 8 | -31 | 2
2 Diversification | 2021 | 8 | -30.9 | 1
2 Diversification | 2021 | 8 | -30.8 | 1
2 Diversification | 2021 | 8 | -30.7 | 1
2 Diversification | 2021 | 8 | -30.5 | 1
2 Diversification | 2021 | 8 | -30.3 | 1
2 Diversification | 2021 | 8 | -30.2 | 1
2 Diversification | 2021 | 8 | -30.1 | 2
2 Diversification | 2021 | 8 | -30 | 1
2 Diversification | 2021 | 8 | -29.9 | 1
2 Diversification | 2021 | 8 | -29.6 | 3
2 Diversification | 2021 | 8 | -29.5 | 3
2 Diversification | 2021 | 8 | -29.4 | 1
2 Diversification | 2021 | 8 | -29.2 | 1
2 Diversification | 2021 | 8 | -29.1 | 1
2 Diversification | 2021 | 8 | -29 | 1
2 Diversification | 2021 | 8 | -28.9 | 1
2 Diversification | 2021 | 8 | -28.7 | 2
2 Diversification | 2021 | 8 | -28.6 | 2
2 Diversification | 2021 | 8 | -28.5 | 2
2 Diversification | 2021 | 8 | -28.3 | 2
2 Diversification | 2021 | 8 | -28.2 | 3
2 Diversification | 2021 | 8 | -28.1 | 1
2 Diversification | 2021 | 8 | -28 | 2
2 Diversification | 2021 | 8 | -27.9 | 2
2 Diversification | 2021 | 8 | -27.8 | 1
2 Diversification | 2021 | 8 | -27.7 | 4
2 Diversification | 2021 | 8 | -27.6 | 1
2 Diversification | 2021 | 8 | -27.5 | 2
2 Diversification | 2021 | 8 | -27.3 | 4
2 Diversification | 2021 | 8 | -27.2 | 2
2 Diversification | 2021 | 8 | -27.1 | 3
2 Diversification | 2021 | 8 | -27 | 3
2 Diversification | 2021 | 8 | -26.9 | 1
2 Diversification | 2021 | 8 | -26.8 | 1
2 Diversification | 2021 | 8 | -26.6 | 1
2 Diversification | 2021 | 8 | -26.5 | 3
2 Diversification | 2021 | 8 | -26.4 | 3
2 Diversification | 2021 | 8 | -26.1 | 4
2 Diversification | 2021 | 8 | -26 | 1
2 Diversification | 2021 | 8 | -25.9 | 2
2 Diversification | 2021 | 8 | -25.8 | 1
2 Diversification | 2021 | 8 | -25.7 | 2
2 Diversification | 2021 | 8 | -25.6 | 2
2 Diversification | 2021 | 8 | -25.5 | 3
2 Diversification | 2021 | 8 | -25.4 | 1
2 Diversification | 2021 | 8 | -25.3 | 1
2 Diversification | 2021 | 8 | -25.2 | 2
2 Diversification | 2021 | 8 | -25.1 | 4
2 Diversification | 2021 | 8 | -25 | 3
2 Diversification | 2021 | 8 | -24.9 | 1
2 Diversification | 2021 | 8 | -24.8 | 5
2 Diversification | 2021 | 8 | -24.7 | 2
2 Diversification | 2021 | 8 | -24.6 | 2
2 Diversification | 2021 | 8 | -24.5 | 6
2 Diversification | 2021 | 8 | -24.3 | 1
2 Diversification | 2021 | 8 | -24.2 | 1
2 Diversification | 2021 | 8 | -24.1 | 2
2 Diversification | 2021 | 8 | -24 | 1
2 Diversification | 2021 | 8 | -23.9 | 2
2 Diversification | 2021 | 8 | -23.7 | 1
2 Diversification | 2021 | 8 | -23.6 | 2
2 Diversification | 2021 | 8 | -23.5 | 3
2 Diversification | 2021 | 8 | -23.4 | 2
2 Diversification | 2021 | 8 | -23.3 | 1
2 Diversification | 2021 | 8 | -23.1 | 1
2 Diversification | 2021 | 8 | -22.9 | 4
2 Diversification | 2021 | 8 | -22.8 | 4
2 Diversification | 2021 | 8 | -22.7 | 1
2 Diversification | 2021 | 8 | -22.6 | 2
2 Diversification | 2021 | 8 | -22.4 | 2
2 Diversification | 2021 | 8 | -22.3 | 4
2 Diversification | 2021 | 8 | -22.2 | 2
2 Diversification | 2021 | 8 | -22.1 | 2
2 Diversification | 2021 | 8 | -22 | 2
2 Diversification | 2021 | 8 | -21.9 | 4
2 Diversification | 2021 | 8 | -21.7 | 2
2 Diversification | 2021 | 8 | -21.6 | 1
2 Diversification | 2021 | 8 | -21.5 | 4
2 Diversification | 2021 | 8 | -21.4 | 3
2 Diversification | 2021 | 8 | -21.3 | 1
2 Diversification | 2021 | 8 | -21.2 | 3
2 Diversification | 2021 | 8 | -21.1 | 2
2 Diversification | 2021 | 8 | -21 | 1
2 Diversification | 2021 | 8 | -20.9 | 2
2 Diversification | 2021 | 8 | -20.8 | 2
2 Diversification | 2021 | 8 | -20.7 | 4
2 Diversification | 2021 | 8 | -20.5 | 2
2 Diversification | 2021 | 8 | -20.4 | 3
2 Diversification | 2021 | 8 | -20.3 | 3
2 Diversification | 2021 | 8 | -20.2 | 5
2 Diversification | 2021 | 8 | -20.1 | 2
2 Diversification | 2021 | 8 | -19.9 | 2
2 Diversification | 2021 | 8 | -19.8 | 3
2 Diversification | 2021 | 8 | -19.7 | 2
2 Diversification | 2021 | 8 | -19.6 | 2
2 Diversification | 2021 | 8 | -19.5 | 1
2 Diversification | 2021 | 8 | -19.4 | 3
2 Diversification | 2021 | 8 | -19.3 | 1
2 Diversification | 2021 | 8 | -19.1 | 2
2 Diversification | 2021 | 8 | -18.9 | 3
2 Diversification | 2021 | 8 | -18.8 | 1
2 Diversification | 2021 | 8 | -18.7 | 5
2 Diversification | 2021 | 8 | -18.6 | 4
2 Diversification | 2021 | 8 | -18.5 | 2
2 Diversification | 2021 | 8 | -18.4 | 2
2 Diversification | 2021 | 8 | -18.3 | 5
2 Diversification | 2021 | 8 | -18.2 | 3
2 Diversification | 2021 | 8 | -18 | 2
2 Diversification | 2021 | 8 | -17.9 | 3
2 Diversification | 2021 | 8 | -17.8 | 2
2 Diversification | 2021 | 8 | -17.7 | 2
2 Diversification | 2021 | 8 | -17.6 | 1
2 Diversification | 2021 | 8 | -17.4 | 1
2 Diversification | 2021 | 8 | -17.3 | 1
2 Diversification | 2021 | 8 | -17.2 | 1
2 Diversification | 2021 | 8 | -17.1 | 3
2 Diversification | 2021 | 8 | -16.9 | 3
2 Diversification | 2021 | 8 | -16.7 | 3
2 Diversification | 2021 | 8 | -16.6 | 1
2 Diversification | 2021 | 8 | -16.5 | 1
2 Diversification | 2021 | 8 | -16.4 | 1
2 Diversification | 2021 | 8 | -16.2 | 1
2 Diversification | 2021 | 8 | -16 | 3
2 Diversification | 2021 | 8 | -15.9 | 1
2 Diversification | 2021 | 8 | -15.8 | 2
2 Diversification | 2021 | 8 | -15.7 | 2
2 Diversification | 2021 | 8 | -15.5 | 2
2 Diversification | 2021 | 8 | -15.4 | 1
2 Diversification | 2021 | 8 | -15.3 | 1
2 Diversification | 2021 | 8 | -15.1 | 2
2 Diversification | 2021 | 8 | -15 | 2
2 Diversification | 2021 | 8 | -14.9 | 2
2 Diversification | 2021 | 8 | -14.8 | 1
2 Diversification | 2021 | 8 | -14.7 | 2
2 Diversification | 2021 | 8 | -14.6 | 1
2 Diversification | 2021 | 8 | -14.5 | 1
2 Diversification | 2021 | 8 | -14.4 | 1
2 Diversification | 2021 | 8 | -14.2 | 2
2 Diversification | 2021 | 8 | -14.1 | 4
2 Diversification | 2021 | 8 | -13.9 | 1
2 Diversification | 2021 | 8 | -13.8 | 1
2 Diversification | 2021 | 8 | -13.7 | 1
2 Diversification | 2021 | 8 | -13.6 | 2
2 Diversification | 2021 | 8 | -13.5 | 3
2 Diversification | 2021 | 8 | -13.4 | 2
2 Diversification | 2021 | 8 | -13.1 | 1
2 Diversification | 2021 | 8 | -13 | 1
2 Diversification | 2021 | 8 | -12.9 | 1
2 Diversification | 2021 | 8 | -12.7 | 1
2 Diversification | 2021 | 8 | -12.6 | 1
2 Diversification | 2021 | 8 | -12.5 | 1
2 Diversification | 2021 | 8 | -12.3 | 1
2 Diversification | 2021 | 8 | -12.2 | 3
2 Diversification | 2021 | 8 | -12.1 | 1
2 Diversification | 2021 | 8 | -11.9 | 1
2 Diversification | 2021 | 8 | -11.7 | 4
2 Diversification | 2021 | 8 | -11.6 | 2
2 Diversification | 2021 | 8 | -11.5 | 1
2 Diversification | 2021 | 8 | -11.3 | 1
2 Diversification | 2021 | 8 | -11.2 | 1
2 Diversification | 2021 | 8 | -11.1 | 2
2 Diversification | 2021 | 8 | -10.8 | 1
2 Diversification | 2021 | 8 | -10.7 | 2
2 Diversification | 2021 | 8 | -10.6 | 2
2 Diversification | 2021 | 8 | -10.5 | 1
2 Diversification | 2021 | 8 | -10.3 | 1
2 Diversification | 2021 | 8 | -10.2 | 1
2 Diversification | 2021 | 8 | -10 | 1
2 Diversification | 2021 | 8 | -9.7 | 2
2 Diversification | 2021 | 8 | -9.6 | 1
2 Diversification | 2021 | 8 | -9.3 | 2
2 Diversification | 2021 | 8 | -8.4 | 1
2 Diversification | 2021 | 8 | -8.3 | 2
2 Diversification | 2021 | 8 | -8.2 | 1
2 Diversification | 2021 | 8 | -7.7 | 1
2 Diversification | 2021 | 8 | -7.4 | 1
2 Diversification | 2021 | 8 | -7.2 | 1
2 Diversification | 2021 | 8 | -6.8 | 1
2 Diversification | 2021 | 8 | -6.5 | 2
2 Diversification | 2021 | 8 | -6.4 | 1
2 Diversification | 2021 | 8 | -6.1 | 1
2 Diversification | 2021 | 8 | -5.8 | 1
2 Diversification | 2021 | 8 | -5.7 | 1
2 Diversification | 2021 | 8 | -5.4 | 1
2 Diversification | 2021 | 8 | -5.3 | 1
2 Diversification | 2021 | 8 | -5.1 | 1
2 Diversification | 2021 | 8 | -4 | 1
2 Diversification | 2021 | 8 | -3.4 | 1
2 Diversification | 2021 | 8 | -2 | 1
2 Diversification | 2021 | 8 | -0.4 | 1
2 Diversification | 2021 | 8 | 3.2 | 1
2 Diversification | 2021 | 8 | 4.1 | 1
2 Diversification | 2021 | 8 | 4.2 | 1
2 Diversification | 2021 | 8 | 5.1 | 1
2 Diversification | 2021 | 8 | 5.4 | 1
2 Diversification | 2021 | 8 | 5.6 | 1
2 Diversification | 2021 | 8 | 6.6 | 1
2 Diversification | 2021 | 8 | 7.5 | 1
2 Diversification | 2021 | 8 | 7.7 | 2
2 Diversification | 2021 | 8 | 7.9 | 1
2 Diversification | 2021 | 8 | 8.2 | 1
2 Diversification | 2021 | 8 | 8.3 | 1
2 Diversification | 2021 | 8 | 8.4 | 1
2 Diversification | 2021 | 8 | 8.7 | 1
2 Diversification | 2021 | 8 | 9 | 1
2 Diversification | 2021 | 8 | 9.1 | 1
2 Diversification | 2021 | 8 | 9.7 | 2
2 Diversification | 2021 | 8 | 10.1 | 1
2 Diversification | 2021 | 8 | 10.3 | 1
2 Diversification | 2021 | 8 | 10.5 | 1
2 Diversification | 2021 | 8 | 10.8 | 2
2 Diversification | 2021 | 8 | 11 | 2
2 Diversification | 2021 | 8 | 11.1 | 1
2 Diversification | 2021 | 8 | 11.2 | 3
2 Diversification | 2021 | 8 | 11.4 | 1
2 Diversification | 2021 | 8 | 11.8 | 1
2 Diversification | 2021 | 8 | 11.9 | 1
2 Diversification | 2021 | 8 | 12.1 | 4
2 Diversification | 2021 | 8 | 12.2 | 2
2 Diversification | 2021 | 8 | 12.3 | 2
2 Diversification | 2021 | 8 | 12.4 | 1
2 Diversification | 2021 | 8 | 12.5 | 2
2 Diversification | 2021 | 8 | 12.7 | 1
2 Diversification | 2021 | 8 | 12.8 | 1
2 Diversification | 2021 | 8 | 12.9 | 1
2 Diversification | 2021 | 8 | 13 | 3
2 Diversification | 2021 | 8 | 13.1 | 2
2 Diversification | 2021 | 8 | 13.2 | 1
2 Diversification | 2021 | 8 | 13.4 | 3
2 Diversification | 2021 | 8 | 13.5 | 2
2 Diversification | 2021 | 8 | 13.7 | 3
2 Diversification | 2021 | 8 | 13.8 | 3
2 Diversification | 2021 | 8 | 14 | 2
2 Diversification | 2021 | 8 | 14.1 | 1
2 Diversification | 2021 | 8 | 14.2 | 2
2 Diversification | 2021 | 8 | 14.4 | 1
2 Diversification | 2021 | 8 | 14.5 | 1
2 Diversification | 2021 | 8 | 14.6 | 1
2 Diversification | 2021 | 8 | 14.7 | 1
2 Diversification | 2021 | 8 | 14.9 | 2
2 Diversification | 2021 | 8 | 15.1 | 1
2 Diversification | 2021 | 8 | 15.2 | 1
2 Diversification | 2021 | 8 | 15.3 | 2
2 Diversification | 2021 | 8 | 15.4 | 1
2 Diversification | 2021 | 8 | 15.5 | 1
2 Diversification | 2021 | 8 | 15.6 | 2
2 Diversification | 2021 | 8 | 15.8 | 2
2 Diversification | 2021 | 8 | 15.9 | 1
2 Diversification | 2021 | 8 | 16 | 1
2 Diversification | 2021 | 8 | 16.2 | 4
2 Diversification | 2021 | 8 | 16.4 | 1
2 Diversification | 2021 | 8 | 16.6 | 1
2 Diversification | 2021 | 8 | 16.7 | 2
2 Diversification | 2021 | 8 | 16.9 | 3
2 Diversification | 2021 | 8 | 17 | 3
2 Diversification | 2021 | 8 | 17.1 | 5
2 Diversification | 2021 | 8 | 17.2 | 2
2 Diversification | 2021 | 8 | 17.3 | 1
2 Diversification | 2021 | 8 | 17.5 | 3
2 Diversification | 2021 | 8 | 17.6 | 2
2 Diversification | 2021 | 8 | 17.7 | 4
2 Diversification | 2021 | 8 | 17.8 | 2
2 Diversification | 2021 | 8 | 17.9 | 2
2 Diversification | 2021 | 8 | 18 | 1
2 Diversification | 2021 | 8 | 18.2 | 1
2 Diversification | 2021 | 8 | 18.3 | 2
2 Diversification | 2021 | 8 | 18.4 | 2
2 Diversification | 2021 | 8 | 18.5 | 1
2 Diversification | 2021 | 8 | 18.6 | 2
2 Diversification | 2021 | 8 | 18.7 | 6
2 Diversification | 2021 | 8 | 18.8 | 1
2 Diversification | 2021 | 8 | 19 | 3
2 Diversification | 2021 | 8 | 19.1 | 5
2 Diversification | 2021 | 8 | 19.2 | 1
2 Diversification | 2021 | 8 | 19.3 | 1
2 Diversification | 2021 | 8 | 19.4 | 4
2 Diversification | 2021 | 8 | 19.5 | 4
2 Diversification | 2021 | 8 | 19.6 | 2
2 Diversification | 2021 | 8 | 19.7 | 4
2 Diversification | 2021 | 8 | 20 | 1
2 Diversification | 2021 | 8 | 20.1 | 3
2 Diversification | 2021 | 8 | 20.2 | 3
2 Diversification | 2021 | 8 | 20.3 | 4
2 Diversification | 2021 | 8 | 20.4 | 3
2 Diversification | 2021 | 8 | 20.5 | 1
2 Diversification | 2021 | 8 | 20.6 | 1
2 Diversification | 2021 | 8 | 20.7 | 1
2 Diversification | 2021 | 8 | 20.8 | 3
2 Diversification | 2021 | 8 | 20.9 | 5
2 Diversification | 2021 | 8 | 21 | 1
2 Diversification | 2021 | 8 | 21.1 | 4
2 Diversification | 2021 | 8 | 21.3 | 2
2 Diversification | 2021 | 8 | 21.4 | 1
2 Diversification | 2021 | 8 | 21.5 | 2
2 Diversification | 2021 | 8 | 21.6 | 1
2 Diversification | 2021 | 8 | 21.9 | 2
2 Diversification | 2021 | 8 | 22 | 2
2 Diversification | 2021 | 8 | 22.1 | 3
2 Diversification | 2021 | 8 | 22.2 | 5
2 Diversification | 2021 | 8 | 22.3 | 1
2 Diversification | 2021 | 8 | 22.4 | 2
2 Diversification | 2021 | 8 | 22.5 | 1
2 Diversification | 2021 | 8 | 22.6 | 3
2 Diversification | 2021 | 8 | 22.7 | 1
2 Diversification | 2021 | 8 | 22.8 | 1
2 Diversification | 2021 | 8 | 22.9 | 2
2 Diversification | 2021 | 8 | 23 | 1
2 Diversification | 2021 | 8 | 23.2 | 2
2 Diversification | 2021 | 8 | 23.4 | 3
2 Diversification | 2021 | 8 | 23.5 | 1
2 Diversification | 2021 | 8 | 23.7 | 5
2 Diversification | 2021 | 8 | 23.8 | 1
2 Diversification | 2021 | 8 | 24 | 3
2 Diversification | 2021 | 8 | 24.1 | 2
2 Diversification | 2021 | 8 | 24.2 | 1
2 Diversification | 2021 | 8 | 24.3 | 2
2 Diversification | 2021 | 8 | 24.4 | 1
2 Diversification | 2021 | 8 | 24.5 | 2
2 Diversification | 2021 | 8 | 24.6 | 2
2 Diversification | 2021 | 8 | 24.7 | 2
2 Diversification | 2021 | 8 | 24.9 | 1
2 Diversification | 2021 | 8 | 25 | 1
2 Diversification | 2021 | 8 | 25.1 | 3
2 Diversification | 2021 | 8 | 25.2 | 2
2 Diversification | 2021 | 8 | 25.3 | 2
2 Diversification | 2021 | 8 | 25.4 | 3
2 Diversification | 2021 | 8 | 25.5 | 2
2 Diversification | 2021 | 8 | 25.6 | 1
2 Diversification | 2021 | 8 | 25.8 | 2
2 Diversification | 2021 | 8 | 25.9 | 2
2 Diversification | 2021 | 8 | 26 | 1
2 Diversification | 2021 | 8 | 26.1 | 2
2 Diversification | 2021 | 8 | 26.2 | 3
2 Diversification | 2021 | 8 | 26.4 | 1
2 Diversification | 2021 | 8 | 26.5 | 1
2 Diversification | 2021 | 8 | 26.6 | 2
2 Diversification | 2021 | 8 | 26.7 | 1
2 Diversification | 2021 | 8 | 26.8 | 2
2 Diversification | 2021 | 8 | 26.9 | 1
2 Diversification | 2021 | 8 | 27 | 1
2 Diversification | 2021 | 8 | 27.1 | 4
2 Diversification | 2021 | 8 | 27.3 | 2
2 Diversification | 2021 | 8 | 27.4 | 1
2 Diversification | 2021 | 8 | 27.5 | 2
2 Diversification | 2021 | 8 | 27.6 | 1
2 Diversification | 2021 | 8 | 27.7 | 2
2 Diversification | 2021 | 8 | 27.9 | 1
2 Diversification | 2021 | 8 | 28 | 1
2 Diversification | 2021 | 8 | 28.1 | 4
2 Diversification | 2021 | 8 | 28.2 | 2
2 Diversification | 2021 | 8 | 28.3 | 2
2 Diversification | 2021 | 8 | 28.4 | 3
2 Diversification | 2021 | 8 | 28.5 | 1
2 Diversification | 2021 | 8 | 28.6 | 3
2 Diversification | 2021 | 8 | 28.7 | 5
2 Diversification | 2021 | 8 | 28.8 | 2
2 Diversification | 2021 | 8 | 28.9 | 1
2 Diversification | 2021 | 8 | 29 | 2
2 Diversification | 2021 | 8 | 29.2 | 3
2 Diversification | 2021 | 8 | 29.3 | 1
2 Diversification | 2021 | 8 | 29.4 | 2
2 Diversification | 2021 | 8 | 29.5 | 1
2 Diversification | 2021 | 8 | 29.7 | 1
2 Diversification | 2021 | 8 | 30 | 1
2 Diversification | 2021 | 8 | 30.2 | 3
2 Diversification | 2021 | 8 | 30.3 | 2
2 Diversification | 2021 | 8 | 30.4 | 3
2 Diversification | 2021 | 8 | 30.8 | 3
2 Diversification | 2021 | 8 | 31 | 1
2 Diversification | 2021 | 8 | 31.1 | 1
2 Diversification | 2021 | 8 | 31.2 | 1
2 Diversification | 2021 | 8 | 31.3 | 2
2 Diversification | 2021 | 8 | 31.4 | 6
2 Diversification | 2021 | 8 | 31.5 | 2
2 Diversification | 2021 | 8 | 31.6 | 2
2 Diversification | 2021 | 8 | 31.8 | 3
2 Diversification | 2021 | 8 | 32 | 3
2 Diversification | 2021 | 8 | 32.2 | 2
2 Diversification | 2021 | 8 | 32.3 | 1
2 Diversification | 2021 | 8 | 32.4 | 1
2 Diversification | 2021 | 8 | 32.5 | 2
2 Diversification | 2021 | 8 | 32.6 | 2
2 Diversification | 2021 | 8 | 32.7 | 1
2 Diversification | 2021 | 8 | 32.9 | 1
2 Diversification | 2021 | 8 | 33 | 3
2 Diversification | 2021 | 8 | 33.2 | 2
2 Diversification | 2021 | 8 | 33.3 | 2
2 Diversification | 2021 | 8 | 33.4 | 1
2 Diversification | 2021 | 8 | 33.5 | 2
2 Diversification | 2021 | 8 | 33.6 | 2
2 Diversification | 2021 | 8 | 33.7 | 2
2 Diversification | 2021 | 8 | 33.8 | 2
2 Diversification | 2021 | 8 | 33.9 | 1
2 Diversification | 2021 | 8 | 34.2 | 2
2 Diversification | 2021 | 8 | 34.3 | 1
2 Diversification | 2021 | 8 | 34.4 | 1
2 Diversification | 2021 | 8 | 34.5 | 1
2 Diversification | 2021 | 8 | 34.6 | 1
2 Diversification | 2021 | 8 | 34.7 | 1
2 Diversification | 2021 | 8 | 35 | 2
2 Diversification | 2021 | 8 | 35.1 | 1
2 Diversification | 2021 | 8 | 35.2 | 1
2 Diversification | 2021 | 8 | 35.4 | 2
2 Diversification | 2021 | 8 | 35.5 | 1
2 Diversification | 2021 | 8 | 35.6 | 2
2 Diversification | 2021 | 8 | 35.7 | 2
2 Diversification | 2021 | 8 | 35.9 | 1
2 Diversification | 2021 | 8 | 36 | 2
2 Diversification | 2021 | 8 | 36.1 | 1
2 Diversification | 2021 | 8 | 36.2 | 1
2 Diversification | 2021 | 8 | 36.3 | 3
2 Diversification | 2021 | 8 | 36.4 | 1
2 Diversification | 2021 | 8 | 36.5 | 1
2 Diversification | 2021 | 8 | 36.7 | 1
2 Diversification | 2021 | 8 | 37.2 | 1
2 Diversification | 2021 | 8 | 37.4 | 1
2 Diversification | 2021 | 8 | 37.9 | 1
2 Diversification | 2021 | 8 | 38 | 2
2 Diversification | 2021 | 8 | 38.2 | 2
2 Diversification | 2021 | 8 | 38.4 | 1
2 Diversification | 2021 | 8 | 38.6 | 1
2 Diversification | 2021 | 8 | 38.8 | 1
2 Diversification | 2021 | 8 | 39 | 1
2 Diversification | 2021 | 8 | 39.1 | 2
2 Diversification | 2021 | 8 | 39.2 | 1
2 Diversification | 2021 | 8 | 39.3 | 2
2 Diversification | 2021 | 8 | 39.4 | 1
2 Diversification | 2021 | 8 | 39.5 | 1
2 Diversification | 2021 | 8 | 39.7 | 2
2 Diversification | 2021 | 8 | 40 | 1
2 Diversification | 2021 | 8 | 40.1 | 1
2 Diversification | 2021 | 8 | 40.2 | 2
2 Diversification | 2021 | 8 | 40.6 | 1
2 Diversification | 2021 | 8 | 40.8 | 1
2 Diversification | 2021 | 8 | 41 | 1
2 Diversification | 2021 | 8 | 41.8 | 1
2 Diversification | 2021 | 8 | 42 | 1
2 Diversification | 2021 | 8 | 42.3 | 2
2 Diversification | 2021 | 8 | 42.6 | 1
2 Diversification | 2021 | 8 | 43.1 | 2
2 Diversification | 2021 | 8 | 43.3 | 1
2 Diversification | 2021 | 8 | 43.5 | 1
2 Diversification | 2021 | 8 | 43.6 | 1
2 Diversification | 2021 | 8 | 43.7 | 1
2 Diversification | 2021 | 8 | 43.8 | 4
2 Diversification | 2021 | 8 | 43.9 | 1
2 Diversification | 2021 | 8 | 44 | 1
2 Diversification | 2021 | 8 | 44.3 | 1
2 Diversification | 2021 | 8 | 44.5 | 1
2 Diversification | 2021 | 8 | 44.7 | 1
2 Diversification | 2021 | 8 | 45.9 | 1
2 Diversification | 2021 | 8 | 46.1 | 1
2 Diversification | 2021 | 8 | 46.4 | 2
2 Diversification | 2021 | 8 | 46.7 | 2
2 Diversification | 2021 | 8 | 46.8 | 1
2 Diversification | 2021 | 8 | 47.5 | 1
2 Diversification | 2021 | 8 | 47.7 | 1
2 Diversification | 2021 | 8 | 48.9 | 1
2 Diversification | 2021 | 8 | 49.2 | 1
2 Diversification | 2021 | 8 | 50.6 | 1
2 Diversification | 2021 | 8 | 51 | 1
2 Diversification | 2021 | 8 | 51.1 | 1
2 Diversification | 2021 | 8 | 51.8 | 1
2 Diversification | 2021 | 8 | 52.2 | 1
2 Diversification | 2021 | 8 | 53.7 | 1
2 Diversification | 2021 | 8 | 53.8 | 1
2 Diversification | 2021 | 8 | 54.3 | 2
2 Diversification | 2021 | 8 | 54.9 | 1
2 Diversification | 2021 | 8 | 55.4 | 1
2 Diversification | 2021 | 8 | 55.5 | 1
2 Diversification | 2021 | 8 | 56.6 | 1
2 Diversification | 2021 | 8 | 59.7 | 1
2 Diversification | 2021 | 8 | 60.3 | 2
2 Diversification | 2021 | 8 | 60.6 | 1
2 Diversification | 2021 | 8 | 63.1 | 1
2 Diversification | 2021 | 8 | 65.2 | 1
2 Diversification | 2021 | 8 | 69.2 | 1
2 Diversification | 2021 | 8 | 69.5 | 1
2 Diversification | 2021 | 8 | 69.6 | 1
2 Diversification | 2021 | 8 | 71.1 | 1
2 Diversification | 2021 | 8 | 78.6 | 1
2 Diversification | 2021 | 8 | 78.9 | 1
2 Diversification | 2021 | 8 | 79.5 | 1
2 Diversification | 2021 | 8 | 90.6 | 1
2 Diversification | 2021 | 8 | 91.3 | 1
2 Diversification | 2021 | 8 | 108.6 | 1
2 Diversification | 2021 | 9 | -115.6 | 1
2 Diversification | 2021 | 9 | -75.7 | 1
2 Diversification | 2021 | 9 | -74.2 | 1
2 Diversification | 2021 | 9 | -67.6 | 1
2 Diversification | 2021 | 9 | -61.5 | 1
2 Diversification | 2021 | 9 | -60.8 | 1
2 Diversification | 2021 | 9 | -60.1 | 1
2 Diversification | 2021 | 9 | -56.8 | 1
2 Diversification | 2021 | 9 | -56.7 | 1
2 Diversification | 2021 | 9 | -56.1 | 1
2 Diversification | 2021 | 9 | -55.2 | 1
2 Diversification | 2021 | 9 | -54 | 1
2 Diversification | 2021 | 9 | -53.3 | 2
2 Diversification | 2021 | 9 | -52.7 | 1
2 Diversification | 2021 | 9 | -52.5 | 1
2 Diversification | 2021 | 9 | -52 | 1
2 Diversification | 2021 | 9 | -51.3 | 1
2 Diversification | 2021 | 9 | -51.1 | 1
2 Diversification | 2021 | 9 | -50.9 | 1
2 Diversification | 2021 | 9 | -50.7 | 1
2 Diversification | 2021 | 9 | -49.4 | 1
2 Diversification | 2021 | 9 | -49.1 | 1
2 Diversification | 2021 | 9 | -48.9 | 1
2 Diversification | 2021 | 9 | -48.4 | 1
2 Diversification | 2021 | 9 | -48.3 | 1
2 Diversification | 2021 | 9 | -47.5 | 2
2 Diversification | 2021 | 9 | -47.4 | 2
2 Diversification | 2021 | 9 | -47.2 | 1
2 Diversification | 2021 | 9 | -46.8 | 1
2 Diversification | 2021 | 9 | -46.7 | 2
2 Diversification | 2021 | 9 | -45.9 | 1
2 Diversification | 2021 | 9 | -45.4 | 1
2 Diversification | 2021 | 9 | -45.3 | 1
2 Diversification | 2021 | 9 | -44.9 | 2
2 Diversification | 2021 | 9 | -44.8 | 1
2 Diversification | 2021 | 9 | -44.7 | 1
2 Diversification | 2021 | 9 | -44.4 | 1
2 Diversification | 2021 | 9 | -44.1 | 1
2 Diversification | 2021 | 9 | -43.9 | 1
2 Diversification | 2021 | 9 | -43.6 | 1
2 Diversification | 2021 | 9 | -43.2 | 1
2 Diversification | 2021 | 9 | -42.8 | 1
2 Diversification | 2021 | 9 | -42.7 | 1
2 Diversification | 2021 | 9 | -42.5 | 1
2 Diversification | 2021 | 9 | -42.3 | 1
2 Diversification | 2021 | 9 | -42.1 | 2
2 Diversification | 2021 | 9 | -42 | 1
2 Diversification | 2021 | 9 | -41.8 | 1
2 Diversification | 2021 | 9 | -41.7 | 1
2 Diversification | 2021 | 9 | -41.5 | 2
2 Diversification | 2021 | 9 | -41.4 | 1
2 Diversification | 2021 | 9 | -41.2 | 1
2 Diversification | 2021 | 9 | -41.1 | 1
2 Diversification | 2021 | 9 | -41 | 1
2 Diversification | 2021 | 9 | -40.8 | 1
2 Diversification | 2021 | 9 | -40.6 | 1
2 Diversification | 2021 | 9 | -40.5 | 1
2 Diversification | 2021 | 9 | -40.1 | 1
2 Diversification | 2021 | 9 | -39.9 | 1
2 Diversification | 2021 | 9 | -39.7 | 2
2 Diversification | 2021 | 9 | -39.4 | 1
2 Diversification | 2021 | 9 | -39.2 | 1
2 Diversification | 2021 | 9 | -39.1 | 1
2 Diversification | 2021 | 9 | -39 | 1
2 Diversification | 2021 | 9 | -38.6 | 1
2 Diversification | 2021 | 9 | -38.5 | 1
2 Diversification | 2021 | 9 | -38.4 | 1
2 Diversification | 2021 | 9 | -38.2 | 1
2 Diversification | 2021 | 9 | -37.7 | 2
2 Diversification | 2021 | 9 | -37.6 | 1
2 Diversification | 2021 | 9 | -37.4 | 1
2 Diversification | 2021 | 9 | -37 | 1
2 Diversification | 2021 | 9 | -36.9 | 1
2 Diversification | 2021 | 9 | -36.7 | 1
2 Diversification | 2021 | 9 | -36.5 | 1
2 Diversification | 2021 | 9 | -35.6 | 1
2 Diversification | 2021 | 9 | -35.4 | 1
2 Diversification | 2021 | 9 | -35.2 | 1
2 Diversification | 2021 | 9 | -34.9 | 1
2 Diversification | 2021 | 9 | -34.7 | 1
2 Diversification | 2021 | 9 | -34.4 | 1
2 Diversification | 2021 | 9 | -34.3 | 1
2 Diversification | 2021 | 9 | -33.9 | 1
2 Diversification | 2021 | 9 | -33.6 | 1
2 Diversification | 2021 | 9 | -33.4 | 1
2 Diversification | 2021 | 9 | -33 | 1
2 Diversification | 2021 | 9 | -32.9 | 2
2 Diversification | 2021 | 9 | -32.6 | 1
2 Diversification | 2021 | 9 | -32.5 | 1
2 Diversification | 2021 | 9 | -32.4 | 1
2 Diversification | 2021 | 9 | -32.2 | 2
2 Diversification | 2021 | 9 | -32 | 1
2 Diversification | 2021 | 9 | -31.9 | 1
2 Diversification | 2021 | 9 | -31.7 | 1
2 Diversification | 2021 | 9 | -31.6 | 1
2 Diversification | 2021 | 9 | -31.5 | 2
2 Diversification | 2021 | 9 | -31.3 | 2
2 Diversification | 2021 | 9 | -31.1 | 1
2 Diversification | 2021 | 9 | -30.7 | 2
2 Diversification | 2021 | 9 | -30.4 | 2
2 Diversification | 2021 | 9 | -30.2 | 3
2 Diversification | 2021 | 9 | -30.1 | 3
2 Diversification | 2021 | 9 | -29.9 | 1
2 Diversification | 2021 | 9 | -29.8 | 1
2 Diversification | 2021 | 9 | -29.7 | 3
2 Diversification | 2021 | 9 | -29.3 | 1
2 Diversification | 2021 | 9 | -29.2 | 2
2 Diversification | 2021 | 9 | -29.1 | 3
2 Diversification | 2021 | 9 | -29 | 1
2 Diversification | 2021 | 9 | -28.9 | 1
2 Diversification | 2021 | 9 | -28.6 | 4
2 Diversification | 2021 | 9 | -28.5 | 1
2 Diversification | 2021 | 9 | -28.4 | 5
2 Diversification | 2021 | 9 | -28.3 | 1
2 Diversification | 2021 | 9 | -28.2 | 1
2 Diversification | 2021 | 9 | -28 | 1
2 Diversification | 2021 | 9 | -27.9 | 2
2 Diversification | 2021 | 9 | -27.8 | 1
2 Diversification | 2021 | 9 | -27.7 | 2
2 Diversification | 2021 | 9 | -27.6 | 1
2 Diversification | 2021 | 9 | -27.5 | 2
2 Diversification | 2021 | 9 | -27.4 | 2
2 Diversification | 2021 | 9 | -27.3 | 2
2 Diversification | 2021 | 9 | -27.2 | 1
2 Diversification | 2021 | 9 | -27 | 1
2 Diversification | 2021 | 9 | -26.7 | 1
2 Diversification | 2021 | 9 | -26.6 | 3
2 Diversification | 2021 | 9 | -26.4 | 1
2 Diversification | 2021 | 9 | -26.3 | 1
2 Diversification | 2021 | 9 | -26.1 | 1
2 Diversification | 2021 | 9 | -26 | 2
2 Diversification | 2021 | 9 | -25.8 | 1
2 Diversification | 2021 | 9 | -25.7 | 1
2 Diversification | 2021 | 9 | -25.6 | 1
2 Diversification | 2021 | 9 | -25.4 | 1
2 Diversification | 2021 | 9 | -25.3 | 2
2 Diversification | 2021 | 9 | -25.2 | 1
2 Diversification | 2021 | 9 | -25.1 | 1
2 Diversification | 2021 | 9 | -24.9 | 1
2 Diversification | 2021 | 9 | -24.8 | 2
2 Diversification | 2021 | 9 | -24.7 | 1
2 Diversification | 2021 | 9 | -24.5 | 2
2 Diversification | 2021 | 9 | -24.4 | 2
2 Diversification | 2021 | 9 | -24.3 | 1
2 Diversification | 2021 | 9 | -24 | 1
2 Diversification | 2021 | 9 | -23.9 | 2
2 Diversification | 2021 | 9 | -23.8 | 3
2 Diversification | 2021 | 9 | -23.7 | 2
2 Diversification | 2021 | 9 | -23.5 | 1
2 Diversification | 2021 | 9 | -23.3 | 2
2 Diversification | 2021 | 9 | -23.2 | 1
2 Diversification | 2021 | 9 | -22.8 | 2
2 Diversification | 2021 | 9 | -22.7 | 1
2 Diversification | 2021 | 9 | -22.6 | 2
2 Diversification | 2021 | 9 | -22.5 | 2
2 Diversification | 2021 | 9 | -22.4 | 1
2 Diversification | 2021 | 9 | -22.3 | 2
2 Diversification | 2021 | 9 | -22.2 | 4
2 Diversification | 2021 | 9 | -22.1 | 2
2 Diversification | 2021 | 9 | -22 | 1
2 Diversification | 2021 | 9 | -21.9 | 1
2 Diversification | 2021 | 9 | -21.8 | 1
2 Diversification | 2021 | 9 | -21.6 | 2
2 Diversification | 2021 | 9 | -21.3 | 1
2 Diversification | 2021 | 9 | -21.1 | 5
2 Diversification | 2021 | 9 | -21 | 1
2 Diversification | 2021 | 9 | -20.9 | 3
2 Diversification | 2021 | 9 | -20.8 | 4
2 Diversification | 2021 | 9 | -20.7 | 1
2 Diversification | 2021 | 9 | -20.5 | 1
2 Diversification | 2021 | 9 | -20.4 | 1
2 Diversification | 2021 | 9 | -20.3 | 1
2 Diversification | 2021 | 9 | -20.2 | 1
2 Diversification | 2021 | 9 | -20.1 | 2
2 Diversification | 2021 | 9 | -20 | 2
2 Diversification | 2021 | 9 | -19.9 | 1
2 Diversification | 2021 | 9 | -19.8 | 2
2 Diversification | 2021 | 9 | -19.7 | 2
2 Diversification | 2021 | 9 | -19.6 | 1
2 Diversification | 2021 | 9 | -19.5 | 1
2 Diversification | 2021 | 9 | -19.4 | 2
2 Diversification | 2021 | 9 | -19.3 | 3
2 Diversification | 2021 | 9 | -19.2 | 4
2 Diversification | 2021 | 9 | -19 | 1
2 Diversification | 2021 | 9 | -18.9 | 1
2 Diversification | 2021 | 9 | -18.7 | 3
2 Diversification | 2021 | 9 | -18.6 | 1
2 Diversification | 2021 | 9 | -18.5 | 2
2 Diversification | 2021 | 9 | -18.4 | 2
2 Diversification | 2021 | 9 | -18.3 | 1
2 Diversification | 2021 | 9 | -18.1 | 3
2 Diversification | 2021 | 9 | -18 | 3
2 Diversification | 2021 | 9 | -17.9 | 1
2 Diversification | 2021 | 9 | -17.8 | 1
2 Diversification | 2021 | 9 | -17.5 | 1
2 Diversification | 2021 | 9 | -17.4 | 1
2 Diversification | 2021 | 9 | -17.3 | 1
2 Diversification | 2021 | 9 | -17.1 | 2
2 Diversification | 2021 | 9 | -17 | 3
2 Diversification | 2021 | 9 | -16.6 | 1
2 Diversification | 2021 | 9 | -16.5 | 3
2 Diversification | 2021 | 9 | -16.4 | 1
2 Diversification | 2021 | 9 | -16 | 2
2 Diversification | 2021 | 9 | -15.9 | 3
2 Diversification | 2021 | 9 | -15.8 | 2
2 Diversification | 2021 | 9 | -15.7 | 1
2 Diversification | 2021 | 9 | -15.6 | 1
2 Diversification | 2021 | 9 | -15.4 | 1
2 Diversification | 2021 | 9 | -15.2 | 2
2 Diversification | 2021 | 9 | -15 | 1
2 Diversification | 2021 | 9 | -14.9 | 2
2 Diversification | 2021 | 9 | -14.8 | 1
2 Diversification | 2021 | 9 | -14.6 | 2
2 Diversification | 2021 | 9 | -14.4 | 3
2 Diversification | 2021 | 9 | -14.3 | 2
2 Diversification | 2021 | 9 | -14.2 | 1
2 Diversification | 2021 | 9 | -14.1 | 2
2 Diversification | 2021 | 9 | -14 | 2
2 Diversification | 2021 | 9 | -13.9 | 1
2 Diversification | 2021 | 9 | -13.3 | 2
2 Diversification | 2021 | 9 | -13.2 | 2
2 Diversification | 2021 | 9 | -12.8 | 1
2 Diversification | 2021 | 9 | -12.7 | 2
2 Diversification | 2021 | 9 | -12 | 1
2 Diversification | 2021 | 9 | -11.8 | 1
2 Diversification | 2021 | 9 | -11.7 | 2
2 Diversification | 2021 | 9 | -11.3 | 1
2 Diversification | 2021 | 9 | -11 | 1
2 Diversification | 2021 | 9 | -10.9 | 1
2 Diversification | 2021 | 9 | -10.7 | 2
2 Diversification | 2021 | 9 | -10.6 | 1
2 Diversification | 2021 | 9 | -10.5 | 1
2 Diversification | 2021 | 9 | -10.4 | 1
2 Diversification | 2021 | 9 | -10.2 | 1
2 Diversification | 2021 | 9 | -10.1 | 1
2 Diversification | 2021 | 9 | -10 | 2
2 Diversification | 2021 | 9 | -9.7 | 1
2 Diversification | 2021 | 9 | -9.2 | 3
2 Diversification | 2021 | 9 | -9.1 | 1
2 Diversification | 2021 | 9 | -8.8 | 1
2 Diversification | 2021 | 9 | -8.7 | 1
2 Diversification | 2021 | 9 | -8.6 | 1
2 Diversification | 2021 | 9 | -8.5 | 1
2 Diversification | 2021 | 9 | -8.1 | 1
2 Diversification | 2021 | 9 | -7.9 | 1
2 Diversification | 2021 | 9 | -7.1 | 2
2 Diversification | 2021 | 9 | -6.9 | 1
2 Diversification | 2021 | 9 | -5.5 | 1
2 Diversification | 2021 | 9 | -4.1 | 1
2 Diversification | 2021 | 9 | -0.3 | 1
2 Diversification | 2021 | 9 | 5.1 | 1
2 Diversification | 2021 | 9 | 7.3 | 1
2 Diversification | 2021 | 9 | 8.2 | 2
2 Diversification | 2021 | 9 | 9.3 | 1
2 Diversification | 2021 | 9 | 9.5 | 1
2 Diversification | 2021 | 9 | 9.9 | 1
2 Diversification | 2021 | 9 | 10 | 1
2 Diversification | 2021 | 9 | 10.6 | 1
2 Diversification | 2021 | 9 | 10.8 | 2
2 Diversification | 2021 | 9 | 10.9 | 1
2 Diversification | 2021 | 9 | 11.1 | 1
2 Diversification | 2021 | 9 | 11.2 | 1
2 Diversification | 2021 | 9 | 11.3 | 1
2 Diversification | 2021 | 9 | 11.6 | 2
2 Diversification | 2021 | 9 | 11.9 | 1
2 Diversification | 2021 | 9 | 12 | 1
2 Diversification | 2021 | 9 | 12.1 | 3
2 Diversification | 2021 | 9 | 12.3 | 1
2 Diversification | 2021 | 9 | 12.4 | 1
2 Diversification | 2021 | 9 | 12.6 | 1
2 Diversification | 2021 | 9 | 12.7 | 1
2 Diversification | 2021 | 9 | 12.9 | 1
2 Diversification | 2021 | 9 | 13.4 | 1
2 Diversification | 2021 | 9 | 13.5 | 1
2 Diversification | 2021 | 9 | 13.6 | 1
2 Diversification | 2021 | 9 | 13.7 | 1
2 Diversification | 2021 | 9 | 13.8 | 1
2 Diversification | 2021 | 9 | 13.9 | 3
2 Diversification | 2021 | 9 | 14.1 | 1
2 Diversification | 2021 | 9 | 14.2 | 2
2 Diversification | 2021 | 9 | 14.3 | 2
2 Diversification | 2021 | 9 | 14.4 | 1
2 Diversification | 2021 | 9 | 14.5 | 1
2 Diversification | 2021 | 9 | 14.7 | 3
2 Diversification | 2021 | 9 | 15 | 1
2 Diversification | 2021 | 9 | 15.1 | 1
2 Diversification | 2021 | 9 | 15.4 | 1
2 Diversification | 2021 | 9 | 15.6 | 3
2 Diversification | 2021 | 9 | 15.7 | 1
2 Diversification | 2021 | 9 | 16.1 | 1
2 Diversification | 2021 | 9 | 16.7 | 4
2 Diversification | 2021 | 9 | 16.8 | 2
2 Diversification | 2021 | 9 | 17.1 | 1
2 Diversification | 2021 | 9 | 17.2 | 1
2 Diversification | 2021 | 9 | 17.3 | 3
2 Diversification | 2021 | 9 | 17.4 | 2
2 Diversification | 2021 | 9 | 17.5 | 1
2 Diversification | 2021 | 9 | 17.6 | 1
2 Diversification | 2021 | 9 | 17.7 | 1
2 Diversification | 2021 | 9 | 17.8 | 1
2 Diversification | 2021 | 9 | 17.9 | 1
2 Diversification | 2021 | 9 | 18 | 2
2 Diversification | 2021 | 9 | 18.1 | 3
2 Diversification | 2021 | 9 | 18.3 | 1
2 Diversification | 2021 | 9 | 18.4 | 2
2 Diversification | 2021 | 9 | 18.5 | 1
2 Diversification | 2021 | 9 | 18.6 | 3
2 Diversification | 2021 | 9 | 18.7 | 3
2 Diversification | 2021 | 9 | 18.8 | 2
2 Diversification | 2021 | 9 | 19 | 1
2 Diversification | 2021 | 9 | 19.1 | 1
2 Diversification | 2021 | 9 | 19.2 | 2
2 Diversification | 2021 | 9 | 19.3 | 2
2 Diversification | 2021 | 9 | 19.4 | 1
2 Diversification | 2021 | 9 | 19.5 | 2
2 Diversification | 2021 | 9 | 19.6 | 1
2 Diversification | 2021 | 9 | 19.7 | 3
2 Diversification | 2021 | 9 | 19.8 | 1
2 Diversification | 2021 | 9 | 19.9 | 1
2 Diversification | 2021 | 9 | 20 | 1
2 Diversification | 2021 | 9 | 20.2 | 1
2 Diversification | 2021 | 9 | 20.3 | 2
2 Diversification | 2021 | 9 | 20.6 | 4
2 Diversification | 2021 | 9 | 20.7 | 1
2 Diversification | 2021 | 9 | 20.8 | 2
2 Diversification | 2021 | 9 | 20.9 | 1
2 Diversification | 2021 | 9 | 21 | 1
2 Diversification | 2021 | 9 | 21.1 | 1
2 Diversification | 2021 | 9 | 21.2 | 1
2 Diversification | 2021 | 9 | 21.3 | 1
2 Diversification | 2021 | 9 | 21.4 | 1
2 Diversification | 2021 | 9 | 21.6 | 2
2 Diversification | 2021 | 9 | 21.7 | 1
2 Diversification | 2021 | 9 | 21.9 | 1
2 Diversification | 2021 | 9 | 22.1 | 1
2 Diversification | 2021 | 9 | 22.2 | 1
2 Diversification | 2021 | 9 | 22.4 | 2
2 Diversification | 2021 | 9 | 22.5 | 4
2 Diversification | 2021 | 9 | 22.6 | 1
2 Diversification | 2021 | 9 | 22.7 | 1
2 Diversification | 2021 | 9 | 22.8 | 1
2 Diversification | 2021 | 9 | 22.9 | 3
2 Diversification | 2021 | 9 | 23 | 5
2 Diversification | 2021 | 9 | 23.1 | 2
2 Diversification | 2021 | 9 | 23.3 | 4
2 Diversification | 2021 | 9 | 23.4 | 3
2 Diversification | 2021 | 9 | 23.6 | 3
2 Diversification | 2021 | 9 | 23.7 | 1
2 Diversification | 2021 | 9 | 23.9 | 2
2 Diversification | 2021 | 9 | 24 | 2
2 Diversification | 2021 | 9 | 24.2 | 2
2 Diversification | 2021 | 9 | 24.3 | 5
2 Diversification | 2021 | 9 | 24.4 | 2
2 Diversification | 2021 | 9 | 24.5 | 4
2 Diversification | 2021 | 9 | 24.6 | 4
2 Diversification | 2021 | 9 | 24.8 | 1
2 Diversification | 2021 | 9 | 24.9 | 2
2 Diversification | 2021 | 9 | 25 | 1
2 Diversification | 2021 | 9 | 25.2 | 1
2 Diversification | 2021 | 9 | 25.4 | 4
2 Diversification | 2021 | 9 | 25.7 | 3
2 Diversification | 2021 | 9 | 25.9 | 2
2 Diversification | 2021 | 9 | 26 | 1
2 Diversification | 2021 | 9 | 26.2 | 3
2 Diversification | 2021 | 9 | 26.3 | 1
2 Diversification | 2021 | 9 | 26.4 | 1
2 Diversification | 2021 | 9 | 26.6 | 2
2 Diversification | 2021 | 9 | 26.9 | 1
2 Diversification | 2021 | 9 | 27.4 | 2
2 Diversification | 2021 | 9 | 27.6 | 3
2 Diversification | 2021 | 9 | 28.1 | 1
2 Diversification | 2021 | 9 | 28.2 | 2
2 Diversification | 2021 | 9 | 28.3 | 2
2 Diversification | 2021 | 9 | 28.5 | 1
2 Diversification | 2021 | 9 | 28.6 | 2
2 Diversification | 2021 | 9 | 28.8 | 1
2 Diversification | 2021 | 9 | 28.9 | 1
2 Diversification | 2021 | 9 | 29 | 3
2 Diversification | 2021 | 9 | 29.1 | 1
2 Diversification | 2021 | 9 | 29.2 | 3
2 Diversification | 2021 | 9 | 29.3 | 2
2 Diversification | 2021 | 9 | 29.5 | 4
2 Diversification | 2021 | 9 | 29.6 | 1
2 Diversification | 2021 | 9 | 29.7 | 3
2 Diversification | 2021 | 9 | 29.9 | 1
2 Diversification | 2021 | 9 | 30 | 2
2 Diversification | 2021 | 9 | 30.1 | 3
2 Diversification | 2021 | 9 | 30.5 | 3
2 Diversification | 2021 | 9 | 30.6 | 2
2 Diversification | 2021 | 9 | 30.7 | 2
2 Diversification | 2021 | 9 | 30.9 | 1
2 Diversification | 2021 | 9 | 31 | 1
2 Diversification | 2021 | 9 | 31.2 | 1
2 Diversification | 2021 | 9 | 31.3 | 1
2 Diversification | 2021 | 9 | 31.4 | 2
2 Diversification | 2021 | 9 | 31.5 | 2
2 Diversification | 2021 | 9 | 31.6 | 1
2 Diversification | 2021 | 9 | 31.8 | 2
2 Diversification | 2021 | 9 | 31.9 | 1
2 Diversification | 2021 | 9 | 32 | 1
2 Diversification | 2021 | 9 | 32.2 | 1
2 Diversification | 2021 | 9 | 32.7 | 2
2 Diversification | 2021 | 9 | 32.9 | 1
2 Diversification | 2021 | 9 | 33.1 | 3
2 Diversification | 2021 | 9 | 33.2 | 1
2 Diversification | 2021 | 9 | 33.3 | 1
2 Diversification | 2021 | 9 | 33.4 | 1
2 Diversification | 2021 | 9 | 33.5 | 2
2 Diversification | 2021 | 9 | 33.6 | 2
2 Diversification | 2021 | 9 | 33.7 | 1
2 Diversification | 2021 | 9 | 34.1 | 4
2 Diversification | 2021 | 9 | 34.2 | 2
2 Diversification | 2021 | 9 | 34.3 | 3
2 Diversification | 2021 | 9 | 34.8 | 1
2 Diversification | 2021 | 9 | 34.9 | 3
2 Diversification | 2021 | 9 | 35 | 2
2 Diversification | 2021 | 9 | 35.2 | 1
2 Diversification | 2021 | 9 | 35.4 | 3
2 Diversification | 2021 | 9 | 35.5 | 3
2 Diversification | 2021 | 9 | 35.7 | 3
2 Diversification | 2021 | 9 | 35.8 | 1
2 Diversification | 2021 | 9 | 36 | 1
2 Diversification | 2021 | 9 | 36.2 | 1
2 Diversification | 2021 | 9 | 36.4 | 1
2 Diversification | 2021 | 9 | 36.5 | 1
2 Diversification | 2021 | 9 | 36.6 | 2
2 Diversification | 2021 | 9 | 37.1 | 1
2 Diversification | 2021 | 9 | 37.3 | 1
2 Diversification | 2021 | 9 | 37.5 | 1
2 Diversification | 2021 | 9 | 37.6 | 2
2 Diversification | 2021 | 9 | 37.8 | 1
2 Diversification | 2021 | 9 | 37.9 | 1
2 Diversification | 2021 | 9 | 38.1 | 1
2 Diversification | 2021 | 9 | 38.2 | 1
2 Diversification | 2021 | 9 | 38.4 | 1
2 Diversification | 2021 | 9 | 38.8 | 1
2 Diversification | 2021 | 9 | 39.2 | 1
2 Diversification | 2021 | 9 | 39.6 | 1
2 Diversification | 2021 | 9 | 39.8 | 1
2 Diversification | 2021 | 9 | 39.9 | 1
2 Diversification | 2021 | 9 | 40 | 1
2 Diversification | 2021 | 9 | 40.1 | 3
2 Diversification | 2021 | 9 | 40.3 | 1
2 Diversification | 2021 | 9 | 41.9 | 1
2 Diversification | 2021 | 9 | 42 | 1
2 Diversification | 2021 | 9 | 42.3 | 1
2 Diversification | 2021 | 9 | 42.8 | 2
2 Diversification | 2021 | 9 | 43.4 | 2
2 Diversification | 2021 | 9 | 43.8 | 3
2 Diversification | 2021 | 9 | 44 | 1
2 Diversification | 2021 | 9 | 44.2 | 1
2 Diversification | 2021 | 9 | 44.6 | 1
2 Diversification | 2021 | 9 | 45 | 1
2 Diversification | 2021 | 9 | 45.1 | 1
2 Diversification | 2021 | 9 | 45.2 | 1
2 Diversification | 2021 | 9 | 45.3 | 1
2 Diversification | 2021 | 9 | 45.4 | 1
2 Diversification | 2021 | 9 | 45.7 | 2
2 Diversification | 2021 | 9 | 45.9 | 1
2 Diversification | 2021 | 9 | 46 | 1
2 Diversification | 2021 | 9 | 46.9 | 1
2 Diversification | 2021 | 9 | 47.2 | 1
2 Diversification | 2021 | 9 | 47.5 | 1
2 Diversification | 2021 | 9 | 47.7 | 1
2 Diversification | 2021 | 9 | 47.9 | 1
2 Diversification | 2021 | 9 | 48 | 2
2 Diversification | 2021 | 9 | 48.1 | 1
2 Diversification | 2021 | 9 | 48.3 | 1
2 Diversification | 2021 | 9 | 48.5 | 1
2 Diversification | 2021 | 9 | 49.5 | 1
2 Diversification | 2021 | 9 | 50 | 1
2 Diversification | 2021 | 9 | 51.7 | 1
2 Diversification | 2021 | 9 | 52.3 | 1
2 Diversification | 2021 | 9 | 52.8 | 1
2 Diversification | 2021 | 9 | 53.2 | 1
2 Diversification | 2021 | 9 | 54 | 1
2 Diversification | 2021 | 9 | 54.2 | 1
2 Diversification | 2021 | 9 | 55.9 | 1
2 Diversification | 2021 | 9 | 56.2 | 1
2 Diversification | 2021 | 9 | 56.3 | 2
2 Diversification | 2021 | 9 | 56.9 | 1
2 Diversification | 2021 | 9 | 57 | 1
2 Diversification | 2021 | 9 | 59.6 | 1
2 Diversification | 2021 | 9 | 59.8 | 1
2 Diversification | 2021 | 9 | 60.8 | 2
2 Diversification | 2021 | 9 | 64 | 1
2 Diversification | 2021 | 9 | 64.7 | 1
2 Diversification | 2021 | 9 | 64.9 | 1
2 Diversification | 2021 | 9 | 66.4 | 1
2 Diversification | 2021 | 9 | 70.6 | 1
2 Diversification | 2021 | 9 | 71.4 | 1
2 Diversification | 2021 | 9 | 73.9 | 1
2 Diversification | 2021 | 9 | 75.4 | 1
2 Diversification | 2021 | 9 | 108.4 | 1
2 Diversification | 2021 | 10 | -105.2 | 1
2 Diversification | 2021 | 10 | -90.9 | 1
2 Diversification | 2021 | 10 | -88.3 | 1
2 Diversification | 2021 | 10 | -80.6 | 1
2 Diversification | 2021 | 10 | -73 | 1
2 Diversification | 2021 | 10 | -64.7 | 1
2 Diversification | 2021 | 10 | -63.4 | 1
2 Diversification | 2021 | 10 | -62.7 | 1
2 Diversification | 2021 | 10 | -59.4 | 1
2 Diversification | 2021 | 10 | -57.7 | 1
2 Diversification | 2021 | 10 | -56.4 | 2
2 Diversification | 2021 | 10 | -55.5 | 1
2 Diversification | 2021 | 10 | -55.4 | 1
2 Diversification | 2021 | 10 | -55 | 1
2 Diversification | 2021 | 10 | -54.6 | 1
2 Diversification | 2021 | 10 | -54.2 | 2
2 Diversification | 2021 | 10 | -54 | 1
2 Diversification | 2021 | 10 | -53.8 | 1
2 Diversification | 2021 | 10 | -52.8 | 1
2 Diversification | 2021 | 10 | -52 | 1
2 Diversification | 2021 | 10 | -51.4 | 1
2 Diversification | 2021 | 10 | -51.1 | 1
2 Diversification | 2021 | 10 | -50.8 | 2
2 Diversification | 2021 | 10 | -50.4 | 1
2 Diversification | 2021 | 10 | -49.8 | 1
2 Diversification | 2021 | 10 | -49.6 | 1
2 Diversification | 2021 | 10 | -49.4 | 1
2 Diversification | 2021 | 10 | -48.3 | 1
2 Diversification | 2021 | 10 | -47.2 | 1
2 Diversification | 2021 | 10 | -47.1 | 1
2 Diversification | 2021 | 10 | -46.1 | 1
2 Diversification | 2021 | 10 | -45.8 | 1
2 Diversification | 2021 | 10 | -45.7 | 1
2 Diversification | 2021 | 10 | -45.5 | 1
2 Diversification | 2021 | 10 | -45.4 | 1
2 Diversification | 2021 | 10 | -45.2 | 1
2 Diversification | 2021 | 10 | -45.1 | 1
2 Diversification | 2021 | 10 | -44.7 | 1
2 Diversification | 2021 | 10 | -44.5 | 1
2 Diversification | 2021 | 10 | -43.7 | 1
2 Diversification | 2021 | 10 | -43.6 | 1
2 Diversification | 2021 | 10 | -43.4 | 1
2 Diversification | 2021 | 10 | -43 | 1
2 Diversification | 2021 | 10 | -42.9 | 1
2 Diversification | 2021 | 10 | -42.8 | 1
2 Diversification | 2021 | 10 | -42.7 | 1
2 Diversification | 2021 | 10 | -42.1 | 2
2 Diversification | 2021 | 10 | -40.7 | 1
2 Diversification | 2021 | 10 | -40.6 | 2
2 Diversification | 2021 | 10 | -40.4 | 1
2 Diversification | 2021 | 10 | -40.3 | 1
2 Diversification | 2021 | 10 | -39.2 | 1
2 Diversification | 2021 | 10 | -39 | 1
2 Diversification | 2021 | 10 | -38.9 | 2
2 Diversification | 2021 | 10 | -38.6 | 1
2 Diversification | 2021 | 10 | -38 | 1
2 Diversification | 2021 | 10 | -37.9 | 2
2 Diversification | 2021 | 10 | -37.7 | 1
2 Diversification | 2021 | 10 | -37.5 | 1
2 Diversification | 2021 | 10 | -36.9 | 1
2 Diversification | 2021 | 10 | -36.7 | 1
2 Diversification | 2021 | 10 | -36.6 | 1
2 Diversification | 2021 | 10 | -36.5 | 1
2 Diversification | 2021 | 10 | -36.4 | 1
2 Diversification | 2021 | 10 | -36.3 | 1
2 Diversification | 2021 | 10 | -36.2 | 1
2 Diversification | 2021 | 10 | -36.1 | 2
2 Diversification | 2021 | 10 | -35.8 | 2
2 Diversification | 2021 | 10 | -35.7 | 2
2 Diversification | 2021 | 10 | -35.6 | 1
2 Diversification | 2021 | 10 | -35.5 | 1
2 Diversification | 2021 | 10 | -35.2 | 1
2 Diversification | 2021 | 10 | -34.7 | 1
2 Diversification | 2021 | 10 | -34.5 | 1
2 Diversification | 2021 | 10 | -34.4 | 1
2 Diversification | 2021 | 10 | -34.2 | 1
2 Diversification | 2021 | 10 | -34.1 | 2
2 Diversification | 2021 | 10 | -34 | 1
2 Diversification | 2021 | 10 | -33.8 | 1
2 Diversification | 2021 | 10 | -33.7 | 1
2 Diversification | 2021 | 10 | -33.5 | 1
2 Diversification | 2021 | 10 | -33.2 | 1
2 Diversification | 2021 | 10 | -32.9 | 1
2 Diversification | 2021 | 10 | -32.8 | 1
2 Diversification | 2021 | 10 | -32.6 | 1
2 Diversification | 2021 | 10 | -32.5 | 1
2 Diversification | 2021 | 10 | -32.4 | 1
2 Diversification | 2021 | 10 | -32.1 | 1
2 Diversification | 2021 | 10 | -32 | 3
2 Diversification | 2021 | 10 | -31.9 | 2
2 Diversification | 2021 | 10 | -31.8 | 1
2 Diversification | 2021 | 10 | -31.4 | 1
2 Diversification | 2021 | 10 | -31.3 | 1
2 Diversification | 2021 | 10 | -31.2 | 1
2 Diversification | 2021 | 10 | -31.1 | 2
2 Diversification | 2021 | 10 | -31 | 1
2 Diversification | 2021 | 10 | -30.7 | 1
2 Diversification | 2021 | 10 | -30.6 | 2
2 Diversification | 2021 | 10 | -30.5 | 2
2 Diversification | 2021 | 10 | -30.4 | 1
2 Diversification | 2021 | 10 | -30.2 | 1
2 Diversification | 2021 | 10 | -30 | 1
2 Diversification | 2021 | 10 | -29.9 | 2
2 Diversification | 2021 | 10 | -29.8 | 2
2 Diversification | 2021 | 10 | -29.7 | 1
2 Diversification | 2021 | 10 | -29.6 | 1
2 Diversification | 2021 | 10 | -29.5 | 1
2 Diversification | 2021 | 10 | -29.4 | 2
2 Diversification | 2021 | 10 | -29.3 | 2
2 Diversification | 2021 | 10 | -29.2 | 1
2 Diversification | 2021 | 10 | -29.1 | 2
2 Diversification | 2021 | 10 | -29 | 3
2 Diversification | 2021 | 10 | -28.9 | 1
2 Diversification | 2021 | 10 | -28.8 | 1
2 Diversification | 2021 | 10 | -28.7 | 1
2 Diversification | 2021 | 10 | -28.6 | 1
2 Diversification | 2021 | 10 | -28.5 | 1
2 Diversification | 2021 | 10 | -28.3 | 1
2 Diversification | 2021 | 10 | -28.2 | 1
2 Diversification | 2021 | 10 | -28.1 | 2
2 Diversification | 2021 | 10 | -27.9 | 1
2 Diversification | 2021 | 10 | -27.7 | 2
2 Diversification | 2021 | 10 | -27.6 | 1
2 Diversification | 2021 | 10 | -27.4 | 1
2 Diversification | 2021 | 10 | -27.2 | 1
2 Diversification | 2021 | 10 | -27.1 | 1
2 Diversification | 2021 | 10 | -26.8 | 2
2 Diversification | 2021 | 10 | -26.4 | 3
2 Diversification | 2021 | 10 | -26.3 | 1
2 Diversification | 2021 | 10 | -26.2 | 3
2 Diversification | 2021 | 10 | -26 | 1
2 Diversification | 2021 | 10 | -25.9 | 1
2 Diversification | 2021 | 10 | -25.8 | 1
2 Diversification | 2021 | 10 | -25.7 | 4
2 Diversification | 2021 | 10 | -25.5 | 1
2 Diversification | 2021 | 10 | -25.4 | 1
2 Diversification | 2021 | 10 | -25 | 2
2 Diversification | 2021 | 10 | -24.8 | 2
2 Diversification | 2021 | 10 | -24.7 | 1
2 Diversification | 2021 | 10 | -24.5 | 2
2 Diversification | 2021 | 10 | -24.4 | 1
2 Diversification | 2021 | 10 | -23.4 | 2
2 Diversification | 2021 | 10 | -23.1 | 2
2 Diversification | 2021 | 10 | -23 | 1
2 Diversification | 2021 | 10 | -22.9 | 3
2 Diversification | 2021 | 10 | -22.8 | 2
2 Diversification | 2021 | 10 | -22.7 | 1
2 Diversification | 2021 | 10 | -22.5 | 2
2 Diversification | 2021 | 10 | -22.4 | 3
2 Diversification | 2021 | 10 | -22.3 | 2
2 Diversification | 2021 | 10 | -22.1 | 2
2 Diversification | 2021 | 10 | -22 | 2
2 Diversification | 2021 | 10 | -21.9 | 1
2 Diversification | 2021 | 10 | -21.8 | 1
2 Diversification | 2021 | 10 | -21.7 | 1
2 Diversification | 2021 | 10 | -21.6 | 1
2 Diversification | 2021 | 10 | -21.4 | 1
2 Diversification | 2021 | 10 | -21.3 | 1
2 Diversification | 2021 | 10 | -21.2 | 3
2 Diversification | 2021 | 10 | -21 | 1
2 Diversification | 2021 | 10 | -20.9 | 1
2 Diversification | 2021 | 10 | -20.8 | 1
2 Diversification | 2021 | 10 | -20.7 | 1
2 Diversification | 2021 | 10 | -20.6 | 1
2 Diversification | 2021 | 10 | -20.4 | 2
2 Diversification | 2021 | 10 | -20.3 | 1
2 Diversification | 2021 | 10 | -20.2 | 2
2 Diversification | 2021 | 10 | -20.1 | 1
2 Diversification | 2021 | 10 | -19.8 | 2
2 Diversification | 2021 | 10 | -19.7 | 1
2 Diversification | 2021 | 10 | -19.6 | 3
2 Diversification | 2021 | 10 | -19.4 | 1
2 Diversification | 2021 | 10 | -19.2 | 1
2 Diversification | 2021 | 10 | -19.1 | 1
2 Diversification | 2021 | 10 | -18.8 | 1
2 Diversification | 2021 | 10 | -18.7 | 2
2 Diversification | 2021 | 10 | -18.3 | 1
2 Diversification | 2021 | 10 | -18.2 | 1
2 Diversification | 2021 | 10 | -18.1 | 3
2 Diversification | 2021 | 10 | -17.9 | 1
2 Diversification | 2021 | 10 | -17.8 | 3
2 Diversification | 2021 | 10 | -17.6 | 2
2 Diversification | 2021 | 10 | -17.5 | 1
2 Diversification | 2021 | 10 | -17.3 | 2
2 Diversification | 2021 | 10 | -16.6 | 2
2 Diversification | 2021 | 10 | -16.4 | 1
2 Diversification | 2021 | 10 | -16.1 | 1
2 Diversification | 2021 | 10 | -16 | 2
2 Diversification | 2021 | 10 | -15.9 | 1
2 Diversification | 2021 | 10 | -15.8 | 1
2 Diversification | 2021 | 10 | -15.6 | 1
2 Diversification | 2021 | 10 | -15.5 | 1
2 Diversification | 2021 | 10 | -15.2 | 1
2 Diversification | 2021 | 10 | -15.1 | 1
2 Diversification | 2021 | 10 | -15 | 1
2 Diversification | 2021 | 10 | -14.5 | 4
2 Diversification | 2021 | 10 | -14.2 | 1
2 Diversification | 2021 | 10 | -14.1 | 1
2 Diversification | 2021 | 10 | -14 | 2
2 Diversification | 2021 | 10 | -13.7 | 1
2 Diversification | 2021 | 10 | -13.4 | 1
2 Diversification | 2021 | 10 | -13.3 | 1
2 Diversification | 2021 | 10 | -13 | 2
2 Diversification | 2021 | 10 | -12.7 | 1
2 Diversification | 2021 | 10 | -12.5 | 1
2 Diversification | 2021 | 10 | -12.1 | 1
2 Diversification | 2021 | 10 | -12 | 2
2 Diversification | 2021 | 10 | -11.1 | 1
2 Diversification | 2021 | 10 | -10.7 | 1
2 Diversification | 2021 | 10 | -10.6 | 1
2 Diversification | 2021 | 10 | -10.3 | 2
2 Diversification | 2021 | 10 | -9.8 | 2
2 Diversification | 2021 | 10 | -9.7 | 1
2 Diversification | 2021 | 10 | -9.6 | 1
2 Diversification | 2021 | 10 | -8.8 | 2
2 Diversification | 2021 | 10 | -8.2 | 1
2 Diversification | 2021 | 10 | -7.4 | 1
2 Diversification | 2021 | 10 | 5.3 | 1
2 Diversification | 2021 | 10 | 5.8 | 1
2 Diversification | 2021 | 10 | 6.2 | 1
2 Diversification | 2021 | 10 | 8.1 | 1
2 Diversification | 2021 | 10 | 9.5 | 1
2 Diversification | 2021 | 10 | 10.4 | 1
2 Diversification | 2021 | 10 | 10.7 | 1
2 Diversification | 2021 | 10 | 11.4 | 1
2 Diversification | 2021 | 10 | 11.6 | 2
2 Diversification | 2021 | 10 | 12.2 | 1
2 Diversification | 2021 | 10 | 12.6 | 1
2 Diversification | 2021 | 10 | 12.7 | 1
2 Diversification | 2021 | 10 | 12.9 | 1
2 Diversification | 2021 | 10 | 13.2 | 1
2 Diversification | 2021 | 10 | 13.4 | 1
2 Diversification | 2021 | 10 | 13.6 | 1
2 Diversification | 2021 | 10 | 14.1 | 1
2 Diversification | 2021 | 10 | 14.3 | 1
2 Diversification | 2021 | 10 | 14.4 | 1
2 Diversification | 2021 | 10 | 14.5 | 2
2 Diversification | 2021 | 10 | 14.7 | 1
2 Diversification | 2021 | 10 | 15.5 | 1
2 Diversification | 2021 | 10 | 15.6 | 1
2 Diversification | 2021 | 10 | 15.8 | 1
2 Diversification | 2021 | 10 | 15.9 | 1
2 Diversification | 2021 | 10 | 16 | 1
2 Diversification | 2021 | 10 | 16.4 | 1
2 Diversification | 2021 | 10 | 16.5 | 2
2 Diversification | 2021 | 10 | 16.7 | 1
2 Diversification | 2021 | 10 | 16.8 | 3
2 Diversification | 2021 | 10 | 16.9 | 1
2 Diversification | 2021 | 10 | 17 | 3
2 Diversification | 2021 | 10 | 17.2 | 1
2 Diversification | 2021 | 10 | 17.3 | 3
2 Diversification | 2021 | 10 | 17.4 | 1
2 Diversification | 2021 | 10 | 17.5 | 2
2 Diversification | 2021 | 10 | 17.7 | 2
2 Diversification | 2021 | 10 | 17.9 | 1
2 Diversification | 2021 | 10 | 18 | 1
2 Diversification | 2021 | 10 | 18.2 | 1
2 Diversification | 2021 | 10 | 18.3 | 1
2 Diversification | 2021 | 10 | 18.4 | 1
2 Diversification | 2021 | 10 | 18.5 | 1
2 Diversification | 2021 | 10 | 18.8 | 1
2 Diversification | 2021 | 10 | 18.9 | 1
2 Diversification | 2021 | 10 | 19.1 | 3
2 Diversification | 2021 | 10 | 19.4 | 2
2 Diversification | 2021 | 10 | 19.6 | 2
2 Diversification | 2021 | 10 | 19.7 | 1
2 Diversification | 2021 | 10 | 19.8 | 1
2 Diversification | 2021 | 10 | 19.9 | 1
2 Diversification | 2021 | 10 | 20.1 | 1
2 Diversification | 2021 | 10 | 20.3 | 1
2 Diversification | 2021 | 10 | 20.6 | 3
2 Diversification | 2021 | 10 | 21 | 2
2 Diversification | 2021 | 10 | 21.2 | 1
2 Diversification | 2021 | 10 | 21.4 | 1
2 Diversification | 2021 | 10 | 21.5 | 1
2 Diversification | 2021 | 10 | 21.8 | 1
2 Diversification | 2021 | 10 | 22 | 1
2 Diversification | 2021 | 10 | 22.1 | 1
2 Diversification | 2021 | 10 | 22.3 | 1
2 Diversification | 2021 | 10 | 22.6 | 1
2 Diversification | 2021 | 10 | 23 | 2
2 Diversification | 2021 | 10 | 23.3 | 2
2 Diversification | 2021 | 10 | 23.4 | 1
2 Diversification | 2021 | 10 | 23.5 | 1
2 Diversification | 2021 | 10 | 23.6 | 1
2 Diversification | 2021 | 10 | 23.9 | 2
2 Diversification | 2021 | 10 | 24 | 1
2 Diversification | 2021 | 10 | 24.1 | 2
2 Diversification | 2021 | 10 | 24.2 | 1
2 Diversification | 2021 | 10 | 24.4 | 1
2 Diversification | 2021 | 10 | 24.5 | 1
2 Diversification | 2021 | 10 | 24.9 | 1
2 Diversification | 2021 | 10 | 25.1 | 1
2 Diversification | 2021 | 10 | 25.3 | 1
2 Diversification | 2021 | 10 | 25.4 | 1
2 Diversification | 2021 | 10 | 25.6 | 5
2 Diversification | 2021 | 10 | 25.7 | 1
2 Diversification | 2021 | 10 | 25.8 | 2
2 Diversification | 2021 | 10 | 25.9 | 3
2 Diversification | 2021 | 10 | 26 | 1
2 Diversification | 2021 | 10 | 26.2 | 2
2 Diversification | 2021 | 10 | 26.3 | 2
2 Diversification | 2021 | 10 | 26.4 | 3
2 Diversification | 2021 | 10 | 26.6 | 2
2 Diversification | 2021 | 10 | 26.8 | 1
2 Diversification | 2021 | 10 | 27.1 | 1
2 Diversification | 2021 | 10 | 27.2 | 1
2 Diversification | 2021 | 10 | 27.3 | 1
2 Diversification | 2021 | 10 | 27.5 | 1
2 Diversification | 2021 | 10 | 27.6 | 2
2 Diversification | 2021 | 10 | 27.7 | 1
2 Diversification | 2021 | 10 | 27.9 | 3
2 Diversification | 2021 | 10 | 28 | 2
2 Diversification | 2021 | 10 | 28.1 | 1
2 Diversification | 2021 | 10 | 28.3 | 1
2 Diversification | 2021 | 10 | 28.4 | 3
2 Diversification | 2021 | 10 | 28.5 | 1
2 Diversification | 2021 | 10 | 29.1 | 1
2 Diversification | 2021 | 10 | 29.2 | 1
2 Diversification | 2021 | 10 | 29.3 | 1
2 Diversification | 2021 | 10 | 29.4 | 1
2 Diversification | 2021 | 10 | 29.5 | 1
2 Diversification | 2021 | 10 | 29.6 | 1
2 Diversification | 2021 | 10 | 29.7 | 1
2 Diversification | 2021 | 10 | 29.8 | 2
2 Diversification | 2021 | 10 | 30 | 3
2 Diversification | 2021 | 10 | 30.2 | 1
2 Diversification | 2021 | 10 | 30.3 | 1
2 Diversification | 2021 | 10 | 30.4 | 1
2 Diversification | 2021 | 10 | 30.8 | 2
2 Diversification | 2021 | 10 | 30.9 | 1
2 Diversification | 2021 | 10 | 31 | 3
2 Diversification | 2021 | 10 | 31.2 | 1
2 Diversification | 2021 | 10 | 31.4 | 1
2 Diversification | 2021 | 10 | 31.7 | 1
2 Diversification | 2021 | 10 | 32 | 1
2 Diversification | 2021 | 10 | 32.1 | 1
2 Diversification | 2021 | 10 | 32.2 | 3
2 Diversification | 2021 | 10 | 32.6 | 1
2 Diversification | 2021 | 10 | 32.9 | 1
2 Diversification | 2021 | 10 | 33 | 1
2 Diversification | 2021 | 10 | 33.3 | 1
2 Diversification | 2021 | 10 | 33.4 | 5
2 Diversification | 2021 | 10 | 33.6 | 2
2 Diversification | 2021 | 10 | 33.7 | 1
2 Diversification | 2021 | 10 | 33.8 | 1
2 Diversification | 2021 | 10 | 33.9 | 2
2 Diversification | 2021 | 10 | 34.3 | 2
2 Diversification | 2021 | 10 | 34.7 | 1
2 Diversification | 2021 | 10 | 34.8 | 1
2 Diversification | 2021 | 10 | 35.2 | 1
2 Diversification | 2021 | 10 | 35.3 | 1
2 Diversification | 2021 | 10 | 35.4 | 1
2 Diversification | 2021 | 10 | 35.7 | 1
2 Diversification | 2021 | 10 | 35.8 | 2
2 Diversification | 2021 | 10 | 35.9 | 2
2 Diversification | 2021 | 10 | 36 | 1
2 Diversification | 2021 | 10 | 36.1 | 1
2 Diversification | 2021 | 10 | 36.2 | 1
2 Diversification | 2021 | 10 | 36.3 | 1
2 Diversification | 2021 | 10 | 36.5 | 1
2 Diversification | 2021 | 10 | 36.6 | 1
2 Diversification | 2021 | 10 | 37.2 | 1
2 Diversification | 2021 | 10 | 37.3 | 1
2 Diversification | 2021 | 10 | 37.5 | 1
2 Diversification | 2021 | 10 | 37.6 | 1
2 Diversification | 2021 | 10 | 37.7 | 2
2 Diversification | 2021 | 10 | 37.8 | 1
2 Diversification | 2021 | 10 | 37.9 | 2
2 Diversification | 2021 | 10 | 38 | 1
2 Diversification | 2021 | 10 | 38.1 | 2
2 Diversification | 2021 | 10 | 38.2 | 1
2 Diversification | 2021 | 10 | 38.8 | 1
2 Diversification | 2021 | 10 | 39.3 | 1
2 Diversification | 2021 | 10 | 39.4 | 2
2 Diversification | 2021 | 10 | 39.9 | 2
2 Diversification | 2021 | 10 | 40.1 | 1
2 Diversification | 2021 | 10 | 40.2 | 1
2 Diversification | 2021 | 10 | 40.3 | 1
2 Diversification | 2021 | 10 | 40.4 | 1
2 Diversification | 2021 | 10 | 40.5 | 1
2 Diversification | 2021 | 10 | 40.6 | 1
2 Diversification | 2021 | 10 | 40.8 | 2
2 Diversification | 2021 | 10 | 41.3 | 1
2 Diversification | 2021 | 10 | 42 | 1
2 Diversification | 2021 | 10 | 42.9 | 1
2 Diversification | 2021 | 10 | 43.4 | 2
2 Diversification | 2021 | 10 | 43.6 | 2
2 Diversification | 2021 | 10 | 44.4 | 1
2 Diversification | 2021 | 10 | 44.7 | 1
2 Diversification | 2021 | 10 | 45.8 | 1
2 Diversification | 2021 | 10 | 46.3 | 1
2 Diversification | 2021 | 10 | 46.5 | 1
2 Diversification | 2021 | 10 | 46.8 | 1
2 Diversification | 2021 | 10 | 47.3 | 2
2 Diversification | 2021 | 10 | 47.8 | 1
2 Diversification | 2021 | 10 | 48.1 | 2
2 Diversification | 2021 | 10 | 49 | 1
2 Diversification | 2021 | 10 | 49.1 | 1
2 Diversification | 2021 | 10 | 49.6 | 1
2 Diversification | 2021 | 10 | 49.8 | 2
2 Diversification | 2021 | 10 | 50.4 | 1
2 Diversification | 2021 | 10 | 50.6 | 1
2 Diversification | 2021 | 10 | 50.7 | 1
2 Diversification | 2021 | 10 | 51.1 | 1
2 Diversification | 2021 | 10 | 51.3 | 1
2 Diversification | 2021 | 10 | 51.6 | 1
2 Diversification | 2021 | 10 | 51.9 | 1
2 Diversification | 2021 | 10 | 52.1 | 1
2 Diversification | 2021 | 10 | 52.4 | 1
2 Diversification | 2021 | 10 | 52.5 | 1
2 Diversification | 2021 | 10 | 52.9 | 2
2 Diversification | 2021 | 10 | 53 | 1
2 Diversification | 2021 | 10 | 53.4 | 1
2 Diversification | 2021 | 10 | 53.8 | 1
2 Diversification | 2021 | 10 | 54.4 | 1
2 Diversification | 2021 | 10 | 54.5 | 1
2 Diversification | 2021 | 10 | 55.2 | 1
2 Diversification | 2021 | 10 | 55.5 | 1
2 Diversification | 2021 | 10 | 55.7 | 2
2 Diversification | 2021 | 10 | 56.1 | 1
2 Diversification | 2021 | 10 | 57.2 | 1
2 Diversification | 2021 | 10 | 58 | 1
2 Diversification | 2021 | 10 | 58.6 | 1
2 Diversification | 2021 | 10 | 60.2 | 1
2 Diversification | 2021 | 10 | 60.3 | 1
2 Diversification | 2021 | 10 | 60.4 | 1
2 Diversification | 2021 | 10 | 61.5 | 1
2 Diversification | 2021 | 10 | 62.1 | 1
2 Diversification | 2021 | 10 | 63.6 | 1
2 Diversification | 2021 | 10 | 67.3 | 1
2 Diversification | 2021 | 10 | 67.6 | 1
2 Diversification | 2021 | 10 | 71.2 | 1
2 Diversification | 2021 | 10 | 72.3 | 1
2 Diversification | 2021 | 10 | 74.6 | 1
2 Diversification | 2021 | 10 | 80.7 | 1
2 Diversification | 2021 | 10 | 85.3 | 1
2 Diversification | 2021 | 10 | 167.9 | 1
2 Diversification | 2021 | 10 | 362 | 1
2 Diversification | 2021 | 11 | -130.7 | 1
2 Diversification | 2021 | 11 | -67.8 | 1
2 Diversification | 2021 | 11 | -66.4 | 1
2 Diversification | 2021 | 11 | -62.5 | 1
2 Diversification | 2021 | 11 | -61.1 | 1
2 Diversification | 2021 | 11 | -61 | 1
2 Diversification | 2021 | 11 | -60.6 | 1
2 Diversification | 2021 | 11 | -60.3 | 1
2 Diversification | 2021 | 11 | -59.3 | 1
2 Diversification | 2021 | 11 | -58.3 | 1
2 Diversification | 2021 | 11 | -54.3 | 1
2 Diversification | 2021 | 11 | -53.6 | 2
2 Diversification | 2021 | 11 | -53.5 | 1
2 Diversification | 2021 | 11 | -53 | 2
2 Diversification | 2021 | 11 | -52.4 | 1
2 Diversification | 2021 | 11 | -50.7 | 2
2 Diversification | 2021 | 11 | -50.5 | 1
2 Diversification | 2021 | 11 | -50.1 | 1
2 Diversification | 2021 | 11 | -49.6 | 1
2 Diversification | 2021 | 11 | -49.3 | 1
2 Diversification | 2021 | 11 | -48.4 | 1
2 Diversification | 2021 | 11 | -47.4 | 1
2 Diversification | 2021 | 11 | -47 | 1
2 Diversification | 2021 | 11 | -45.4 | 1
2 Diversification | 2021 | 11 | -45 | 1
2 Diversification | 2021 | 11 | -44.8 | 1
2 Diversification | 2021 | 11 | -44.6 | 1
2 Diversification | 2021 | 11 | -44.5 | 2
2 Diversification | 2021 | 11 | -42.9 | 1
2 Diversification | 2021 | 11 | -42.8 | 1
2 Diversification | 2021 | 11 | -42.6 | 2
2 Diversification | 2021 | 11 | -42.2 | 1
2 Diversification | 2021 | 11 | -42 | 2
2 Diversification | 2021 | 11 | -41.8 | 1
2 Diversification | 2021 | 11 | -41.7 | 1
2 Diversification | 2021 | 11 | -41.3 | 1
2 Diversification | 2021 | 11 | -41.2 | 1
2 Diversification | 2021 | 11 | -40.2 | 2
2 Diversification | 2021 | 11 | -40.1 | 1
2 Diversification | 2021 | 11 | -39.9 | 1
2 Diversification | 2021 | 11 | -39.8 | 1
2 Diversification | 2021 | 11 | -39.7 | 1
2 Diversification | 2021 | 11 | -39.5 | 1
2 Diversification | 2021 | 11 | -39.3 | 1
2 Diversification | 2021 | 11 | -39 | 1
2 Diversification | 2021 | 11 | -38.9 | 1
2 Diversification | 2021 | 11 | -38.8 | 1
2 Diversification | 2021 | 11 | -38.7 | 1
2 Diversification | 2021 | 11 | -38.1 | 2
2 Diversification | 2021 | 11 | -38 | 1
2 Diversification | 2021 | 11 | -37.9 | 1
2 Diversification | 2021 | 11 | -37.8 | 1
2 Diversification | 2021 | 11 | -37.7 | 1
2 Diversification | 2021 | 11 | -37.6 | 1
2 Diversification | 2021 | 11 | -37.4 | 1
2 Diversification | 2021 | 11 | -37.2 | 1
2 Diversification | 2021 | 11 | -37.1 | 2
2 Diversification | 2021 | 11 | -37 | 2
2 Diversification | 2021 | 11 | -36.9 | 2
2 Diversification | 2021 | 11 | -36.8 | 1
2 Diversification | 2021 | 11 | -36.6 | 2
2 Diversification | 2021 | 11 | -36.4 | 2
2 Diversification | 2021 | 11 | -36.3 | 3
2 Diversification | 2021 | 11 | -36 | 1
2 Diversification | 2021 | 11 | -35.9 | 1
2 Diversification | 2021 | 11 | -35.8 | 1
2 Diversification | 2021 | 11 | -35.6 | 1
2 Diversification | 2021 | 11 | -35.2 | 1
2 Diversification | 2021 | 11 | -34.9 | 1
2 Diversification | 2021 | 11 | -34.6 | 1
2 Diversification | 2021 | 11 | -34.5 | 2
2 Diversification | 2021 | 11 | -34.2 | 1
2 Diversification | 2021 | 11 | -34.1 | 1
2 Diversification | 2021 | 11 | -34 | 1
2 Diversification | 2021 | 11 | -33.7 | 2
2 Diversification | 2021 | 11 | -33.5 | 1
2 Diversification | 2021 | 11 | -33.1 | 1
2 Diversification | 2021 | 11 | -33 | 2
2 Diversification | 2021 | 11 | -32.5 | 2
2 Diversification | 2021 | 11 | -32.4 | 1
2 Diversification | 2021 | 11 | -32.3 | 2
2 Diversification | 2021 | 11 | -32 | 1
2 Diversification | 2021 | 11 | -31.5 | 1
2 Diversification | 2021 | 11 | -31.4 | 1
2 Diversification | 2021 | 11 | -31.3 | 1
2 Diversification | 2021 | 11 | -31.1 | 4
2 Diversification | 2021 | 11 | -31 | 2
2 Diversification | 2021 | 11 | -30.8 | 1
2 Diversification | 2021 | 11 | -30.5 | 2
2 Diversification | 2021 | 11 | -30.4 | 2
2 Diversification | 2021 | 11 | -30.3 | 1
2 Diversification | 2021 | 11 | -30 | 1
2 Diversification | 2021 | 11 | -29.9 | 1
2 Diversification | 2021 | 11 | -29.6 | 1
2 Diversification | 2021 | 11 | -29.5 | 1
2 Diversification | 2021 | 11 | -29.4 | 2
2 Diversification | 2021 | 11 | -29.3 | 2
2 Diversification | 2021 | 11 | -29.2 | 2
2 Diversification | 2021 | 11 | -28.8 | 1
2 Diversification | 2021 | 11 | -28.4 | 3
2 Diversification | 2021 | 11 | -28.2 | 1
2 Diversification | 2021 | 11 | -27.9 | 1
2 Diversification | 2021 | 11 | -27.8 | 3
2 Diversification | 2021 | 11 | -27.6 | 1
2 Diversification | 2021 | 11 | -27.5 | 2
2 Diversification | 2021 | 11 | -27.4 | 1
2 Diversification | 2021 | 11 | -27.2 | 2
2 Diversification | 2021 | 11 | -27 | 1
2 Diversification | 2021 | 11 | -26.8 | 2
2 Diversification | 2021 | 11 | -26.7 | 2
2 Diversification | 2021 | 11 | -26.3 | 3
2 Diversification | 2021 | 11 | -26.1 | 1
2 Diversification | 2021 | 11 | -26 | 1
2 Diversification | 2021 | 11 | -25.9 | 1
2 Diversification | 2021 | 11 | -25.8 | 1
2 Diversification | 2021 | 11 | -25.7 | 1
2 Diversification | 2021 | 11 | -25.6 | 2
2 Diversification | 2021 | 11 | -25.3 | 1
2 Diversification | 2021 | 11 | -25.2 | 2
2 Diversification | 2021 | 11 | -25.1 | 1
2 Diversification | 2021 | 11 | -25 | 1
2 Diversification | 2021 | 11 | -24.9 | 1
2 Diversification | 2021 | 11 | -24.8 | 1
2 Diversification | 2021 | 11 | -24.7 | 2
2 Diversification | 2021 | 11 | -24.6 | 2
2 Diversification | 2021 | 11 | -24.4 | 1
2 Diversification | 2021 | 11 | -24.3 | 1
2 Diversification | 2021 | 11 | -24 | 1
2 Diversification | 2021 | 11 | -23.8 | 1
2 Diversification | 2021 | 11 | -23.6 | 1
2 Diversification | 2021 | 11 | -23.4 | 1
2 Diversification | 2021 | 11 | -23.3 | 1
2 Diversification | 2021 | 11 | -23 | 2
2 Diversification | 2021 | 11 | -22.9 | 1
2 Diversification | 2021 | 11 | -22.8 | 2
2 Diversification | 2021 | 11 | -22.6 | 2
2 Diversification | 2021 | 11 | -22.5 | 1
2 Diversification | 2021 | 11 | -22.4 | 1
2 Diversification | 2021 | 11 | -22.1 | 1
2 Diversification | 2021 | 11 | -22 | 1
2 Diversification | 2021 | 11 | -21.9 | 2
2 Diversification | 2021 | 11 | -21.6 | 1
2 Diversification | 2021 | 11 | -21.5 | 2
2 Diversification | 2021 | 11 | -20.7 | 1
2 Diversification | 2021 | 11 | -20.4 | 2
2 Diversification | 2021 | 11 | -20.3 | 1
2 Diversification | 2021 | 11 | -20.2 | 1
2 Diversification | 2021 | 11 | -20.1 | 2
2 Diversification | 2021 | 11 | -19.9 | 1
2 Diversification | 2021 | 11 | -19.5 | 1
2 Diversification | 2021 | 11 | -19.3 | 1
2 Diversification | 2021 | 11 | -19.1 | 2
2 Diversification | 2021 | 11 | -19 | 3
2 Diversification | 2021 | 11 | -18.5 | 3
2 Diversification | 2021 | 11 | -18.4 | 1
2 Diversification | 2021 | 11 | -18.2 | 2
2 Diversification | 2021 | 11 | -18.1 | 1
2 Diversification | 2021 | 11 | -18 | 1
2 Diversification | 2021 | 11 | -17.6 | 1
2 Diversification | 2021 | 11 | -17.5 | 1
2 Diversification | 2021 | 11 | -17.1 | 2
2 Diversification | 2021 | 11 | -16.8 | 1
2 Diversification | 2021 | 11 | -16.7 | 3
2 Diversification | 2021 | 11 | -16.6 | 2
2 Diversification | 2021 | 11 | -16.3 | 3
2 Diversification | 2021 | 11 | -16.1 | 1
2 Diversification | 2021 | 11 | -15.9 | 1
2 Diversification | 2021 | 11 | -15.8 | 1
2 Diversification | 2021 | 11 | -14.7 | 1
2 Diversification | 2021 | 11 | -14.2 | 1
2 Diversification | 2021 | 11 | -14.1 | 1
2 Diversification | 2021 | 11 | -13.9 | 1
2 Diversification | 2021 | 11 | -13.7 | 1
2 Diversification | 2021 | 11 | -12.9 | 1
2 Diversification | 2021 | 11 | -11.3 | 1
2 Diversification | 2021 | 11 | -8 | 1
2 Diversification | 2021 | 11 | -4.6 | 1
2 Diversification | 2021 | 11 | 5.7 | 1
2 Diversification | 2021 | 11 | 6.3 | 1
2 Diversification | 2021 | 11 | 8 | 1
2 Diversification | 2021 | 11 | 10.6 | 1
2 Diversification | 2021 | 11 | 10.7 | 1
2 Diversification | 2021 | 11 | 12.1 | 1
2 Diversification | 2021 | 11 | 12.3 | 1
2 Diversification | 2021 | 11 | 12.7 | 1
2 Diversification | 2021 | 11 | 12.8 | 2
2 Diversification | 2021 | 11 | 13 | 1
2 Diversification | 2021 | 11 | 13.1 | 1
2 Diversification | 2021 | 11 | 13.7 | 1
2 Diversification | 2021 | 11 | 13.9 | 2
2 Diversification | 2021 | 11 | 14.1 | 1
2 Diversification | 2021 | 11 | 14.2 | 1
2 Diversification | 2021 | 11 | 14.3 | 1
2 Diversification | 2021 | 11 | 14.9 | 1
2 Diversification | 2021 | 11 | 15 | 1
2 Diversification | 2021 | 11 | 15.2 | 1
2 Diversification | 2021 | 11 | 15.3 | 3
2 Diversification | 2021 | 11 | 15.6 | 1
2 Diversification | 2021 | 11 | 15.9 | 1
2 Diversification | 2021 | 11 | 16 | 1
2 Diversification | 2021 | 11 | 16.2 | 2
2 Diversification | 2021 | 11 | 16.3 | 1
2 Diversification | 2021 | 11 | 16.7 | 1
2 Diversification | 2021 | 11 | 17.1 | 2
2 Diversification | 2021 | 11 | 17.2 | 1
2 Diversification | 2021 | 11 | 18.1 | 3
2 Diversification | 2021 | 11 | 18.3 | 1
2 Diversification | 2021 | 11 | 18.4 | 2
2 Diversification | 2021 | 11 | 18.5 | 1
2 Diversification | 2021 | 11 | 19 | 1
2 Diversification | 2021 | 11 | 19.1 | 4
2 Diversification | 2021 | 11 | 19.4 | 1
2 Diversification | 2021 | 11 | 19.5 | 1
2 Diversification | 2021 | 11 | 19.8 | 3
2 Diversification | 2021 | 11 | 20.1 | 2
2 Diversification | 2021 | 11 | 20.3 | 1
2 Diversification | 2021 | 11 | 20.4 | 1
2 Diversification | 2021 | 11 | 20.5 | 1
2 Diversification | 2021 | 11 | 21.1 | 1
2 Diversification | 2021 | 11 | 21.3 | 1
2 Diversification | 2021 | 11 | 21.7 | 1
2 Diversification | 2021 | 11 | 22.3 | 1
2 Diversification | 2021 | 11 | 22.5 | 1
2 Diversification | 2021 | 11 | 22.7 | 2
2 Diversification | 2021 | 11 | 22.8 | 1
2 Diversification | 2021 | 11 | 23.1 | 1
2 Diversification | 2021 | 11 | 23.2 | 2
2 Diversification | 2021 | 11 | 23.3 | 1
2 Diversification | 2021 | 11 | 23.4 | 1
2 Diversification | 2021 | 11 | 23.6 | 2
2 Diversification | 2021 | 11 | 23.7 | 1
2 Diversification | 2021 | 11 | 23.8 | 1
2 Diversification | 2021 | 11 | 23.9 | 1
2 Diversification | 2021 | 11 | 24 | 1
2 Diversification | 2021 | 11 | 24.1 | 1
2 Diversification | 2021 | 11 | 24.5 | 1
2 Diversification | 2021 | 11 | 25 | 1
2 Diversification | 2021 | 11 | 25.1 | 1
2 Diversification | 2021 | 11 | 25.6 | 1
2 Diversification | 2021 | 11 | 26 | 1
2 Diversification | 2021 | 11 | 26.4 | 1
2 Diversification | 2021 | 11 | 26.5 | 2
2 Diversification | 2021 | 11 | 26.7 | 1
2 Diversification | 2021 | 11 | 26.8 | 1
2 Diversification | 2021 | 11 | 27 | 1
2 Diversification | 2021 | 11 | 27.2 | 2
2 Diversification | 2021 | 11 | 27.4 | 2
2 Diversification | 2021 | 11 | 27.5 | 3
2 Diversification | 2021 | 11 | 27.6 | 1
2 Diversification | 2021 | 11 | 27.7 | 2
2 Diversification | 2021 | 11 | 27.9 | 1
2 Diversification | 2021 | 11 | 28.1 | 1
2 Diversification | 2021 | 11 | 28.2 | 1
2 Diversification | 2021 | 11 | 28.3 | 2
2 Diversification | 2021 | 11 | 28.5 | 1
2 Diversification | 2021 | 11 | 28.7 | 1
2 Diversification | 2021 | 11 | 29 | 1
2 Diversification | 2021 | 11 | 29.5 | 1
2 Diversification | 2021 | 11 | 30 | 1
2 Diversification | 2021 | 11 | 30.1 | 1
2 Diversification | 2021 | 11 | 30.2 | 2
2 Diversification | 2021 | 11 | 30.3 | 1
2 Diversification | 2021 | 11 | 30.6 | 2
2 Diversification | 2021 | 11 | 30.8 | 2
2 Diversification | 2021 | 11 | 31.2 | 2
2 Diversification | 2021 | 11 | 31.3 | 2
2 Diversification | 2021 | 11 | 31.4 | 1
2 Diversification | 2021 | 11 | 31.7 | 2
2 Diversification | 2021 | 11 | 31.8 | 1
2 Diversification | 2021 | 11 | 31.9 | 1
2 Diversification | 2021 | 11 | 32.1 | 2
2 Diversification | 2021 | 11 | 32.2 | 2
2 Diversification | 2021 | 11 | 32.3 | 2
2 Diversification | 2021 | 11 | 32.4 | 3
2 Diversification | 2021 | 11 | 32.5 | 1
2 Diversification | 2021 | 11 | 32.6 | 1
2 Diversification | 2021 | 11 | 32.7 | 1
2 Diversification | 2021 | 11 | 32.8 | 2
2 Diversification | 2021 | 11 | 32.9 | 1
2 Diversification | 2021 | 11 | 33.1 | 1
2 Diversification | 2021 | 11 | 33.2 | 1
2 Diversification | 2021 | 11 | 33.5 | 1
2 Diversification | 2021 | 11 | 33.8 | 1
2 Diversification | 2021 | 11 | 34 | 1
2 Diversification | 2021 | 11 | 34.1 | 1
2 Diversification | 2021 | 11 | 34.2 | 2
2 Diversification | 2021 | 11 | 34.3 | 1
2 Diversification | 2021 | 11 | 34.4 | 1
2 Diversification | 2021 | 11 | 34.8 | 1
2 Diversification | 2021 | 11 | 35 | 1
2 Diversification | 2021 | 11 | 35.2 | 2
2 Diversification | 2021 | 11 | 35.4 | 1
2 Diversification | 2021 | 11 | 35.5 | 1
2 Diversification | 2021 | 11 | 35.6 | 1
2 Diversification | 2021 | 11 | 35.7 | 1
2 Diversification | 2021 | 11 | 35.9 | 1
2 Diversification | 2021 | 11 | 36.3 | 1
2 Diversification | 2021 | 11 | 36.9 | 3
2 Diversification | 2021 | 11 | 37 | 1
2 Diversification | 2021 | 11 | 37.1 | 1
2 Diversification | 2021 | 11 | 37.5 | 1
2 Diversification | 2021 | 11 | 37.6 | 1
2 Diversification | 2021 | 11 | 37.7 | 1
2 Diversification | 2021 | 11 | 38.2 | 1
2 Diversification | 2021 | 11 | 38.4 | 1
2 Diversification | 2021 | 11 | 38.6 | 1
2 Diversification | 2021 | 11 | 38.8 | 1
2 Diversification | 2021 | 11 | 39.2 | 1
2 Diversification | 2021 | 11 | 40.2 | 1
2 Diversification | 2021 | 11 | 40.5 | 1
2 Diversification | 2021 | 11 | 40.8 | 1
2 Diversification | 2021 | 11 | 41.2 | 1
2 Diversification | 2021 | 11 | 41.8 | 1
2 Diversification | 2021 | 11 | 41.9 | 1
2 Diversification | 2021 | 11 | 42.3 | 2
2 Diversification | 2021 | 11 | 42.4 | 2
2 Diversification | 2021 | 11 | 42.5 | 1
2 Diversification | 2021 | 11 | 42.9 | 1
2 Diversification | 2021 | 11 | 43 | 1
2 Diversification | 2021 | 11 | 43.1 | 1
2 Diversification | 2021 | 11 | 43.3 | 1
2 Diversification | 2021 | 11 | 43.7 | 1
2 Diversification | 2021 | 11 | 43.9 | 1
2 Diversification | 2021 | 11 | 44 | 1
2 Diversification | 2021 | 11 | 44.5 | 1
2 Diversification | 2021 | 11 | 44.8 | 1
2 Diversification | 2021 | 11 | 45.1 | 2
2 Diversification | 2021 | 11 | 45.6 | 1
2 Diversification | 2021 | 11 | 46.1 | 1
2 Diversification | 2021 | 11 | 46.2 | 1
2 Diversification | 2021 | 11 | 47.4 | 1
2 Diversification | 2021 | 11 | 48.6 | 1
2 Diversification | 2021 | 11 | 49.7 | 1
2 Diversification | 2021 | 11 | 50.1 | 1
2 Diversification | 2021 | 11 | 50.9 | 1
2 Diversification | 2021 | 11 | 51.3 | 2
2 Diversification | 2021 | 11 | 51.5 | 1
2 Diversification | 2021 | 11 | 51.9 | 1
2 Diversification | 2021 | 11 | 52.3 | 1
2 Diversification | 2021 | 11 | 53.5 | 1
2 Diversification | 2021 | 11 | 55 | 1
2 Diversification | 2021 | 11 | 56.3 | 1
2 Diversification | 2021 | 11 | 56.7 | 1
2 Diversification | 2021 | 11 | 56.8 | 2
2 Diversification | 2021 | 11 | 58 | 1
2 Diversification | 2021 | 11 | 59.3 | 1
2 Diversification | 2021 | 11 | 59.5 | 1
2 Diversification | 2021 | 11 | 60.8 | 1
2 Diversification | 2021 | 11 | 61.3 | 1
2 Diversification | 2021 | 11 | 64.7 | 1
2 Diversification | 2021 | 11 | 67.6 | 1
2 Diversification | 2021 | 11 | 67.8 | 1
2 Diversification | 2021 | 11 | 68.1 | 1
2 Diversification | 2021 | 11 | 69 | 1
2 Diversification | 2021 | 11 | 69.1 | 1
2 Diversification | 2021 | 11 | 71.7 | 1
2 Diversification | 2021 | 11 | 72.6 | 1
2 Diversification | 2021 | 11 | 73.2 | 1
2 Diversification | 2021 | 11 | 81 | 1
2 Diversification | 2021 | 11 | 89.4 | 1
2 Diversification | 2021 | 11 | 89.9 | 1
2 Diversification | 2021 | 11 | 95 | 1
2 Diversification | 2021 | 11 | 104.9 | 1
2 Diversification | 2021 | 12 | -116.2 | 1
2 Diversification | 2021 | 12 | -113.7 | 1
2 Diversification | 2021 | 12 | -104.2 | 1
2 Diversification | 2021 | 12 | -91.8 | 1
2 Diversification | 2021 | 12 | -82 | 1
2 Diversification | 2021 | 12 | -69.8 | 1
2 Diversification | 2021 | 12 | -69.5 | 1
2 Diversification | 2021 | 12 | -68.5 | 1
2 Diversification | 2021 | 12 | -68 | 1
2 Diversification | 2021 | 12 | -66.7 | 1
2 Diversification | 2021 | 12 | -66.6 | 1
2 Diversification | 2021 | 12 | -65.5 | 1
2 Diversification | 2021 | 12 | -64.6 | 1
2 Diversification | 2021 | 12 | -61.7 | 1
2 Diversification | 2021 | 12 | -60.8 | 1
2 Diversification | 2021 | 12 | -60.1 | 1
2 Diversification | 2021 | 12 | -59.3 | 1
2 Diversification | 2021 | 12 | -59.2 | 1
2 Diversification | 2021 | 12 | -58.7 | 1
2 Diversification | 2021 | 12 | -57.9 | 1
2 Diversification | 2021 | 12 | -55.7 | 1
2 Diversification | 2021 | 12 | -55.3 | 1
2 Diversification | 2021 | 12 | -55 | 1
2 Diversification | 2021 | 12 | -54.5 | 2
2 Diversification | 2021 | 12 | -53.1 | 1
2 Diversification | 2021 | 12 | -52.2 | 1
2 Diversification | 2021 | 12 | -50.6 | 1
2 Diversification | 2021 | 12 | -50.2 | 1
2 Diversification | 2021 | 12 | -50.1 | 1
2 Diversification | 2021 | 12 | -49.9 | 1
2 Diversification | 2021 | 12 | -49.3 | 1
2 Diversification | 2021 | 12 | -48.7 | 1
2 Diversification | 2021 | 12 | -48.3 | 1
2 Diversification | 2021 | 12 | -47.8 | 1
2 Diversification | 2021 | 12 | -47.5 | 1
2 Diversification | 2021 | 12 | -46.9 | 1
2 Diversification | 2021 | 12 | -46.5 | 1
2 Diversification | 2021 | 12 | -45.6 | 2
2 Diversification | 2021 | 12 | -45.1 | 1
2 Diversification | 2021 | 12 | -44.8 | 1
2 Diversification | 2021 | 12 | -44.4 | 2
2 Diversification | 2021 | 12 | -44.1 | 1
2 Diversification | 2021 | 12 | -44 | 2
2 Diversification | 2021 | 12 | -43.8 | 1
2 Diversification | 2021 | 12 | -43.4 | 2
2 Diversification | 2021 | 12 | -43.2 | 1
2 Diversification | 2021 | 12 | -43.1 | 1
2 Diversification | 2021 | 12 | -41.6 | 2
2 Diversification | 2021 | 12 | -41.4 | 2
2 Diversification | 2021 | 12 | -41.3 | 2
2 Diversification | 2021 | 12 | -41.2 | 1
2 Diversification | 2021 | 12 | -41.1 | 2
2 Diversification | 2021 | 12 | -41 | 3
2 Diversification | 2021 | 12 | -40.7 | 1
2 Diversification | 2021 | 12 | -40.3 | 1
2 Diversification | 2021 | 12 | -38.3 | 2
2 Diversification | 2021 | 12 | -38.2 | 1
2 Diversification | 2021 | 12 | -38.1 | 2
2 Diversification | 2021 | 12 | -37.9 | 1
2 Diversification | 2021 | 12 | -37.8 | 1
2 Diversification | 2021 | 12 | -37.5 | 1
2 Diversification | 2021 | 12 | -37.4 | 1
2 Diversification | 2021 | 12 | -37.3 | 1
2 Diversification | 2021 | 12 | -36.5 | 1
2 Diversification | 2021 | 12 | -36.1 | 1
2 Diversification | 2021 | 12 | -35.9 | 2
2 Diversification | 2021 | 12 | -35.8 | 1
2 Diversification | 2021 | 12 | -35.5 | 1
2 Diversification | 2021 | 12 | -35.2 | 1
2 Diversification | 2021 | 12 | -35 | 1
2 Diversification | 2021 | 12 | -34.9 | 1
2 Diversification | 2021 | 12 | -34.8 | 1
2 Diversification | 2021 | 12 | -33.9 | 1
2 Diversification | 2021 | 12 | -33.8 | 2
2 Diversification | 2021 | 12 | -33.7 | 1
2 Diversification | 2021 | 12 | -33.5 | 2
2 Diversification | 2021 | 12 | -33.1 | 1
2 Diversification | 2021 | 12 | -33 | 1
2 Diversification | 2021 | 12 | -32.9 | 1
2 Diversification | 2021 | 12 | -32.4 | 1
2 Diversification | 2021 | 12 | -32.3 | 2
2 Diversification | 2021 | 12 | -31.9 | 1
2 Diversification | 2021 | 12 | -31.8 | 1
2 Diversification | 2021 | 12 | -31.3 | 2
2 Diversification | 2021 | 12 | -31.1 | 2
2 Diversification | 2021 | 12 | -30.1 | 1
2 Diversification | 2021 | 12 | -29.8 | 1
2 Diversification | 2021 | 12 | -29.2 | 1
2 Diversification | 2021 | 12 | -29 | 2
2 Diversification | 2021 | 12 | -28.9 | 1
2 Diversification | 2021 | 12 | -28.5 | 1
2 Diversification | 2021 | 12 | -28.4 | 1
2 Diversification | 2021 | 12 | -28 | 3
2 Diversification | 2021 | 12 | -27.9 | 1
2 Diversification | 2021 | 12 | -27.8 | 2
2 Diversification | 2021 | 12 | -27.7 | 1
2 Diversification | 2021 | 12 | -27.4 | 1
2 Diversification | 2021 | 12 | -27.3 | 1
2 Diversification | 2021 | 12 | -27.2 | 1
2 Diversification | 2021 | 12 | -27.1 | 1
2 Diversification | 2021 | 12 | -26.9 | 3
2 Diversification | 2021 | 12 | -26.7 | 1
2 Diversification | 2021 | 12 | -26.6 | 1
2 Diversification | 2021 | 12 | -26.2 | 1
2 Diversification | 2021 | 12 | -26 | 2
2 Diversification | 2021 | 12 | -25.9 | 1
2 Diversification | 2021 | 12 | -25.8 | 1
2 Diversification | 2021 | 12 | -25.6 | 1
2 Diversification | 2021 | 12 | -25.5 | 1
2 Diversification | 2021 | 12 | -24.9 | 2
2 Diversification | 2021 | 12 | -24.4 | 1
2 Diversification | 2021 | 12 | -23.6 | 1
2 Diversification | 2021 | 12 | -23.4 | 1
2 Diversification | 2021 | 12 | -23.2 | 1
2 Diversification | 2021 | 12 | -23.1 | 1
2 Diversification | 2021 | 12 | -22.9 | 1
2 Diversification | 2021 | 12 | -22.8 | 2
2 Diversification | 2021 | 12 | -22.4 | 1
2 Diversification | 2021 | 12 | -22.1 | 1
2 Diversification | 2021 | 12 | -22 | 1
2 Diversification | 2021 | 12 | -21.8 | 1
2 Diversification | 2021 | 12 | -21.6 | 2
2 Diversification | 2021 | 12 | -21 | 1
2 Diversification | 2021 | 12 | -20.8 | 2
2 Diversification | 2021 | 12 | -20.6 | 1
2 Diversification | 2021 | 12 | -20.5 | 1
2 Diversification | 2021 | 12 | -20.4 | 1
2 Diversification | 2021 | 12 | -20.2 | 1
2 Diversification | 2021 | 12 | -20.1 | 1
2 Diversification | 2021 | 12 | -19.8 | 1
2 Diversification | 2021 | 12 | -19.5 | 1
2 Diversification | 2021 | 12 | -19.3 | 1
2 Diversification | 2021 | 12 | -19.1 | 1
2 Diversification | 2021 | 12 | -19 | 1
2 Diversification | 2021 | 12 | -18.8 | 1
2 Diversification | 2021 | 12 | -18.7 | 1
2 Diversification | 2021 | 12 | -18.6 | 1
2 Diversification | 2021 | 12 | -18.2 | 1
2 Diversification | 2021 | 12 | -18.1 | 1
2 Diversification | 2021 | 12 | -17.9 | 1
2 Diversification | 2021 | 12 | -17.8 | 2
2 Diversification | 2021 | 12 | -17.5 | 2
2 Diversification | 2021 | 12 | -17.2 | 1
2 Diversification | 2021 | 12 | -17.1 | 1
2 Diversification | 2021 | 12 | -17 | 1
2 Diversification | 2021 | 12 | -16.8 | 2
2 Diversification | 2021 | 12 | -16.7 | 1
2 Diversification | 2021 | 12 | -16.5 | 1
2 Diversification | 2021 | 12 | -16.4 | 1
2 Diversification | 2021 | 12 | -16.2 | 2
2 Diversification | 2021 | 12 | -15.8 | 1
2 Diversification | 2021 | 12 | -15.7 | 2
2 Diversification | 2021 | 12 | -15.6 | 1
2 Diversification | 2021 | 12 | -15.2 | 1
2 Diversification | 2021 | 12 | -15 | 1
2 Diversification | 2021 | 12 | -14.8 | 1
2 Diversification | 2021 | 12 | -14.5 | 1
2 Diversification | 2021 | 12 | -14.2 | 1
2 Diversification | 2021 | 12 | -14.1 | 1
2 Diversification | 2021 | 12 | -13.9 | 1
2 Diversification | 2021 | 12 | -12.2 | 1
2 Diversification | 2021 | 12 | -11.8 | 1
2 Diversification | 2021 | 12 | -11.6 | 1
2 Diversification | 2021 | 12 | -9.4 | 1
2 Diversification | 2021 | 12 | -8.5 | 2
2 Diversification | 2021 | 12 | 0 | 1
2 Diversification | 2021 | 12 | 9.6 | 1
2 Diversification | 2021 | 12 | 10.7 | 2
2 Diversification | 2021 | 12 | 11.7 | 1
2 Diversification | 2021 | 12 | 12.3 | 1
2 Diversification | 2021 | 12 | 12.5 | 1
2 Diversification | 2021 | 12 | 12.8 | 1
2 Diversification | 2021 | 12 | 13.6 | 1
2 Diversification | 2021 | 12 | 14.8 | 1
2 Diversification | 2021 | 12 | 15.2 | 1
2 Diversification | 2021 | 12 | 15.5 | 1
2 Diversification | 2021 | 12 | 15.7 | 1
2 Diversification | 2021 | 12 | 15.8 | 2
2 Diversification | 2021 | 12 | 16.2 | 1
2 Diversification | 2021 | 12 | 16.7 | 1
2 Diversification | 2021 | 12 | 16.9 | 1
2 Diversification | 2021 | 12 | 17 | 1
2 Diversification | 2021 | 12 | 17.1 | 1
2 Diversification | 2021 | 12 | 17.2 | 2
2 Diversification | 2021 | 12 | 17.3 | 1
2 Diversification | 2021 | 12 | 17.4 | 1
2 Diversification | 2021 | 12 | 18 | 2
2 Diversification | 2021 | 12 | 18.5 | 1
2 Diversification | 2021 | 12 | 18.6 | 1
2 Diversification | 2021 | 12 | 18.8 | 1
2 Diversification | 2021 | 12 | 19 | 1
2 Diversification | 2021 | 12 | 19.4 | 1
2 Diversification | 2021 | 12 | 20.4 | 1
2 Diversification | 2021 | 12 | 20.8 | 1
2 Diversification | 2021 | 12 | 20.9 | 1
2 Diversification | 2021 | 12 | 21.3 | 1
2 Diversification | 2021 | 12 | 21.4 | 1
2 Diversification | 2021 | 12 | 21.5 | 1
2 Diversification | 2021 | 12 | 21.7 | 1
2 Diversification | 2021 | 12 | 21.8 | 1
2 Diversification | 2021 | 12 | 21.9 | 1
2 Diversification | 2021 | 12 | 22.4 | 1
2 Diversification | 2021 | 12 | 22.5 | 1
2 Diversification | 2021 | 12 | 22.6 | 1
2 Diversification | 2021 | 12 | 22.7 | 2
2 Diversification | 2021 | 12 | 22.8 | 1
2 Diversification | 2021 | 12 | 22.9 | 2
2 Diversification | 2021 | 12 | 23.3 | 1
2 Diversification | 2021 | 12 | 23.8 | 2
2 Diversification | 2021 | 12 | 23.9 | 1
2 Diversification | 2021 | 12 | 24 | 1
2 Diversification | 2021 | 12 | 24.4 | 1
2 Diversification | 2021 | 12 | 24.8 | 1
2 Diversification | 2021 | 12 | 24.9 | 1
2 Diversification | 2021 | 12 | 25 | 1
2 Diversification | 2021 | 12 | 25.5 | 1
2 Diversification | 2021 | 12 | 25.8 | 1
2 Diversification | 2021 | 12 | 26 | 1
2 Diversification | 2021 | 12 | 26.6 | 1
2 Diversification | 2021 | 12 | 26.7 | 1
2 Diversification | 2021 | 12 | 27 | 2
2 Diversification | 2021 | 12 | 27.4 | 1
2 Diversification | 2021 | 12 | 27.7 | 1
2 Diversification | 2021 | 12 | 27.8 | 1
2 Diversification | 2021 | 12 | 28.2 | 2
2 Diversification | 2021 | 12 | 28.5 | 1
2 Diversification | 2021 | 12 | 28.6 | 1
2 Diversification | 2021 | 12 | 28.8 | 2
2 Diversification | 2021 | 12 | 29 | 1
2 Diversification | 2021 | 12 | 29.1 | 3
2 Diversification | 2021 | 12 | 29.3 | 1
2 Diversification | 2021 | 12 | 29.4 | 1
2 Diversification | 2021 | 12 | 29.5 | 2
2 Diversification | 2021 | 12 | 29.6 | 1
2 Diversification | 2021 | 12 | 29.9 | 1
2 Diversification | 2021 | 12 | 30 | 1
2 Diversification | 2021 | 12 | 30.1 | 1
2 Diversification | 2021 | 12 | 30.4 | 1
2 Diversification | 2021 | 12 | 30.5 | 1
2 Diversification | 2021 | 12 | 30.6 | 1
2 Diversification | 2021 | 12 | 30.7 | 1
2 Diversification | 2021 | 12 | 30.8 | 1
2 Diversification | 2021 | 12 | 30.9 | 1
2 Diversification | 2021 | 12 | 31.1 | 1
2 Diversification | 2021 | 12 | 31.2 | 1
2 Diversification | 2021 | 12 | 31.3 | 1
2 Diversification | 2021 | 12 | 31.7 | 1
2 Diversification | 2021 | 12 | 31.8 | 1
2 Diversification | 2021 | 12 | 32 | 1
2 Diversification | 2021 | 12 | 32.1 | 1
2 Diversification | 2021 | 12 | 33.4 | 1
2 Diversification | 2021 | 12 | 33.5 | 3
2 Diversification | 2021 | 12 | 33.6 | 1
2 Diversification | 2021 | 12 | 33.9 | 2
2 Diversification | 2021 | 12 | 34 | 2
2 Diversification | 2021 | 12 | 34.2 | 1
2 Diversification | 2021 | 12 | 35 | 1
2 Diversification | 2021 | 12 | 35.2 | 1
2 Diversification | 2021 | 12 | 35.3 | 1
2 Diversification | 2021 | 12 | 35.8 | 1
2 Diversification | 2021 | 12 | 36.1 | 1
2 Diversification | 2021 | 12 | 36.3 | 1
2 Diversification | 2021 | 12 | 36.8 | 4
2 Diversification | 2021 | 12 | 37 | 2
2 Diversification | 2021 | 12 | 37.6 | 1
2 Diversification | 2021 | 12 | 37.8 | 1
2 Diversification | 2021 | 12 | 38 | 1
2 Diversification | 2021 | 12 | 38.2 | 1
2 Diversification | 2021 | 12 | 38.6 | 1
2 Diversification | 2021 | 12 | 38.9 | 1
2 Diversification | 2021 | 12 | 39.2 | 1
2 Diversification | 2021 | 12 | 39.6 | 1
2 Diversification | 2021 | 12 | 39.9 | 3
2 Diversification | 2021 | 12 | 40.1 | 1
2 Diversification | 2021 | 12 | 40.4 | 1
2 Diversification | 2021 | 12 | 40.6 | 1
2 Diversification | 2021 | 12 | 40.7 | 1
2 Diversification | 2021 | 12 | 41.1 | 1
2 Diversification | 2021 | 12 | 41.7 | 1
2 Diversification | 2021 | 12 | 41.9 | 1
2 Diversification | 2021 | 12 | 42 | 3
2 Diversification | 2021 | 12 | 42.2 | 1
2 Diversification | 2021 | 12 | 42.3 | 1
2 Diversification | 2021 | 12 | 42.4 | 1
2 Diversification | 2021 | 12 | 43.2 | 1
2 Diversification | 2021 | 12 | 43.5 | 1
2 Diversification | 2021 | 12 | 43.6 | 1
2 Diversification | 2021 | 12 | 43.7 | 2
2 Diversification | 2021 | 12 | 44.1 | 1
2 Diversification | 2021 | 12 | 44.3 | 1
2 Diversification | 2021 | 12 | 44.5 | 2
2 Diversification | 2021 | 12 | 44.7 | 1
2 Diversification | 2021 | 12 | 45.2 | 1
2 Diversification | 2021 | 12 | 45.3 | 1
2 Diversification | 2021 | 12 | 45.8 | 1
2 Diversification | 2021 | 12 | 46.5 | 1
2 Diversification | 2021 | 12 | 47 | 2
2 Diversification | 2021 | 12 | 47.6 | 4
2 Diversification | 2021 | 12 | 48.5 | 1
2 Diversification | 2021 | 12 | 48.6 | 1
2 Diversification | 2021 | 12 | 49.2 | 1
2 Diversification | 2021 | 12 | 50.4 | 1
2 Diversification | 2021 | 12 | 51 | 1
2 Diversification | 2021 | 12 | 51.3 | 3
2 Diversification | 2021 | 12 | 51.5 | 1
2 Diversification | 2021 | 12 | 52 | 1
2 Diversification | 2021 | 12 | 52.8 | 1
2 Diversification | 2021 | 12 | 53 | 1
2 Diversification | 2021 | 12 | 54.7 | 1
2 Diversification | 2021 | 12 | 55 | 1
2 Diversification | 2021 | 12 | 55.1 | 1
2 Diversification | 2021 | 12 | 57.2 | 1
2 Diversification | 2021 | 12 | 57.3 | 1
2 Diversification | 2021 | 12 | 57.4 | 1
2 Diversification | 2021 | 12 | 59 | 2
2 Diversification | 2021 | 12 | 62.3 | 1
2 Diversification | 2021 | 12 | 64.6 | 1
2 Diversification | 2021 | 12 | 65.9 | 1
2 Diversification | 2021 | 12 | 66.3 | 1
2 Diversification | 2021 | 12 | 66.4 | 1
2 Diversification | 2021 | 12 | 67.8 | 1
2 Diversification | 2021 | 12 | 68 | 1
2 Diversification | 2021 | 12 | 70.9 | 1
2 Diversification | 2021 | 12 | 71 | 1
2 Diversification | 2021 | 12 | 73.7 | 1
2 Diversification | 2021 | 12 | 78 | 1
2 Diversification | 2021 | 12 | 78.1 | 1
2 Diversification | 2021 | 12 | 80.7 | 1
2 Diversification | 2021 | 12 | 84.3 | 1
2 Diversification | 2021 | 12 | 101.2 | 1
2 Diversification | 2021 | 12 | 115.1 | 1
2 Diversification | 2021 | 12 | 115.5 | 1
2 Diversification | 2021 | 12 | 138 | 1
2 Diversification | 2021 | 13 | -140.5 | 1
2 Diversification | 2021 | 13 | -111.8 | 1
2 Diversification | 2021 | 13 | -106.9 | 1
2 Diversification | 2021 | 13 | -91.5 | 1
2 Diversification | 2021 | 13 | -81.5 | 1
2 Diversification | 2021 | 13 | -76.4 | 1
2 Diversification | 2021 | 13 | -75.1 | 1
2 Diversification | 2021 | 13 | -68.6 | 1
2 Diversification | 2021 | 13 | -66.6 | 1
2 Diversification | 2021 | 13 | -65.7 | 1
2 Diversification | 2021 | 13 | -61.9 | 1
2 Diversification | 2021 | 13 | -60.6 | 1
2 Diversification | 2021 | 13 | -60.4 | 1
2 Diversification | 2021 | 13 | -59.9 | 1
2 Diversification | 2021 | 13 | -59.5 | 1
2 Diversification | 2021 | 13 | -59.1 | 1
2 Diversification | 2021 | 13 | -58.8 | 1
2 Diversification | 2021 | 13 | -57.6 | 1
2 Diversification | 2021 | 13 | -57.1 | 1
2 Diversification | 2021 | 13 | -57 | 1
2 Diversification | 2021 | 13 | -56.1 | 1
2 Diversification | 2021 | 13 | -54.4 | 1
2 Diversification | 2021 | 13 | -53.3 | 1
2 Diversification | 2021 | 13 | -52.7 | 1
2 Diversification | 2021 | 13 | -51.8 | 1
2 Diversification | 2021 | 13 | -51.7 | 1
2 Diversification | 2021 | 13 | -51.1 | 1
2 Diversification | 2021 | 13 | -50.8 | 1
2 Diversification | 2021 | 13 | -50.7 | 1
2 Diversification | 2021 | 13 | -50.6 | 1
2 Diversification | 2021 | 13 | -50.4 | 1
2 Diversification | 2021 | 13 | -50.3 | 1
2 Diversification | 2021 | 13 | -49.4 | 1
2 Diversification | 2021 | 13 | -49.2 | 1
2 Diversification | 2021 | 13 | -49 | 1
2 Diversification | 2021 | 13 | -48.5 | 1
2 Diversification | 2021 | 13 | -48.3 | 1
2 Diversification | 2021 | 13 | -47.6 | 2
2 Diversification | 2021 | 13 | -46.7 | 1
2 Diversification | 2021 | 13 | -46.6 | 1
2 Diversification | 2021 | 13 | -46.5 | 1
2 Diversification | 2021 | 13 | -46.4 | 1
2 Diversification | 2021 | 13 | -46 | 1
2 Diversification | 2021 | 13 | -45.1 | 1
2 Diversification | 2021 | 13 | -44.8 | 1
2 Diversification | 2021 | 13 | -44.7 | 1
2 Diversification | 2021 | 13 | -44.3 | 1
2 Diversification | 2021 | 13 | -43.6 | 2
2 Diversification | 2021 | 13 | -42.3 | 2
2 Diversification | 2021 | 13 | -41.7 | 1
2 Diversification | 2021 | 13 | -41.6 | 1
2 Diversification | 2021 | 13 | -40.7 | 2
2 Diversification | 2021 | 13 | -40.6 | 1
2 Diversification | 2021 | 13 | -40.4 | 1
2 Diversification | 2021 | 13 | -40.3 | 1
2 Diversification | 2021 | 13 | -40.2 | 1
2 Diversification | 2021 | 13 | -40 | 1
2 Diversification | 2021 | 13 | -38.2 | 1
2 Diversification | 2021 | 13 | -37.7 | 2
2 Diversification | 2021 | 13 | -37.4 | 1
2 Diversification | 2021 | 13 | -36.9 | 1
2 Diversification | 2021 | 13 | -36.2 | 1
2 Diversification | 2021 | 13 | -36.1 | 1
2 Diversification | 2021 | 13 | -35.7 | 1
2 Diversification | 2021 | 13 | -35.2 | 1
2 Diversification | 2021 | 13 | -35 | 1
2 Diversification | 2021 | 13 | -34.6 | 1
2 Diversification | 2021 | 13 | -34.5 | 1
2 Diversification | 2021 | 13 | -34.4 | 1
2 Diversification | 2021 | 13 | -34.2 | 2
2 Diversification | 2021 | 13 | -32.8 | 1
2 Diversification | 2021 | 13 | -32.5 | 2
2 Diversification | 2021 | 13 | -32.1 | 1
2 Diversification | 2021 | 13 | -31.8 | 1
2 Diversification | 2021 | 13 | -31.7 | 1
2 Diversification | 2021 | 13 | -31.6 | 1
2 Diversification | 2021 | 13 | -30.9 | 3
2 Diversification | 2021 | 13 | -30.7 | 2
2 Diversification | 2021 | 13 | -30.4 | 1
2 Diversification | 2021 | 13 | -30.1 | 1
2 Diversification | 2021 | 13 | -30 | 1
2 Diversification | 2021 | 13 | -29.3 | 2
2 Diversification | 2021 | 13 | -29.1 | 2
2 Diversification | 2021 | 13 | -29 | 1
2 Diversification | 2021 | 13 | -28.7 | 1
2 Diversification | 2021 | 13 | -28.4 | 1
2 Diversification | 2021 | 13 | -28.2 | 1
2 Diversification | 2021 | 13 | -27.4 | 1
2 Diversification | 2021 | 13 | -27.2 | 1
2 Diversification | 2021 | 13 | -27.1 | 1
2 Diversification | 2021 | 13 | -27 | 2
2 Diversification | 2021 | 13 | -26.5 | 1
2 Diversification | 2021 | 13 | -26.2 | 2
2 Diversification | 2021 | 13 | -26.1 | 2
2 Diversification | 2021 | 13 | -25.5 | 1
2 Diversification | 2021 | 13 | -25.4 | 1
2 Diversification | 2021 | 13 | -24.8 | 1
2 Diversification | 2021 | 13 | -24.4 | 1
2 Diversification | 2021 | 13 | -24.3 | 1
2 Diversification | 2021 | 13 | -24.1 | 1
2 Diversification | 2021 | 13 | -23.6 | 3
2 Diversification | 2021 | 13 | -23.5 | 1
2 Diversification | 2021 | 13 | -23.4 | 2
2 Diversification | 2021 | 13 | -23.3 | 1
2 Diversification | 2021 | 13 | -23.2 | 1
2 Diversification | 2021 | 13 | -23 | 1
2 Diversification | 2021 | 13 | -22.8 | 2
2 Diversification | 2021 | 13 | -22.6 | 1
2 Diversification | 2021 | 13 | -22 | 2
2 Diversification | 2021 | 13 | -21.5 | 1
2 Diversification | 2021 | 13 | -21 | 1
2 Diversification | 2021 | 13 | -20.6 | 2
2 Diversification | 2021 | 13 | -20.1 | 1
2 Diversification | 2021 | 13 | -19.6 | 1
2 Diversification | 2021 | 13 | -19.1 | 1
2 Diversification | 2021 | 13 | -18.8 | 1
2 Diversification | 2021 | 13 | -18.1 | 1
2 Diversification | 2021 | 13 | -17.2 | 1
2 Diversification | 2021 | 13 | -16.5 | 1
2 Diversification | 2021 | 13 | -16.1 | 1
2 Diversification | 2021 | 13 | -15.6 | 2
2 Diversification | 2021 | 13 | -13.1 | 1
2 Diversification | 2021 | 13 | -12.7 | 1
2 Diversification | 2021 | 13 | -11.1 | 1
2 Diversification | 2021 | 13 | -11 | 1
2 Diversification | 2021 | 13 | -10.5 | 1
2 Diversification | 2021 | 13 | -10.2 | 1
2 Diversification | 2021 | 13 | 10.8 | 1
2 Diversification | 2021 | 13 | 11 | 1
2 Diversification | 2021 | 13 | 11.2 | 1
2 Diversification | 2021 | 13 | 12.7 | 1
2 Diversification | 2021 | 13 | 13.7 | 1
2 Diversification | 2021 | 13 | 14.3 | 1
2 Diversification | 2021 | 13 | 15.5 | 1
2 Diversification | 2021 | 13 | 15.9 | 1
2 Diversification | 2021 | 13 | 16.1 | 1
2 Diversification | 2021 | 13 | 16.5 | 3
2 Diversification | 2021 | 13 | 17 | 1
2 Diversification | 2021 | 13 | 17.1 | 1
2 Diversification | 2021 | 13 | 17.3 | 1
2 Diversification | 2021 | 13 | 17.5 | 1
2 Diversification | 2021 | 13 | 18.6 | 1
2 Diversification | 2021 | 13 | 19.4 | 1
2 Diversification | 2021 | 13 | 19.7 | 1
2 Diversification | 2021 | 13 | 19.8 | 1
2 Diversification | 2021 | 13 | 20.6 | 2
2 Diversification | 2021 | 13 | 20.8 | 1
2 Diversification | 2021 | 13 | 21.3 | 1
2 Diversification | 2021 | 13 | 21.5 | 1
2 Diversification | 2021 | 13 | 21.8 | 1
2 Diversification | 2021 | 13 | 22.1 | 1
2 Diversification | 2021 | 13 | 22.2 | 1
2 Diversification | 2021 | 13 | 22.4 | 1
2 Diversification | 2021 | 13 | 22.5 | 1
2 Diversification | 2021 | 13 | 22.7 | 1
2 Diversification | 2021 | 13 | 22.8 | 1
2 Diversification | 2021 | 13 | 23.3 | 1
2 Diversification | 2021 | 13 | 23.5 | 1
2 Diversification | 2021 | 13 | 23.7 | 1
2 Diversification | 2021 | 13 | 23.9 | 1
2 Diversification | 2021 | 13 | 24 | 1
2 Diversification | 2021 | 13 | 24.2 | 1
2 Diversification | 2021 | 13 | 24.9 | 1
2 Diversification | 2021 | 13 | 25.1 | 2
2 Diversification | 2021 | 13 | 26.3 | 1
2 Diversification | 2021 | 13 | 27.1 | 1
2 Diversification | 2021 | 13 | 27.3 | 1
2 Diversification | 2021 | 13 | 27.4 | 1
2 Diversification | 2021 | 13 | 27.5 | 1
2 Diversification | 2021 | 13 | 27.7 | 1
2 Diversification | 2021 | 13 | 27.9 | 2
2 Diversification | 2021 | 13 | 28.3 | 2
2 Diversification | 2021 | 13 | 28.4 | 2
2 Diversification | 2021 | 13 | 28.5 | 1
2 Diversification | 2021 | 13 | 28.9 | 1
2 Diversification | 2021 | 13 | 29.2 | 1
2 Diversification | 2021 | 13 | 29.3 | 1
2 Diversification | 2021 | 13 | 29.4 | 1
2 Diversification | 2021 | 13 | 29.6 | 3
2 Diversification | 2021 | 13 | 29.7 | 1
2 Diversification | 2021 | 13 | 30 | 1
2 Diversification | 2021 | 13 | 30.1 | 1
2 Diversification | 2021 | 13 | 30.4 | 1
2 Diversification | 2021 | 13 | 31 | 1
2 Diversification | 2021 | 13 | 31.2 | 1
2 Diversification | 2021 | 13 | 31.5 | 1
2 Diversification | 2021 | 13 | 31.9 | 1
2 Diversification | 2021 | 13 | 32.4 | 1
2 Diversification | 2021 | 13 | 32.7 | 1
2 Diversification | 2021 | 13 | 33.1 | 1
2 Diversification | 2021 | 13 | 33.7 | 1
2 Diversification | 2021 | 13 | 34.1 | 2
2 Diversification | 2021 | 13 | 34.2 | 1
2 Diversification | 2021 | 13 | 34.5 | 1
2 Diversification | 2021 | 13 | 35.1 | 1
2 Diversification | 2021 | 13 | 35.2 | 2
2 Diversification | 2021 | 13 | 35.3 | 1
2 Diversification | 2021 | 13 | 35.4 | 1
2 Diversification | 2021 | 13 | 35.9 | 1
2 Diversification | 2021 | 13 | 36.1 | 1
2 Diversification | 2021 | 13 | 36.3 | 1
2 Diversification | 2021 | 13 | 36.5 | 1
2 Diversification | 2021 | 13 | 37.2 | 1
2 Diversification | 2021 | 13 | 37.5 | 1
2 Diversification | 2021 | 13 | 37.6 | 1
2 Diversification | 2021 | 13 | 37.9 | 1
2 Diversification | 2021 | 13 | 38.3 | 1
2 Diversification | 2021 | 13 | 38.4 | 1
2 Diversification | 2021 | 13 | 38.6 | 1
2 Diversification | 2021 | 13 | 38.7 | 1
2 Diversification | 2021 | 13 | 39.5 | 2
2 Diversification | 2021 | 13 | 39.6 | 2
2 Diversification | 2021 | 13 | 40 | 2
2 Diversification | 2021 | 13 | 40.1 | 1
2 Diversification | 2021 | 13 | 40.2 | 1
2 Diversification | 2021 | 13 | 40.9 | 1
2 Diversification | 2021 | 13 | 41.1 | 1
2 Diversification | 2021 | 13 | 41.6 | 2
2 Diversification | 2021 | 13 | 42.2 | 1
2 Diversification | 2021 | 13 | 42.7 | 1
2 Diversification | 2021 | 13 | 43 | 2
2 Diversification | 2021 | 13 | 44.2 | 1
2 Diversification | 2021 | 13 | 44.9 | 1
2 Diversification | 2021 | 13 | 45.1 | 1
2 Diversification | 2021 | 13 | 45.3 | 2
2 Diversification | 2021 | 13 | 45.5 | 2
2 Diversification | 2021 | 13 | 46.1 | 1
2 Diversification | 2021 | 13 | 47.2 | 1
2 Diversification | 2021 | 13 | 48 | 1
2 Diversification | 2021 | 13 | 48.1 | 1
2 Diversification | 2021 | 13 | 48.9 | 1
2 Diversification | 2021 | 13 | 49 | 1
2 Diversification | 2021 | 13 | 49.1 | 1
2 Diversification | 2021 | 13 | 49.2 | 1
2 Diversification | 2021 | 13 | 51.6 | 1
2 Diversification | 2021 | 13 | 51.7 | 1
2 Diversification | 2021 | 13 | 52.4 | 1
2 Diversification | 2021 | 13 | 54.9 | 1
2 Diversification | 2021 | 13 | 55.5 | 1
2 Diversification | 2021 | 13 | 55.9 | 1
2 Diversification | 2021 | 13 | 57 | 1
2 Diversification | 2021 | 13 | 58.1 | 1
2 Diversification | 2021 | 13 | 58.8 | 1
2 Diversification | 2021 | 13 | 59.7 | 1
2 Diversification | 2021 | 13 | 60.2 | 1
2 Diversification | 2021 | 13 | 60.6 | 1
2 Diversification | 2021 | 13 | 60.9 | 1
2 Diversification | 2021 | 13 | 61.8 | 1
2 Diversification | 2021 | 13 | 62.3 | 1
2 Diversification | 2021 | 13 | 63.7 | 1
2 Diversification | 2021 | 13 | 65.3 | 1
2 Diversification | 2021 | 13 | 65.5 | 1
2 Diversification | 2021 | 13 | 67.4 | 1
2 Diversification | 2021 | 13 | 68.8 | 1
2 Diversification | 2021 | 13 | 69 | 1
2 Diversification | 2021 | 13 | 69.4 | 1
2 Diversification | 2021 | 13 | 71.5 | 1
2 Diversification | 2021 | 13 | 71.6 | 1
2 Diversification | 2021 | 13 | 75.4 | 1
2 Diversification | 2021 | 13 | 75.8 | 1
2 Diversification | 2021 | 13 | 79.1 | 1
2 Diversification | 2021 | 13 | 80.1 | 1
2 Diversification | 2021 | 13 | 99.5 | 1
2 Diversification | 2021 | 13 | 127.1 | 1
2 Diversification | 2021 | 14 | -114.3 | 1
2 Diversification | 2021 | 14 | -98.3 | 1
2 Diversification | 2021 | 14 | -87 | 1
2 Diversification | 2021 | 14 | -75.1 | 1
2 Diversification | 2021 | 14 | -73 | 1
2 Diversification | 2021 | 14 | -69.4 | 1
2 Diversification | 2021 | 14 | -67.1 | 1
2 Diversification | 2021 | 14 | -65.4 | 1
2 Diversification | 2021 | 14 | -64.1 | 1
2 Diversification | 2021 | 14 | -63 | 1
2 Diversification | 2021 | 14 | -62.9 | 1
2 Diversification | 2021 | 14 | -61.8 | 1
2 Diversification | 2021 | 14 | -61 | 2
2 Diversification | 2021 | 14 | -59.9 | 1
2 Diversification | 2021 | 14 | -59.5 | 1
2 Diversification | 2021 | 14 | -58.8 | 1
2 Diversification | 2021 | 14 | -58 | 1
2 Diversification | 2021 | 14 | -57.8 | 1
2 Diversification | 2021 | 14 | -56.6 | 2
2 Diversification | 2021 | 14 | -56.3 | 1
2 Diversification | 2021 | 14 | -54.8 | 1
2 Diversification | 2021 | 14 | -53.9 | 1
2 Diversification | 2021 | 14 | -53.6 | 1
2 Diversification | 2021 | 14 | -52.9 | 1
2 Diversification | 2021 | 14 | -52.6 | 1
2 Diversification | 2021 | 14 | -52.1 | 1
2 Diversification | 2021 | 14 | -51.5 | 1
2 Diversification | 2021 | 14 | -51.3 | 1
2 Diversification | 2021 | 14 | -51.1 | 1
2 Diversification | 2021 | 14 | -50.9 | 1
2 Diversification | 2021 | 14 | -49.9 | 1
2 Diversification | 2021 | 14 | -49.8 | 1
2 Diversification | 2021 | 14 | -49.7 | 1
2 Diversification | 2021 | 14 | -47.9 | 1
2 Diversification | 2021 | 14 | -47.6 | 1
2 Diversification | 2021 | 14 | -47.5 | 1
2 Diversification | 2021 | 14 | -47.2 | 1
2 Diversification | 2021 | 14 | -46.9 | 1
2 Diversification | 2021 | 14 | -45.7 | 1
2 Diversification | 2021 | 14 | -45.5 | 1
2 Diversification | 2021 | 14 | -45.3 | 2
2 Diversification | 2021 | 14 | -44.9 | 1
2 Diversification | 2021 | 14 | -44.7 | 1
2 Diversification | 2021 | 14 | -44.2 | 2
2 Diversification | 2021 | 14 | -44 | 1
2 Diversification | 2021 | 14 | -43.9 | 1
2 Diversification | 2021 | 14 | -43.7 | 1
2 Diversification | 2021 | 14 | -43 | 1
2 Diversification | 2021 | 14 | -42.4 | 1
2 Diversification | 2021 | 14 | -41.3 | 1
2 Diversification | 2021 | 14 | -41.1 | 1
2 Diversification | 2021 | 14 | -40.9 | 1
2 Diversification | 2021 | 14 | -40.4 | 1
2 Diversification | 2021 | 14 | -40.3 | 1
2 Diversification | 2021 | 14 | -40.2 | 1
2 Diversification | 2021 | 14 | -39.9 | 1
2 Diversification | 2021 | 14 | -39.7 | 2
2 Diversification | 2021 | 14 | -39.6 | 1
2 Diversification | 2021 | 14 | -39.2 | 1
2 Diversification | 2021 | 14 | -38.9 | 2
2 Diversification | 2021 | 14 | -38.7 | 1
2 Diversification | 2021 | 14 | -38.3 | 1
2 Diversification | 2021 | 14 | -38 | 2
2 Diversification | 2021 | 14 | -37.8 | 1
2 Diversification | 2021 | 14 | -37.3 | 1
2 Diversification | 2021 | 14 | -37 | 1
2 Diversification | 2021 | 14 | -34.4 | 2
2 Diversification | 2021 | 14 | -34.3 | 1
2 Diversification | 2021 | 14 | -34.2 | 1
2 Diversification | 2021 | 14 | -34.1 | 2
2 Diversification | 2021 | 14 | -33.9 | 1
2 Diversification | 2021 | 14 | -33.6 | 1
2 Diversification | 2021 | 14 | -33.5 | 1
2 Diversification | 2021 | 14 | -33.3 | 1
2 Diversification | 2021 | 14 | -33.2 | 1
2 Diversification | 2021 | 14 | -33.1 | 1
2 Diversification | 2021 | 14 | -32.7 | 1
2 Diversification | 2021 | 14 | -32.5 | 1
2 Diversification | 2021 | 14 | -32.3 | 1
2 Diversification | 2021 | 14 | -31.1 | 1
2 Diversification | 2021 | 14 | -30.6 | 1
2 Diversification | 2021 | 14 | -30.5 | 1
2 Diversification | 2021 | 14 | -30.2 | 1
2 Diversification | 2021 | 14 | -30.1 | 1
2 Diversification | 2021 | 14 | -30 | 1
2 Diversification | 2021 | 14 | -28.9 | 1
2 Diversification | 2021 | 14 | -28.8 | 1
2 Diversification | 2021 | 14 | -28.6 | 1
2 Diversification | 2021 | 14 | -28.5 | 2
2 Diversification | 2021 | 14 | -28.3 | 1
2 Diversification | 2021 | 14 | -28.2 | 2
2 Diversification | 2021 | 14 | -27.8 | 2
2 Diversification | 2021 | 14 | -27.5 | 1
2 Diversification | 2021 | 14 | -27.3 | 3
2 Diversification | 2021 | 14 | -26.5 | 1
2 Diversification | 2021 | 14 | -26.2 | 1
2 Diversification | 2021 | 14 | -26.1 | 2
2 Diversification | 2021 | 14 | -26 | 1
2 Diversification | 2021 | 14 | -25.8 | 1
2 Diversification | 2021 | 14 | -25.1 | 1
2 Diversification | 2021 | 14 | -24.8 | 1
2 Diversification | 2021 | 14 | -24.5 | 1
2 Diversification | 2021 | 14 | -24.4 | 2
2 Diversification | 2021 | 14 | -24.3 | 2
2 Diversification | 2021 | 14 | -24.1 | 1
2 Diversification | 2021 | 14 | -23.9 | 1
2 Diversification | 2021 | 14 | -23.6 | 1
2 Diversification | 2021 | 14 | -23.3 | 1
2 Diversification | 2021 | 14 | -22.7 | 1
2 Diversification | 2021 | 14 | -22.6 | 1
2 Diversification | 2021 | 14 | -22.5 | 3
2 Diversification | 2021 | 14 | -22.3 | 1
2 Diversification | 2021 | 14 | -22.1 | 2
2 Diversification | 2021 | 14 | -21.9 | 1
2 Diversification | 2021 | 14 | -21.8 | 1
2 Diversification | 2021 | 14 | -21.6 | 1
2 Diversification | 2021 | 14 | -21 | 1
2 Diversification | 2021 | 14 | -20.4 | 1
2 Diversification | 2021 | 14 | -19.6 | 1
2 Diversification | 2021 | 14 | -19.5 | 1
2 Diversification | 2021 | 14 | -19.3 | 1
2 Diversification | 2021 | 14 | -19.1 | 1
2 Diversification | 2021 | 14 | -17.6 | 1
2 Diversification | 2021 | 14 | -17.3 | 1
2 Diversification | 2021 | 14 | -17.2 | 1
2 Diversification | 2021 | 14 | -16.2 | 1
2 Diversification | 2021 | 14 | -16 | 1
2 Diversification | 2021 | 14 | -15.3 | 1
2 Diversification | 2021 | 14 | -15.1 | 1
2 Diversification | 2021 | 14 | -13.9 | 1
2 Diversification | 2021 | 14 | -13.2 | 1
2 Diversification | 2021 | 14 | -12.5 | 1
2 Diversification | 2021 | 14 | -12 | 1
2 Diversification | 2021 | 14 | 12.6 | 1
2 Diversification | 2021 | 14 | 14.2 | 1
2 Diversification | 2021 | 14 | 15.4 | 1
2 Diversification | 2021 | 14 | 16 | 1
2 Diversification | 2021 | 14 | 16.2 | 1
2 Diversification | 2021 | 14 | 17 | 1
2 Diversification | 2021 | 14 | 18.5 | 1
2 Diversification | 2021 | 14 | 18.9 | 1
2 Diversification | 2021 | 14 | 19.6 | 1
2 Diversification | 2021 | 14 | 20 | 1
2 Diversification | 2021 | 14 | 20.6 | 2
2 Diversification | 2021 | 14 | 20.7 | 1
2 Diversification | 2021 | 14 | 20.9 | 2
2 Diversification | 2021 | 14 | 21.1 | 1
2 Diversification | 2021 | 14 | 21.2 | 1
2 Diversification | 2021 | 14 | 21.3 | 1
2 Diversification | 2021 | 14 | 22 | 1
2 Diversification | 2021 | 14 | 22.5 | 2
2 Diversification | 2021 | 14 | 22.7 | 1
2 Diversification | 2021 | 14 | 23.4 | 1
2 Diversification | 2021 | 14 | 23.5 | 1
2 Diversification | 2021 | 14 | 23.7 | 1
2 Diversification | 2021 | 14 | 23.8 | 1
2 Diversification | 2021 | 14 | 24.1 | 1
2 Diversification | 2021 | 14 | 24.6 | 1
2 Diversification | 2021 | 14 | 25 | 1
2 Diversification | 2021 | 14 | 25.1 | 1
2 Diversification | 2021 | 14 | 26.3 | 1
2 Diversification | 2021 | 14 | 26.4 | 1
2 Diversification | 2021 | 14 | 26.8 | 1
2 Diversification | 2021 | 14 | 27.5 | 1
2 Diversification | 2021 | 14 | 27.6 | 1
2 Diversification | 2021 | 14 | 27.7 | 2
2 Diversification | 2021 | 14 | 27.8 | 1
2 Diversification | 2021 | 14 | 28.3 | 1
2 Diversification | 2021 | 14 | 28.5 | 3
2 Diversification | 2021 | 14 | 28.9 | 1
2 Diversification | 2021 | 14 | 29.9 | 1
2 Diversification | 2021 | 14 | 30.1 | 1
2 Diversification | 2021 | 14 | 30.4 | 1
2 Diversification | 2021 | 14 | 30.5 | 1
2 Diversification | 2021 | 14 | 30.9 | 1
2 Diversification | 2021 | 14 | 31.2 | 1
2 Diversification | 2021 | 14 | 31.5 | 1
2 Diversification | 2021 | 14 | 32.1 | 1
2 Diversification | 2021 | 14 | 32.5 | 1
2 Diversification | 2021 | 14 | 32.7 | 1
2 Diversification | 2021 | 14 | 33.4 | 2
2 Diversification | 2021 | 14 | 34.7 | 1
2 Diversification | 2021 | 14 | 34.8 | 1
2 Diversification | 2021 | 14 | 35 | 1
2 Diversification | 2021 | 14 | 35.2 | 1
2 Diversification | 2021 | 14 | 35.6 | 1
2 Diversification | 2021 | 14 | 35.7 | 1
2 Diversification | 2021 | 14 | 35.8 | 1
2 Diversification | 2021 | 14 | 36 | 1
2 Diversification | 2021 | 14 | 36.1 | 1
2 Diversification | 2021 | 14 | 36.7 | 1
2 Diversification | 2021 | 14 | 38 | 1
2 Diversification | 2021 | 14 | 38.1 | 1
2 Diversification | 2021 | 14 | 38.4 | 1
2 Diversification | 2021 | 14 | 38.5 | 1
2 Diversification | 2021 | 14 | 38.8 | 1
2 Diversification | 2021 | 14 | 39 | 1
2 Diversification | 2021 | 14 | 39.2 | 1
2 Diversification | 2021 | 14 | 40.3 | 1
2 Diversification | 2021 | 14 | 41.1 | 1
2 Diversification | 2021 | 14 | 41.4 | 1
2 Diversification | 2021 | 14 | 41.6 | 1
2 Diversification | 2021 | 14 | 41.7 | 1
2 Diversification | 2021 | 14 | 42.2 | 1
2 Diversification | 2021 | 14 | 42.4 | 1
2 Diversification | 2021 | 14 | 42.6 | 1
2 Diversification | 2021 | 14 | 43.3 | 1
2 Diversification | 2021 | 14 | 43.4 | 1
2 Diversification | 2021 | 14 | 43.5 | 1
2 Diversification | 2021 | 14 | 43.6 | 1
2 Diversification | 2021 | 14 | 44.8 | 1
2 Diversification | 2021 | 14 | 44.9 | 1
2 Diversification | 2021 | 14 | 45.4 | 1
2 Diversification | 2021 | 14 | 45.7 | 2
2 Diversification | 2021 | 14 | 46 | 1
2 Diversification | 2021 | 14 | 46.3 | 1
2 Diversification | 2021 | 14 | 47.3 | 1
2 Diversification | 2021 | 14 | 48.2 | 1
2 Diversification | 2021 | 14 | 50.2 | 1
2 Diversification | 2021 | 14 | 51.1 | 1
2 Diversification | 2021 | 14 | 52.9 | 1
2 Diversification | 2021 | 14 | 53 | 1
2 Diversification | 2021 | 14 | 54.8 | 1
2 Diversification | 2021 | 14 | 55.3 | 1
2 Diversification | 2021 | 14 | 55.4 | 2
2 Diversification | 2021 | 14 | 56.3 | 1
2 Diversification | 2021 | 14 | 59 | 1
2 Diversification | 2021 | 14 | 59.5 | 1
2 Diversification | 2021 | 14 | 59.7 | 1
2 Diversification | 2021 | 14 | 59.8 | 1
2 Diversification | 2021 | 14 | 60.5 | 1
2 Diversification | 2021 | 14 | 61.4 | 1
2 Diversification | 2021 | 14 | 63.5 | 1
2 Diversification | 2021 | 14 | 64.9 | 1
2 Diversification | 2021 | 14 | 67.4 | 1
2 Diversification | 2021 | 14 | 68.7 | 1
2 Diversification | 2021 | 14 | 72.4 | 1
2 Diversification | 2021 | 14 | 75.8 | 1
2 Diversification | 2021 | 14 | 96.7 | 1
2 Diversification | 2021 | 14 | 104.3 | 1
2 Diversification | 2021 | 15 | -120.6 | 1
2 Diversification | 2021 | 15 | -85.2 | 1
2 Diversification | 2021 | 15 | -82.7 | 1
2 Diversification | 2021 | 15 | -77.3 | 1
2 Diversification | 2021 | 15 | -75.6 | 1
2 Diversification | 2021 | 15 | -70.7 | 1
2 Diversification | 2021 | 15 | -70.4 | 1
2 Diversification | 2021 | 15 | -66.7 | 1
2 Diversification | 2021 | 15 | -66.3 | 1
2 Diversification | 2021 | 15 | -64.5 | 1
2 Diversification | 2021 | 15 | -63.3 | 1
2 Diversification | 2021 | 15 | -62 | 1
2 Diversification | 2021 | 15 | -61.4 | 1
2 Diversification | 2021 | 15 | -59.8 | 1
2 Diversification | 2021 | 15 | -58.8 | 1
2 Diversification | 2021 | 15 | -56.3 | 1
2 Diversification | 2021 | 15 | -56 | 1
2 Diversification | 2021 | 15 | -55.3 | 1
2 Diversification | 2021 | 15 | -54.2 | 1
2 Diversification | 2021 | 15 | -52.1 | 1
2 Diversification | 2021 | 15 | -51.9 | 1
2 Diversification | 2021 | 15 | -50.8 | 1
2 Diversification | 2021 | 15 | -50.5 | 1
2 Diversification | 2021 | 15 | -50.3 | 1
2 Diversification | 2021 | 15 | -49.8 | 1
2 Diversification | 2021 | 15 | -48.8 | 1
2 Diversification | 2021 | 15 | -48.5 | 1
2 Diversification | 2021 | 15 | -48.1 | 1
2 Diversification | 2021 | 15 | -47.8 | 1
2 Diversification | 2021 | 15 | -46.7 | 1
2 Diversification | 2021 | 15 | -46.5 | 1
2 Diversification | 2021 | 15 | -45.6 | 1
2 Diversification | 2021 | 15 | -45.4 | 2
2 Diversification | 2021 | 15 | -45.2 | 1
2 Diversification | 2021 | 15 | -44.3 | 1
2 Diversification | 2021 | 15 | -44.1 | 1
2 Diversification | 2021 | 15 | -43.6 | 1
2 Diversification | 2021 | 15 | -43.1 | 1
2 Diversification | 2021 | 15 | -42.9 | 1
2 Diversification | 2021 | 15 | -42.2 | 1
2 Diversification | 2021 | 15 | -41.9 | 1
2 Diversification | 2021 | 15 | -41 | 1
2 Diversification | 2021 | 15 | -40.8 | 2
2 Diversification | 2021 | 15 | -40.7 | 1
2 Diversification | 2021 | 15 | -40.5 | 1
2 Diversification | 2021 | 15 | -40.1 | 1
2 Diversification | 2021 | 15 | -39.9 | 1
2 Diversification | 2021 | 15 | -39 | 1
2 Diversification | 2021 | 15 | -38.5 | 1
2 Diversification | 2021 | 15 | -38 | 1
2 Diversification | 2021 | 15 | -37.6 | 1
2 Diversification | 2021 | 15 | -37.3 | 1
2 Diversification | 2021 | 15 | -36.7 | 1
2 Diversification | 2021 | 15 | -36.6 | 1
2 Diversification | 2021 | 15 | -36.4 | 2
2 Diversification | 2021 | 15 | -36.1 | 2
2 Diversification | 2021 | 15 | -35.5 | 1
2 Diversification | 2021 | 15 | -35.2 | 1
2 Diversification | 2021 | 15 | -34.9 | 1
2 Diversification | 2021 | 15 | -34.7 | 1
2 Diversification | 2021 | 15 | -34.6 | 1
2 Diversification | 2021 | 15 | -34.2 | 1
2 Diversification | 2021 | 15 | -33.9 | 2
2 Diversification | 2021 | 15 | -33.7 | 1
2 Diversification | 2021 | 15 | -33.6 | 1
2 Diversification | 2021 | 15 | -33.5 | 1
2 Diversification | 2021 | 15 | -32.8 | 2
2 Diversification | 2021 | 15 | -32.6 | 2
2 Diversification | 2021 | 15 | -32.5 | 1
2 Diversification | 2021 | 15 | -32.3 | 1
2 Diversification | 2021 | 15 | -31.9 | 1
2 Diversification | 2021 | 15 | -31.8 | 2
2 Diversification | 2021 | 15 | -31.2 | 2
2 Diversification | 2021 | 15 | -31 | 1
2 Diversification | 2021 | 15 | -30.8 | 1
2 Diversification | 2021 | 15 | -30.4 | 1
2 Diversification | 2021 | 15 | -30.2 | 2
2 Diversification | 2021 | 15 | -30.1 | 1
2 Diversification | 2021 | 15 | -30 | 1
2 Diversification | 2021 | 15 | -29.6 | 1
2 Diversification | 2021 | 15 | -29.5 | 1
2 Diversification | 2021 | 15 | -29.4 | 1
2 Diversification | 2021 | 15 | -29.3 | 1
2 Diversification | 2021 | 15 | -29 | 1
2 Diversification | 2021 | 15 | -28.7 | 1
2 Diversification | 2021 | 15 | -28.4 | 1
2 Diversification | 2021 | 15 | -27.9 | 1
2 Diversification | 2021 | 15 | -27.8 | 1
2 Diversification | 2021 | 15 | -27.5 | 2
2 Diversification | 2021 | 15 | -27.3 | 1
2 Diversification | 2021 | 15 | -27.2 | 1
2 Diversification | 2021 | 15 | -26.8 | 1
2 Diversification | 2021 | 15 | -26.4 | 1
2 Diversification | 2021 | 15 | -26.2 | 1
2 Diversification | 2021 | 15 | -24.8 | 2
2 Diversification | 2021 | 15 | -24.6 | 1
2 Diversification | 2021 | 15 | -23.7 | 1
2 Diversification | 2021 | 15 | -23.1 | 2
2 Diversification | 2021 | 15 | -23 | 1
2 Diversification | 2021 | 15 | -22.9 | 1
2 Diversification | 2021 | 15 | -21.8 | 1
2 Diversification | 2021 | 15 | -21 | 1
2 Diversification | 2021 | 15 | -20.5 | 1
2 Diversification | 2021 | 15 | -20.3 | 1
2 Diversification | 2021 | 15 | -19.9 | 1
2 Diversification | 2021 | 15 | -19.6 | 1
2 Diversification | 2021 | 15 | -19.4 | 1
2 Diversification | 2021 | 15 | -19.2 | 2
2 Diversification | 2021 | 15 | -19.1 | 1
2 Diversification | 2021 | 15 | -18.3 | 1
2 Diversification | 2021 | 15 | -16.6 | 1
2 Diversification | 2021 | 15 | -15.2 | 1
2 Diversification | 2021 | 15 | -14.5 | 1
2 Diversification | 2021 | 15 | -14.3 | 1
2 Diversification | 2021 | 15 | 9.7 | 1
2 Diversification | 2021 | 15 | 13.4 | 1
2 Diversification | 2021 | 15 | 15 | 1
2 Diversification | 2021 | 15 | 15.4 | 1
2 Diversification | 2021 | 15 | 15.5 | 1
2 Diversification | 2021 | 15 | 16.6 | 1
2 Diversification | 2021 | 15 | 16.7 | 1
2 Diversification | 2021 | 15 | 17.3 | 1
2 Diversification | 2021 | 15 | 17.6 | 1
2 Diversification | 2021 | 15 | 17.7 | 3
2 Diversification | 2021 | 15 | 18 | 1
2 Diversification | 2021 | 15 | 18.1 | 1
2 Diversification | 2021 | 15 | 19.1 | 1
2 Diversification | 2021 | 15 | 20 | 1
2 Diversification | 2021 | 15 | 20.3 | 1
2 Diversification | 2021 | 15 | 20.5 | 3
2 Diversification | 2021 | 15 | 21.7 | 1
2 Diversification | 2021 | 15 | 22.2 | 1
2 Diversification | 2021 | 15 | 22.3 | 1
2 Diversification | 2021 | 15 | 22.5 | 1
2 Diversification | 2021 | 15 | 23.3 | 4
2 Diversification | 2021 | 15 | 23.4 | 1
2 Diversification | 2021 | 15 | 23.5 | 1
2 Diversification | 2021 | 15 | 23.7 | 1
2 Diversification | 2021 | 15 | 23.8 | 1
2 Diversification | 2021 | 15 | 24.2 | 1
2 Diversification | 2021 | 15 | 24.3 | 1
2 Diversification | 2021 | 15 | 24.4 | 3
2 Diversification | 2021 | 15 | 24.8 | 1
2 Diversification | 2021 | 15 | 25.1 | 4
2 Diversification | 2021 | 15 | 25.4 | 1
2 Diversification | 2021 | 15 | 26 | 2
2 Diversification | 2021 | 15 | 26.1 | 1
2 Diversification | 2021 | 15 | 26.2 | 1
2 Diversification | 2021 | 15 | 26.3 | 1
2 Diversification | 2021 | 15 | 26.7 | 2
2 Diversification | 2021 | 15 | 26.8 | 1
2 Diversification | 2021 | 15 | 27.3 | 2
2 Diversification | 2021 | 15 | 27.4 | 1
2 Diversification | 2021 | 15 | 27.7 | 2
2 Diversification | 2021 | 15 | 27.9 | 2
2 Diversification | 2021 | 15 | 28.1 | 1
2 Diversification | 2021 | 15 | 28.3 | 1
2 Diversification | 2021 | 15 | 28.4 | 1
2 Diversification | 2021 | 15 | 28.8 | 2
2 Diversification | 2021 | 15 | 28.9 | 1
2 Diversification | 2021 | 15 | 29.6 | 2
2 Diversification | 2021 | 15 | 29.9 | 1
2 Diversification | 2021 | 15 | 32.6 | 1
2 Diversification | 2021 | 15 | 33.4 | 1
2 Diversification | 2021 | 15 | 33.5 | 1
2 Diversification | 2021 | 15 | 33.6 | 2
2 Diversification | 2021 | 15 | 34.3 | 1
2 Diversification | 2021 | 15 | 34.6 | 2
2 Diversification | 2021 | 15 | 35 | 1
2 Diversification | 2021 | 15 | 35.2 | 1
2 Diversification | 2021 | 15 | 35.3 | 1
2 Diversification | 2021 | 15 | 35.6 | 1
2 Diversification | 2021 | 15 | 36 | 1
2 Diversification | 2021 | 15 | 36.4 | 1
2 Diversification | 2021 | 15 | 36.8 | 1
2 Diversification | 2021 | 15 | 36.9 | 1
2 Diversification | 2021 | 15 | 37.5 | 1
2 Diversification | 2021 | 15 | 38 | 1
2 Diversification | 2021 | 15 | 38.3 | 1
2 Diversification | 2021 | 15 | 38.9 | 1
2 Diversification | 2021 | 15 | 39.1 | 1
2 Diversification | 2021 | 15 | 39.3 | 1
2 Diversification | 2021 | 15 | 39.5 | 2
2 Diversification | 2021 | 15 | 40.1 | 1
2 Diversification | 2021 | 15 | 40.4 | 2
2 Diversification | 2021 | 15 | 41.2 | 1
2 Diversification | 2021 | 15 | 41.4 | 1
2 Diversification | 2021 | 15 | 41.6 | 1
2 Diversification | 2021 | 15 | 41.8 | 2
2 Diversification | 2021 | 15 | 42.3 | 1
2 Diversification | 2021 | 15 | 42.5 | 1
2 Diversification | 2021 | 15 | 42.9 | 1
2 Diversification | 2021 | 15 | 43.8 | 1
2 Diversification | 2021 | 15 | 44.4 | 2
2 Diversification | 2021 | 15 | 45.2 | 1
2 Diversification | 2021 | 15 | 46.3 | 1
2 Diversification | 2021 | 15 | 46.6 | 2
2 Diversification | 2021 | 15 | 47.8 | 1
2 Diversification | 2021 | 15 | 48.3 | 1
2 Diversification | 2021 | 15 | 48.5 | 1
2 Diversification | 2021 | 15 | 48.6 | 1
2 Diversification | 2021 | 15 | 52.3 | 1
2 Diversification | 2021 | 15 | 52.5 | 1
2 Diversification | 2021 | 15 | 54.5 | 1
2 Diversification | 2021 | 15 | 54.8 | 1
2 Diversification | 2021 | 15 | 54.9 | 1
2 Diversification | 2021 | 15 | 56.4 | 1
2 Diversification | 2021 | 15 | 59.1 | 1
2 Diversification | 2021 | 15 | 59.7 | 1
2 Diversification | 2021 | 15 | 60.2 | 1
2 Diversification | 2021 | 15 | 62.8 | 1
2 Diversification | 2021 | 15 | 63.7 | 1
2 Diversification | 2021 | 15 | 64.5 | 1
2 Diversification | 2021 | 15 | 67.7 | 1
2 Diversification | 2021 | 15 | 69.9 | 1
2 Diversification | 2021 | 15 | 76.6 | 1
2 Diversification | 2021 | 15 | 80.9 | 1
2 Diversification | 2021 | 15 | 87.8 | 1
2 Diversification | 2021 | 15 | 89.4 | 1
2 Diversification | 2021 | 15 | 109.2 | 1
2 Diversification | 2021 | 16 | -262.6 | 1
2 Diversification | 2021 | 16 | -198.8 | 1
2 Diversification | 2021 | 16 | -117.3 | 1
2 Diversification | 2021 | 16 | -95.8 | 1
2 Diversification | 2021 | 16 | -88 | 1
2 Diversification | 2021 | 16 | -85.6 | 1
2 Diversification | 2021 | 16 | -85 | 1
2 Diversification | 2021 | 16 | -80.6 | 1
2 Diversification | 2021 | 16 | -71 | 1
2 Diversification | 2021 | 16 | -70.7 | 1
2 Diversification | 2021 | 16 | -67.9 | 1
2 Diversification | 2021 | 16 | -66.1 | 1
2 Diversification | 2021 | 16 | -65.7 | 1
2 Diversification | 2021 | 16 | -65.4 | 1
2 Diversification | 2021 | 16 | -62.7 | 1
2 Diversification | 2021 | 16 | -61.2 | 1
2 Diversification | 2021 | 16 | -59.9 | 1
2 Diversification | 2021 | 16 | -58.8 | 1
2 Diversification | 2021 | 16 | -57 | 2
2 Diversification | 2021 | 16 | -53.8 | 1
2 Diversification | 2021 | 16 | -52.9 | 1
2 Diversification | 2021 | 16 | -52.3 | 1
2 Diversification | 2021 | 16 | -51.2 | 1
2 Diversification | 2021 | 16 | -50.9 | 1
2 Diversification | 2021 | 16 | -50.4 | 1
2 Diversification | 2021 | 16 | -49.5 | 1
2 Diversification | 2021 | 16 | -48.9 | 1
2 Diversification | 2021 | 16 | -47.1 | 1
2 Diversification | 2021 | 16 | -46.6 | 1
2 Diversification | 2021 | 16 | -45.3 | 1
2 Diversification | 2021 | 16 | -45.1 | 1
2 Diversification | 2021 | 16 | -45 | 1
2 Diversification | 2021 | 16 | -44.1 | 1
2 Diversification | 2021 | 16 | -43.9 | 1
2 Diversification | 2021 | 16 | -41.9 | 1
2 Diversification | 2021 | 16 | -41.8 | 1
2 Diversification | 2021 | 16 | -41.7 | 1
2 Diversification | 2021 | 16 | -41.3 | 1
2 Diversification | 2021 | 16 | -40.9 | 1
2 Diversification | 2021 | 16 | -40.8 | 1
2 Diversification | 2021 | 16 | -40.1 | 1
2 Diversification | 2021 | 16 | -39.3 | 1
2 Diversification | 2021 | 16 | -39.2 | 1
2 Diversification | 2021 | 16 | -38.9 | 1
2 Diversification | 2021 | 16 | -38.8 | 1
2 Diversification | 2021 | 16 | -38.1 | 2
2 Diversification | 2021 | 16 | -37.4 | 1
2 Diversification | 2021 | 16 | -37.2 | 1
2 Diversification | 2021 | 16 | -37 | 1
2 Diversification | 2021 | 16 | -36.2 | 1
2 Diversification | 2021 | 16 | -35.9 | 1
2 Diversification | 2021 | 16 | -35.5 | 1
2 Diversification | 2021 | 16 | -35.1 | 1
2 Diversification | 2021 | 16 | -34.4 | 1
2 Diversification | 2021 | 16 | -33.7 | 1
2 Diversification | 2021 | 16 | -33.5 | 1
2 Diversification | 2021 | 16 | -33.3 | 1
2 Diversification | 2021 | 16 | -33.1 | 2
2 Diversification | 2021 | 16 | -32.9 | 1
2 Diversification | 2021 | 16 | -32.8 | 1
2 Diversification | 2021 | 16 | -32.5 | 1
2 Diversification | 2021 | 16 | -32.2 | 2
2 Diversification | 2021 | 16 | -30.7 | 1
2 Diversification | 2021 | 16 | -30.6 | 1
2 Diversification | 2021 | 16 | -30.5 | 2
2 Diversification | 2021 | 16 | -30.2 | 1
2 Diversification | 2021 | 16 | -30 | 1
2 Diversification | 2021 | 16 | -29.9 | 1
2 Diversification | 2021 | 16 | -28.4 | 1
2 Diversification | 2021 | 16 | -28 | 1
2 Diversification | 2021 | 16 | -27.7 | 1
2 Diversification | 2021 | 16 | -27.5 | 1
2 Diversification | 2021 | 16 | -27 | 1
2 Diversification | 2021 | 16 | -26.8 | 1
2 Diversification | 2021 | 16 | -26.6 | 1
2 Diversification | 2021 | 16 | -26.3 | 1
2 Diversification | 2021 | 16 | -26 | 1
2 Diversification | 2021 | 16 | -25.5 | 1
2 Diversification | 2021 | 16 | -25.1 | 1
2 Diversification | 2021 | 16 | -24.6 | 1
2 Diversification | 2021 | 16 | -24.2 | 1
2 Diversification | 2021 | 16 | -23.2 | 1
2 Diversification | 2021 | 16 | -22.7 | 1
2 Diversification | 2021 | 16 | -21.6 | 1
2 Diversification | 2021 | 16 | -21.2 | 1
2 Diversification | 2021 | 16 | -20.4 | 1
2 Diversification | 2021 | 16 | -20.2 | 1
2 Diversification | 2021 | 16 | -19.2 | 1
2 Diversification | 2021 | 16 | -19.1 | 1
2 Diversification | 2021 | 16 | -17.8 | 1
2 Diversification | 2021 | 16 | -17.3 | 1
2 Diversification | 2021 | 16 | -16.7 | 1
2 Diversification | 2021 | 16 | 1.5 | 1
2 Diversification | 2021 | 16 | 10.8 | 1
2 Diversification | 2021 | 16 | 14.7 | 1
2 Diversification | 2021 | 16 | 15.5 | 1
2 Diversification | 2021 | 16 | 17.8 | 1
2 Diversification | 2021 | 16 | 18.4 | 1
2 Diversification | 2021 | 16 | 19.8 | 1
2 Diversification | 2021 | 16 | 20 | 1
2 Diversification | 2021 | 16 | 20.5 | 1
2 Diversification | 2021 | 16 | 21.3 | 1
2 Diversification | 2021 | 16 | 21.5 | 1
2 Diversification | 2021 | 16 | 21.6 | 1
2 Diversification | 2021 | 16 | 21.8 | 1
2 Diversification | 2021 | 16 | 22.6 | 1
2 Diversification | 2021 | 16 | 22.7 | 1
2 Diversification | 2021 | 16 | 22.8 | 1
2 Diversification | 2021 | 16 | 23 | 1
2 Diversification | 2021 | 16 | 23.2 | 2
2 Diversification | 2021 | 16 | 23.3 | 1
2 Diversification | 2021 | 16 | 25.1 | 1
2 Diversification | 2021 | 16 | 25.6 | 1
2 Diversification | 2021 | 16 | 25.9 | 1
2 Diversification | 2021 | 16 | 26.2 | 1
2 Diversification | 2021 | 16 | 26.4 | 1
2 Diversification | 2021 | 16 | 27.5 | 2
2 Diversification | 2021 | 16 | 27.7 | 1
2 Diversification | 2021 | 16 | 28 | 2
2 Diversification | 2021 | 16 | 28.3 | 2
2 Diversification | 2021 | 16 | 28.6 | 1
2 Diversification | 2021 | 16 | 28.9 | 1
2 Diversification | 2021 | 16 | 29 | 1
2 Diversification | 2021 | 16 | 29.1 | 1
2 Diversification | 2021 | 16 | 29.2 | 1
2 Diversification | 2021 | 16 | 29.4 | 1
2 Diversification | 2021 | 16 | 29.7 | 1
2 Diversification | 2021 | 16 | 29.8 | 1
2 Diversification | 2021 | 16 | 30 | 1
2 Diversification | 2021 | 16 | 31.5 | 1
2 Diversification | 2021 | 16 | 31.8 | 1
2 Diversification | 2021 | 16 | 31.9 | 1
2 Diversification | 2021 | 16 | 32.2 | 1
2 Diversification | 2021 | 16 | 32.5 | 1
2 Diversification | 2021 | 16 | 33.2 | 1
2 Diversification | 2021 | 16 | 33.7 | 1
2 Diversification | 2021 | 16 | 33.8 | 1
2 Diversification | 2021 | 16 | 34.3 | 1
2 Diversification | 2021 | 16 | 34.4 | 1
2 Diversification | 2021 | 16 | 34.6 | 1
2 Diversification | 2021 | 16 | 34.9 | 1
2 Diversification | 2021 | 16 | 35 | 1
2 Diversification | 2021 | 16 | 35.8 | 1
2 Diversification | 2021 | 16 | 36.3 | 1
2 Diversification | 2021 | 16 | 36.4 | 1
2 Diversification | 2021 | 16 | 37.7 | 1
2 Diversification | 2021 | 16 | 38.2 | 2
2 Diversification | 2021 | 16 | 38.4 | 1
2 Diversification | 2021 | 16 | 39.5 | 1
2 Diversification | 2021 | 16 | 39.6 | 1
2 Diversification | 2021 | 16 | 40.7 | 1
2 Diversification | 2021 | 16 | 40.9 | 1
2 Diversification | 2021 | 16 | 41.7 | 2
2 Diversification | 2021 | 16 | 41.9 | 1
2 Diversification | 2021 | 16 | 42 | 1
2 Diversification | 2021 | 16 | 43.8 | 1
2 Diversification | 2021 | 16 | 44.4 | 1
2 Diversification | 2021 | 16 | 44.5 | 1
2 Diversification | 2021 | 16 | 45 | 2
2 Diversification | 2021 | 16 | 45.4 | 1
2 Diversification | 2021 | 16 | 45.8 | 1
2 Diversification | 2021 | 16 | 46.4 | 1
2 Diversification | 2021 | 16 | 46.7 | 3
2 Diversification | 2021 | 16 | 48.5 | 1
2 Diversification | 2021 | 16 | 48.6 | 1
2 Diversification | 2021 | 16 | 48.8 | 1
2 Diversification | 2021 | 16 | 48.9 | 1
2 Diversification | 2021 | 16 | 49.5 | 1
2 Diversification | 2021 | 16 | 50.2 | 1
2 Diversification | 2021 | 16 | 51.2 | 1
2 Diversification | 2021 | 16 | 53.6 | 1
2 Diversification | 2021 | 16 | 54.1 | 1
2 Diversification | 2021 | 16 | 57 | 1
2 Diversification | 2021 | 16 | 57.4 | 1
2 Diversification | 2021 | 16 | 58.1 | 1
2 Diversification | 2021 | 16 | 60.2 | 1
2 Diversification | 2021 | 16 | 61 | 1
2 Diversification | 2021 | 16 | 61.9 | 1
2 Diversification | 2021 | 16 | 63.6 | 1
2 Diversification | 2021 | 16 | 63.9 | 1
2 Diversification | 2021 | 16 | 65.3 | 1
2 Diversification | 2021 | 16 | 68.4 | 1
2 Diversification | 2021 | 16 | 74 | 1
2 Diversification | 2021 | 16 | 74.4 | 1
2 Diversification | 2021 | 16 | 74.9 | 1
2 Diversification | 2021 | 17 | -204.3 | 1
2 Diversification | 2021 | 17 | -117.1 | 1
2 Diversification | 2021 | 17 | -84.5 | 1
2 Diversification | 2021 | 17 | -81.3 | 1
2 Diversification | 2021 | 17 | -67.2 | 1
2 Diversification | 2021 | 17 | -63.8 | 1
2 Diversification | 2021 | 17 | -62 | 1
2 Diversification | 2021 | 17 | -61.2 | 1
2 Diversification | 2021 | 17 | -60.1 | 1
2 Diversification | 2021 | 17 | -55.3 | 1
2 Diversification | 2021 | 17 | -55 | 1
2 Diversification | 2021 | 17 | -54.8 | 1
2 Diversification | 2021 | 17 | -54.5 | 2
2 Diversification | 2021 | 17 | -53.8 | 1
2 Diversification | 2021 | 17 | -52.2 | 1
2 Diversification | 2021 | 17 | -51.2 | 1
2 Diversification | 2021 | 17 | -50.8 | 1
2 Diversification | 2021 | 17 | -49.4 | 1
2 Diversification | 2021 | 17 | -47.3 | 1
2 Diversification | 2021 | 17 | -46.7 | 1
2 Diversification | 2021 | 17 | -45.8 | 1
2 Diversification | 2021 | 17 | -45.6 | 1
2 Diversification | 2021 | 17 | -44.6 | 1
2 Diversification | 2021 | 17 | -44.1 | 1
2 Diversification | 2021 | 17 | -43.8 | 1
2 Diversification | 2021 | 17 | -43.2 | 1
2 Diversification | 2021 | 17 | -42.9 | 1
2 Diversification | 2021 | 17 | -40.4 | 1
2 Diversification | 2021 | 17 | -40.3 | 1
2 Diversification | 2021 | 17 | -40.2 | 1
2 Diversification | 2021 | 17 | -40.1 | 1
2 Diversification | 2021 | 17 | -39.9 | 1
2 Diversification | 2021 | 17 | -39.7 | 1
2 Diversification | 2021 | 17 | -39.5 | 1
2 Diversification | 2021 | 17 | -39.1 | 1
2 Diversification | 2021 | 17 | -38.7 | 2
2 Diversification | 2021 | 17 | -38.6 | 1
2 Diversification | 2021 | 17 | -37.3 | 1
2 Diversification | 2021 | 17 | -36.6 | 1
2 Diversification | 2021 | 17 | -36.5 | 1
2 Diversification | 2021 | 17 | -35.9 | 3
2 Diversification | 2021 | 17 | -35.8 | 2
2 Diversification | 2021 | 17 | -35.7 | 1
2 Diversification | 2021 | 17 | -35.6 | 1
2 Diversification | 2021 | 17 | -35.3 | 1
2 Diversification | 2021 | 17 | -35.1 | 1
2 Diversification | 2021 | 17 | -34.5 | 1
2 Diversification | 2021 | 17 | -34.4 | 1
2 Diversification | 2021 | 17 | -33.9 | 1
2 Diversification | 2021 | 17 | -33.1 | 1
2 Diversification | 2021 | 17 | -32.3 | 1
2 Diversification | 2021 | 17 | -32.2 | 1
2 Diversification | 2021 | 17 | -31.9 | 1
2 Diversification | 2021 | 17 | -31.8 | 2
2 Diversification | 2021 | 17 | -31.3 | 1
2 Diversification | 2021 | 17 | -30.7 | 2
2 Diversification | 2021 | 17 | -30.6 | 1
2 Diversification | 2021 | 17 | -30 | 1
2 Diversification | 2021 | 17 | -29.8 | 1
2 Diversification | 2021 | 17 | -29.7 | 1
2 Diversification | 2021 | 17 | -29 | 2
2 Diversification | 2021 | 17 | -27.5 | 1
2 Diversification | 2021 | 17 | -27.4 | 1
2 Diversification | 2021 | 17 | -25.8 | 1
2 Diversification | 2021 | 17 | -25.7 | 1
2 Diversification | 2021 | 17 | -25.3 | 1
2 Diversification | 2021 | 17 | -24.8 | 1
2 Diversification | 2021 | 17 | -24.6 | 1
2 Diversification | 2021 | 17 | -24.5 | 1
2 Diversification | 2021 | 17 | -24.1 | 1
2 Diversification | 2021 | 17 | -24 | 1
2 Diversification | 2021 | 17 | -23.9 | 1
2 Diversification | 2021 | 17 | -23.5 | 1
2 Diversification | 2021 | 17 | -22.2 | 2
2 Diversification | 2021 | 17 | -21.9 | 1
2 Diversification | 2021 | 17 | -20.7 | 1
2 Diversification | 2021 | 17 | -20.2 | 1
2 Diversification | 2021 | 17 | -17.8 | 1
2 Diversification | 2021 | 17 | -16.5 | 2
2 Diversification | 2021 | 17 | -15 | 1
2 Diversification | 2021 | 17 | -12.3 | 1
2 Diversification | 2021 | 17 | 12 | 1
2 Diversification | 2021 | 17 | 15 | 1
2 Diversification | 2021 | 17 | 18.9 | 1
2 Diversification | 2021 | 17 | 19.1 | 1
2 Diversification | 2021 | 17 | 19.5 | 1
2 Diversification | 2021 | 17 | 20.2 | 1
2 Diversification | 2021 | 17 | 21 | 1
2 Diversification | 2021 | 17 | 22.1 | 1
2 Diversification | 2021 | 17 | 22.3 | 1
2 Diversification | 2021 | 17 | 23.5 | 1
2 Diversification | 2021 | 17 | 23.7 | 1
2 Diversification | 2021 | 17 | 24.1 | 1
2 Diversification | 2021 | 17 | 24.4 | 2
2 Diversification | 2021 | 17 | 25.5 | 1
2 Diversification | 2021 | 17 | 25.9 | 1
2 Diversification | 2021 | 17 | 26.3 | 1
2 Diversification | 2021 | 17 | 26.9 | 1
2 Diversification | 2021 | 17 | 27 | 1
2 Diversification | 2021 | 17 | 27.2 | 1
2 Diversification | 2021 | 17 | 28.1 | 1
2 Diversification | 2021 | 17 | 28.7 | 2
2 Diversification | 2021 | 17 | 29 | 1
2 Diversification | 2021 | 17 | 31.6 | 1
2 Diversification | 2021 | 17 | 31.8 | 2
2 Diversification | 2021 | 17 | 32.3 | 1
2 Diversification | 2021 | 17 | 32.8 | 1
2 Diversification | 2021 | 17 | 33.3 | 1
2 Diversification | 2021 | 17 | 33.4 | 1
2 Diversification | 2021 | 17 | 33.8 | 1
2 Diversification | 2021 | 17 | 34 | 1
2 Diversification | 2021 | 17 | 35 | 1
2 Diversification | 2021 | 17 | 35.6 | 1
2 Diversification | 2021 | 17 | 35.7 | 1
2 Diversification | 2021 | 17 | 36 | 2
2 Diversification | 2021 | 17 | 36.6 | 1
2 Diversification | 2021 | 17 | 36.8 | 1
2 Diversification | 2021 | 17 | 37.6 | 1
2 Diversification | 2021 | 17 | 38.1 | 1
2 Diversification | 2021 | 17 | 38.2 | 1
2 Diversification | 2021 | 17 | 38.6 | 1
2 Diversification | 2021 | 17 | 38.8 | 1
2 Diversification | 2021 | 17 | 39.6 | 1
2 Diversification | 2021 | 17 | 39.7 | 1
2 Diversification | 2021 | 17 | 39.9 | 1
2 Diversification | 2021 | 17 | 40.5 | 1
2 Diversification | 2021 | 17 | 41.2 | 1
2 Diversification | 2021 | 17 | 41.6 | 1
2 Diversification | 2021 | 17 | 41.9 | 1
2 Diversification | 2021 | 17 | 42.1 | 1
2 Diversification | 2021 | 17 | 42.8 | 1
2 Diversification | 2021 | 17 | 43 | 1
2 Diversification | 2021 | 17 | 43.1 | 1
2 Diversification | 2021 | 17 | 43.6 | 1
2 Diversification | 2021 | 17 | 43.9 | 1
2 Diversification | 2021 | 17 | 44.9 | 1
2 Diversification | 2021 | 17 | 45 | 2
2 Diversification | 2021 | 17 | 45.2 | 1
2 Diversification | 2021 | 17 | 45.4 | 1
2 Diversification | 2021 | 17 | 45.9 | 1
2 Diversification | 2021 | 17 | 46.3 | 1
2 Diversification | 2021 | 17 | 46.4 | 1
2 Diversification | 2021 | 17 | 48 | 1
2 Diversification | 2021 | 17 | 49 | 1
2 Diversification | 2021 | 17 | 49.9 | 2
2 Diversification | 2021 | 17 | 51.2 | 1
2 Diversification | 2021 | 17 | 51.6 | 1
2 Diversification | 2021 | 17 | 52 | 1
2 Diversification | 2021 | 17 | 52.3 | 1
2 Diversification | 2021 | 17 | 52.8 | 1
2 Diversification | 2021 | 17 | 52.9 | 1
2 Diversification | 2021 | 17 | 53.5 | 1
2 Diversification | 2021 | 17 | 56.3 | 1
2 Diversification | 2021 | 17 | 58.8 | 1
2 Diversification | 2021 | 17 | 60.1 | 1
2 Diversification | 2021 | 17 | 60.3 | 1
2 Diversification | 2021 | 17 | 64 | 1
2 Diversification | 2021 | 17 | 65 | 1
2 Diversification | 2021 | 17 | 66.7 | 1
2 Diversification | 2021 | 17 | 67 | 1
2 Diversification | 2021 | 17 | 70.8 | 1
2 Diversification | 2021 | 17 | 83.9 | 1
2 Diversification | 2021 | 17 | 89.4 | 1
2 Diversification | 2021 | 17 | 108.4 | 1
2 Diversification | 2021 | 18 | -115.3 | 1
2 Diversification | 2021 | 18 | -100.3 | 1
2 Diversification | 2021 | 18 | -86.1 | 1
2 Diversification | 2021 | 18 | -79.6 | 1
2 Diversification | 2021 | 18 | -77.4 | 1
2 Diversification | 2021 | 18 | -73.7 | 1
2 Diversification | 2021 | 18 | -72.2 | 1
2 Diversification | 2021 | 18 | -71.6 | 1
2 Diversification | 2021 | 18 | -66.4 | 1
2 Diversification | 2021 | 18 | -65.5 | 1
2 Diversification | 2021 | 18 | -62.9 | 1
2 Diversification | 2021 | 18 | -62.6 | 1
2 Diversification | 2021 | 18 | -60.4 | 1
2 Diversification | 2021 | 18 | -58.6 | 1
2 Diversification | 2021 | 18 | -58.4 | 1
2 Diversification | 2021 | 18 | -57.3 | 1
2 Diversification | 2021 | 18 | -56.6 | 1
2 Diversification | 2021 | 18 | -55.7 | 1
2 Diversification | 2021 | 18 | -54.5 | 1
2 Diversification | 2021 | 18 | -51.7 | 1
2 Diversification | 2021 | 18 | -51 | 1
2 Diversification | 2021 | 18 | -50.8 | 1
2 Diversification | 2021 | 18 | -49.2 | 1
2 Diversification | 2021 | 18 | -48.8 | 1
2 Diversification | 2021 | 18 | -47.4 | 1
2 Diversification | 2021 | 18 | -46.1 | 1
2 Diversification | 2021 | 18 | -45.4 | 1
2 Diversification | 2021 | 18 | -44.2 | 1
2 Diversification | 2021 | 18 | -41.3 | 1
2 Diversification | 2021 | 18 | -40.3 | 1
2 Diversification | 2021 | 18 | -40.2 | 1
2 Diversification | 2021 | 18 | -38.6 | 1
2 Diversification | 2021 | 18 | -38.2 | 1
2 Diversification | 2021 | 18 | -37.2 | 1
2 Diversification | 2021 | 18 | -35.6 | 1
2 Diversification | 2021 | 18 | -35.3 | 1
2 Diversification | 2021 | 18 | -34.7 | 2
2 Diversification | 2021 | 18 | -34.5 | 1
2 Diversification | 2021 | 18 | -33.5 | 1
2 Diversification | 2021 | 18 | -33.2 | 1
2 Diversification | 2021 | 18 | -33.1 | 1
2 Diversification | 2021 | 18 | -32.8 | 1
2 Diversification | 2021 | 18 | -32.6 | 2
2 Diversification | 2021 | 18 | -32.2 | 1
2 Diversification | 2021 | 18 | -31.6 | 1
2 Diversification | 2021 | 18 | -31.5 | 1
2 Diversification | 2021 | 18 | -31.1 | 1
2 Diversification | 2021 | 18 | -31 | 1
2 Diversification | 2021 | 18 | -29.9 | 1
2 Diversification | 2021 | 18 | -29.8 | 1
2 Diversification | 2021 | 18 | -29.7 | 1
2 Diversification | 2021 | 18 | -28.9 | 1
2 Diversification | 2021 | 18 | -28.3 | 1
2 Diversification | 2021 | 18 | -28.2 | 1
2 Diversification | 2021 | 18 | -27.9 | 1
2 Diversification | 2021 | 18 | -27.6 | 1
2 Diversification | 2021 | 18 | -27.4 | 1
2 Diversification | 2021 | 18 | -27 | 1
2 Diversification | 2021 | 18 | -26.8 | 1
2 Diversification | 2021 | 18 | -24.1 | 1
2 Diversification | 2021 | 18 | -21.2 | 1
2 Diversification | 2021 | 18 | -18.1 | 1
2 Diversification | 2021 | 18 | -10.4 | 1
2 Diversification | 2021 | 18 | 13.5 | 1
2 Diversification | 2021 | 18 | 17.4 | 1
2 Diversification | 2021 | 18 | 18.6 | 1
2 Diversification | 2021 | 18 | 19.8 | 1
2 Diversification | 2021 | 18 | 20.7 | 1
2 Diversification | 2021 | 18 | 20.9 | 1
2 Diversification | 2021 | 18 | 22.6 | 1
2 Diversification | 2021 | 18 | 24 | 1
2 Diversification | 2021 | 18 | 24.2 | 1
2 Diversification | 2021 | 18 | 24.4 | 2
2 Diversification | 2021 | 18 | 26.1 | 1
2 Diversification | 2021 | 18 | 27.2 | 1
2 Diversification | 2021 | 18 | 27.6 | 1
2 Diversification | 2021 | 18 | 27.7 | 1
2 Diversification | 2021 | 18 | 27.9 | 1
2 Diversification | 2021 | 18 | 28.1 | 1
2 Diversification | 2021 | 18 | 28.6 | 1
2 Diversification | 2021 | 18 | 29.3 | 1
2 Diversification | 2021 | 18 | 30 | 1
2 Diversification | 2021 | 18 | 30.5 | 1
2 Diversification | 2021 | 18 | 30.7 | 1
2 Diversification | 2021 | 18 | 31.6 | 1
2 Diversification | 2021 | 18 | 31.8 | 1
2 Diversification | 2021 | 18 | 32.1 | 1
2 Diversification | 2021 | 18 | 32.6 | 1
2 Diversification | 2021 | 18 | 33.7 | 1
2 Diversification | 2021 | 18 | 34.9 | 1
2 Diversification | 2021 | 18 | 35.5 | 1
2 Diversification | 2021 | 18 | 35.7 | 1
2 Diversification | 2021 | 18 | 36.5 | 1
2 Diversification | 2021 | 18 | 37.2 | 1
2 Diversification | 2021 | 18 | 38.1 | 1
2 Diversification | 2021 | 18 | 39.6 | 1
2 Diversification | 2021 | 18 | 40.9 | 1
2 Diversification | 2021 | 18 | 42.5 | 1
2 Diversification | 2021 | 18 | 43.6 | 2
2 Diversification | 2021 | 18 | 44.7 | 1
2 Diversification | 2021 | 18 | 48.9 | 1
2 Diversification | 2021 | 18 | 50.8 | 1
2 Diversification | 2021 | 18 | 54.1 | 1
2 Diversification | 2021 | 18 | 56.7 | 1
2 Diversification | 2021 | 18 | 57 | 1
2 Diversification | 2021 | 18 | 57.2 | 1
2 Diversification | 2021 | 18 | 58.1 | 1
2 Diversification | 2021 | 18 | 60.7 | 1
2 Diversification | 2021 | 18 | 63.9 | 1
2 Diversification | 2021 | 18 | 64.4 | 1
2 Diversification | 2021 | 18 | 71.1 | 1
2 Diversification | 2021 | 18 | 77.8 | 1
2 Diversification | 2021 | 18 | 79.4 | 1
2 Diversification | 2021 | 18 | 80 | 1
2 Diversification | 2021 | 18 | 81 | 1
2 Diversification | 2021 | 18 | 82.2 | 1
2 Diversification | 2021 | 18 | 91.3 | 1
2 Diversification | 2021 | 18 | 111.7 | 1
2 Diversification | 2021 | 19 | -81.5 | 1
2 Diversification | 2021 | 19 | -79.1 | 1
2 Diversification | 2021 | 19 | -78.1 | 1
2 Diversification | 2021 | 19 | -77.5 | 1
2 Diversification | 2021 | 19 | -76.4 | 1
2 Diversification | 2021 | 19 | -73.8 | 1
2 Diversification | 2021 | 19 | -71.7 | 1
2 Diversification | 2021 | 19 | -69.1 | 1
2 Diversification | 2021 | 19 | -65.3 | 1
2 Diversification | 2021 | 19 | -62.8 | 1
2 Diversification | 2021 | 19 | -60.8 | 1
2 Diversification | 2021 | 19 | -60.3 | 1
2 Diversification | 2021 | 19 | -60.2 | 1
2 Diversification | 2021 | 19 | -57.9 | 1
2 Diversification | 2021 | 19 | -57.1 | 1
2 Diversification | 2021 | 19 | -56 | 1
2 Diversification | 2021 | 19 | -54.5 | 1
2 Diversification | 2021 | 19 | -53.2 | 1
2 Diversification | 2021 | 19 | -51.6 | 1
2 Diversification | 2021 | 19 | -50.9 | 1
2 Diversification | 2021 | 19 | -50.8 | 1
2 Diversification | 2021 | 19 | -50 | 2
2 Diversification | 2021 | 19 | -49.7 | 1
2 Diversification | 2021 | 19 | -49.3 | 1
2 Diversification | 2021 | 19 | -48 | 1
2 Diversification | 2021 | 19 | -47.7 | 1
2 Diversification | 2021 | 19 | -46.4 | 1
2 Diversification | 2021 | 19 | -43.3 | 1
2 Diversification | 2021 | 19 | -42.1 | 1
2 Diversification | 2021 | 19 | -39.7 | 1
2 Diversification | 2021 | 19 | -38 | 1
2 Diversification | 2021 | 19 | -37.8 | 1
2 Diversification | 2021 | 19 | -37.2 | 1
2 Diversification | 2021 | 19 | -37.1 | 1
2 Diversification | 2021 | 19 | -36.8 | 1
2 Diversification | 2021 | 19 | -36.6 | 1
2 Diversification | 2021 | 19 | -34.6 | 1
2 Diversification | 2021 | 19 | -34.1 | 1
2 Diversification | 2021 | 19 | -32.3 | 1
2 Diversification | 2021 | 19 | -31.8 | 1
2 Diversification | 2021 | 19 | -31.6 | 1
2 Diversification | 2021 | 19 | -31.2 | 1
2 Diversification | 2021 | 19 | -30.2 | 1
2 Diversification | 2021 | 19 | -29 | 1
2 Diversification | 2021 | 19 | -28.7 | 1
2 Diversification | 2021 | 19 | -28.6 | 1
2 Diversification | 2021 | 19 | -27.6 | 1
2 Diversification | 2021 | 19 | -22.5 | 1
2 Diversification | 2021 | 19 | -21.3 | 2
2 Diversification | 2021 | 19 | -17 | 1
2 Diversification | 2021 | 19 | 14.6 | 1
2 Diversification | 2021 | 19 | 14.7 | 1
2 Diversification | 2021 | 19 | 17.5 | 1
2 Diversification | 2021 | 19 | 18.8 | 1
2 Diversification | 2021 | 19 | 19.9 | 1
2 Diversification | 2021 | 19 | 20.8 | 1
2 Diversification | 2021 | 19 | 23.6 | 1
2 Diversification | 2021 | 19 | 23.7 | 1
2 Diversification | 2021 | 19 | 23.8 | 1
2 Diversification | 2021 | 19 | 24.1 | 1
2 Diversification | 2021 | 19 | 24.3 | 1
2 Diversification | 2021 | 19 | 25.4 | 1
2 Diversification | 2021 | 19 | 28.2 | 1
2 Diversification | 2021 | 19 | 28.7 | 1
2 Diversification | 2021 | 19 | 30.2 | 1
2 Diversification | 2021 | 19 | 30.7 | 1
2 Diversification | 2021 | 19 | 32.4 | 1
2 Diversification | 2021 | 19 | 33.2 | 1
2 Diversification | 2021 | 19 | 33.7 | 1
2 Diversification | 2021 | 19 | 34.7 | 1
2 Diversification | 2021 | 19 | 35.7 | 1
2 Diversification | 2021 | 19 | 35.8 | 1
2 Diversification | 2021 | 19 | 37 | 1
2 Diversification | 2021 | 19 | 37.6 | 1
2 Diversification | 2021 | 19 | 37.8 | 1
2 Diversification | 2021 | 19 | 37.9 | 1
2 Diversification | 2021 | 19 | 38.2 | 1
2 Diversification | 2021 | 19 | 38.3 | 1
2 Diversification | 2021 | 19 | 38.4 | 1
2 Diversification | 2021 | 19 | 40.1 | 1
2 Diversification | 2021 | 19 | 41.1 | 1
2 Diversification | 2021 | 19 | 41.6 | 1
2 Diversification | 2021 | 19 | 42.4 | 1
2 Diversification | 2021 | 19 | 42.5 | 1
2 Diversification | 2021 | 19 | 42.8 | 1
2 Diversification | 2021 | 19 | 43.1 | 1
2 Diversification | 2021 | 19 | 43.2 | 1
2 Diversification | 2021 | 19 | 43.5 | 1
2 Diversification | 2021 | 19 | 44.8 | 2
2 Diversification | 2021 | 19 | 45 | 1
2 Diversification | 2021 | 19 | 45.9 | 1
2 Diversification | 2021 | 19 | 46.7 | 1
2 Diversification | 2021 | 19 | 46.8 | 1
2 Diversification | 2021 | 19 | 47 | 1
2 Diversification | 2021 | 19 | 47.4 | 1
2 Diversification | 2021 | 19 | 47.7 | 1
2 Diversification | 2021 | 19 | 49 | 1
2 Diversification | 2021 | 19 | 51.6 | 1
2 Diversification | 2021 | 19 | 52.7 | 1
2 Diversification | 2021 | 19 | 53.7 | 1
2 Diversification | 2021 | 19 | 57.3 | 1
2 Diversification | 2021 | 19 | 62.7 | 1
2 Diversification | 2021 | 19 | 62.8 | 1
2 Diversification | 2021 | 19 | 74.6 | 1
2 Diversification | 2021 | 19 | 79 | 1
2 Diversification | 2021 | 19 | 98.3 | 1
2 Diversification | 2021 | 19 | 100.2 | 1
2 Diversification | 2021 | 20 | -150.4 | 1
2 Diversification | 2021 | 20 | -115.6 | 1
2 Diversification | 2021 | 20 | -112.6 | 1
2 Diversification | 2021 | 20 | -91.3 | 1
2 Diversification | 2021 | 20 | -85.9 | 1
2 Diversification | 2021 | 20 | -82.8 | 1
2 Diversification | 2021 | 20 | -81.3 | 1
2 Diversification | 2021 | 20 | -72.8 | 1
2 Diversification | 2021 | 20 | -71.8 | 1
2 Diversification | 2021 | 20 | -68.2 | 1
2 Diversification | 2021 | 20 | -64.9 | 1
2 Diversification | 2021 | 20 | -63.6 | 1
2 Diversification | 2021 | 20 | -61.7 | 1
2 Diversification | 2021 | 20 | -58.1 | 1
2 Diversification | 2021 | 20 | -52.7 | 1
2 Diversification | 2021 | 20 | -50.1 | 1
2 Diversification | 2021 | 20 | -48.1 | 1
2 Diversification | 2021 | 20 | -47.4 | 1
2 Diversification | 2021 | 20 | -46.2 | 1
2 Diversification | 2021 | 20 | -45.6 | 1
2 Diversification | 2021 | 20 | -45.1 | 1
2 Diversification | 2021 | 20 | -44.6 | 2
2 Diversification | 2021 | 20 | -44 | 1
2 Diversification | 2021 | 20 | -43.6 | 1
2 Diversification | 2021 | 20 | -42.2 | 1
2 Diversification | 2021 | 20 | -42.1 | 1
2 Diversification | 2021 | 20 | -42 | 1
2 Diversification | 2021 | 20 | -40.7 | 1
2 Diversification | 2021 | 20 | -39.6 | 2
2 Diversification | 2021 | 20 | -38.9 | 1
2 Diversification | 2021 | 20 | -38.6 | 1
2 Diversification | 2021 | 20 | -37.3 | 1
2 Diversification | 2021 | 20 | -36.2 | 1
2 Diversification | 2021 | 20 | -36 | 1
2 Diversification | 2021 | 20 | -35.7 | 1
2 Diversification | 2021 | 20 | -35.1 | 2
2 Diversification | 2021 | 20 | -34.9 | 1
2 Diversification | 2021 | 20 | -33.2 | 1
2 Diversification | 2021 | 20 | -33 | 1
2 Diversification | 2021 | 20 | -31.4 | 1
2 Diversification | 2021 | 20 | -30.9 | 1
2 Diversification | 2021 | 20 | -29.8 | 1
2 Diversification | 2021 | 20 | -28.4 | 1
2 Diversification | 2021 | 20 | -27.3 | 1
2 Diversification | 2021 | 20 | -26.9 | 1
2 Diversification | 2021 | 20 | -26.3 | 1
2 Diversification | 2021 | 20 | -25.9 | 1
2 Diversification | 2021 | 20 | -24.4 | 1
2 Diversification | 2021 | 20 | -23.6 | 1
2 Diversification | 2021 | 20 | -23.3 | 1
2 Diversification | 2021 | 20 | -17 | 1
2 Diversification | 2021 | 20 | 15.7 | 1
2 Diversification | 2021 | 20 | 17.1 | 1
2 Diversification | 2021 | 20 | 17.8 | 1
2 Diversification | 2021 | 20 | 20.2 | 2
2 Diversification | 2021 | 20 | 22.2 | 1
2 Diversification | 2021 | 20 | 23.9 | 1
2 Diversification | 2021 | 20 | 26.4 | 1
2 Diversification | 2021 | 20 | 28.3 | 1
2 Diversification | 2021 | 20 | 28.5 | 1
2 Diversification | 2021 | 20 | 28.8 | 1
2 Diversification | 2021 | 20 | 29.1 | 1
2 Diversification | 2021 | 20 | 29.9 | 1
2 Diversification | 2021 | 20 | 30.5 | 1
2 Diversification | 2021 | 20 | 32.5 | 1
2 Diversification | 2021 | 20 | 34.5 | 1
2 Diversification | 2021 | 20 | 34.8 | 1
2 Diversification | 2021 | 20 | 35.7 | 1
2 Diversification | 2021 | 20 | 36.1 | 1
2 Diversification | 2021 | 20 | 36.7 | 1
2 Diversification | 2021 | 20 | 37.9 | 1
2 Diversification | 2021 | 20 | 38.2 | 1
2 Diversification | 2021 | 20 | 38.3 | 1
2 Diversification | 2021 | 20 | 38.6 | 1
2 Diversification | 2021 | 20 | 39 | 1
2 Diversification | 2021 | 20 | 39.5 | 1
2 Diversification | 2021 | 20 | 40 | 1
2 Diversification | 2021 | 20 | 40.4 | 1
2 Diversification | 2021 | 20 | 43.3 | 1
2 Diversification | 2021 | 20 | 43.4 | 1
2 Diversification | 2021 | 20 | 44 | 1
2 Diversification | 2021 | 20 | 45.6 | 1
2 Diversification | 2021 | 20 | 45.7 | 1
2 Diversification | 2021 | 20 | 46 | 1
2 Diversification | 2021 | 20 | 47 | 1
2 Diversification | 2021 | 20 | 48.2 | 1
2 Diversification | 2021 | 20 | 48.4 | 1
2 Diversification | 2021 | 20 | 50.6 | 1
2 Diversification | 2021 | 20 | 51.1 | 1
2 Diversification | 2021 | 20 | 52.6 | 1
2 Diversification | 2021 | 20 | 52.7 | 1
2 Diversification | 2021 | 20 | 53.9 | 1
2 Diversification | 2021 | 20 | 55.5 | 1
2 Diversification | 2021 | 20 | 58.1 | 1
2 Diversification | 2021 | 20 | 65 | 1
2 Diversification | 2021 | 20 | 71.3 | 1
2 Diversification | 2021 | 20 | 79.8 | 1
2 Diversification | 2021 | 20 | 82.8 | 1
2 Diversification | 2021 | 21 | -179.9 | 1
2 Diversification | 2021 | 21 | -93 | 1
2 Diversification | 2021 | 21 | -83.3 | 1
2 Diversification | 2021 | 21 | -77.4 | 1
2 Diversification | 2021 | 21 | -68.1 | 1
2 Diversification | 2021 | 21 | -67.3 | 1
2 Diversification | 2021 | 21 | -64.6 | 1
2 Diversification | 2021 | 21 | -60.6 | 1
2 Diversification | 2021 | 21 | -58.1 | 1
2 Diversification | 2021 | 21 | -55.9 | 1
2 Diversification | 2021 | 21 | -50.7 | 1
2 Diversification | 2021 | 21 | -50 | 1
2 Diversification | 2021 | 21 | -49.1 | 1
2 Diversification | 2021 | 21 | -46.6 | 1
2 Diversification | 2021 | 21 | -46.2 | 1
2 Diversification | 2021 | 21 | -45.1 | 1
2 Diversification | 2021 | 21 | -42.2 | 2
2 Diversification | 2021 | 21 | -41.4 | 1
2 Diversification | 2021 | 21 | -39.8 | 1
2 Diversification | 2021 | 21 | -39 | 1
2 Diversification | 2021 | 21 | -37.4 | 1
2 Diversification | 2021 | 21 | -37.3 | 1
2 Diversification | 2021 | 21 | -36.6 | 1
2 Diversification | 2021 | 21 | -36.1 | 1
2 Diversification | 2021 | 21 | -33.9 | 1
2 Diversification | 2021 | 21 | -33.7 | 1
2 Diversification | 2021 | 21 | -33.6 | 1
2 Diversification | 2021 | 21 | -32.9 | 1
2 Diversification | 2021 | 21 | -31.8 | 1
2 Diversification | 2021 | 21 | -29.7 | 1
2 Diversification | 2021 | 21 | -28.8 | 1
2 Diversification | 2021 | 21 | -28.6 | 1
2 Diversification | 2021 | 21 | -27.5 | 1
2 Diversification | 2021 | 21 | -26.2 | 1
2 Diversification | 2021 | 21 | -26 | 1
2 Diversification | 2021 | 21 | -25.6 | 1
2 Diversification | 2021 | 21 | -24.4 | 1
2 Diversification | 2021 | 21 | -24.2 | 1
2 Diversification | 2021 | 21 | -19.4 | 1
2 Diversification | 2021 | 21 | -18.7 | 1
2 Diversification | 2021 | 21 | 19 | 1
2 Diversification | 2021 | 21 | 21.1 | 2
2 Diversification | 2021 | 21 | 21.6 | 1
2 Diversification | 2021 | 21 | 24.7 | 1
2 Diversification | 2021 | 21 | 24.8 | 1
2 Diversification | 2021 | 21 | 25.3 | 1
2 Diversification | 2021 | 21 | 25.4 | 1
2 Diversification | 2021 | 21 | 25.8 | 2
2 Diversification | 2021 | 21 | 26.3 | 1
2 Diversification | 2021 | 21 | 31.3 | 1
2 Diversification | 2021 | 21 | 31.6 | 1
2 Diversification | 2021 | 21 | 31.9 | 1
2 Diversification | 2021 | 21 | 32.9 | 1
2 Diversification | 2021 | 21 | 33 | 1
2 Diversification | 2021 | 21 | 35.3 | 1
2 Diversification | 2021 | 21 | 36.9 | 1
2 Diversification | 2021 | 21 | 38.3 | 1
2 Diversification | 2021 | 21 | 39.3 | 1
2 Diversification | 2021 | 21 | 39.4 | 1
2 Diversification | 2021 | 21 | 40 | 1
2 Diversification | 2021 | 21 | 40.3 | 1
2 Diversification | 2021 | 21 | 40.4 | 1
2 Diversification | 2021 | 21 | 40.6 | 1
2 Diversification | 2021 | 21 | 41.5 | 1
2 Diversification | 2021 | 21 | 42.5 | 1
2 Diversification | 2021 | 21 | 42.6 | 1
2 Diversification | 2021 | 21 | 42.9 | 1
2 Diversification | 2021 | 21 | 43 | 1
2 Diversification | 2021 | 21 | 43.6 | 1
2 Diversification | 2021 | 21 | 44.6 | 1
2 Diversification | 2021 | 21 | 45.5 | 1
2 Diversification | 2021 | 21 | 47.1 | 2
2 Diversification | 2021 | 21 | 48.6 | 1
2 Diversification | 2021 | 21 | 49.8 | 1
2 Diversification | 2021 | 21 | 51.9 | 1
2 Diversification | 2021 | 21 | 52.8 | 1
2 Diversification | 2021 | 21 | 53.1 | 1
2 Diversification | 2021 | 21 | 54.5 | 1
2 Diversification | 2021 | 21 | 59.5 | 1
2 Diversification | 2021 | 21 | 60.1 | 1
2 Diversification | 2021 | 21 | 62.5 | 1
2 Diversification | 2021 | 21 | 63.6 | 1
2 Diversification | 2021 | 21 | 64.2 | 1
2 Diversification | 2021 | 21 | 65.2 | 1
2 Diversification | 2021 | 21 | 72.3 | 1
2 Diversification | 2021 | 21 | 73.3 | 1
2 Diversification | 2021 | 21 | 81.8 | 1
2 Diversification | 2021 | 21 | 84.8 | 1
2 Diversification | 2021 | 22 | -100.9 | 1
2 Diversification | 2021 | 22 | -90.2 | 1
2 Diversification | 2021 | 22 | -83.8 | 1
2 Diversification | 2021 | 22 | -83.3 | 1
2 Diversification | 2021 | 22 | -83.2 | 1
2 Diversification | 2021 | 22 | -78.1 | 1
2 Diversification | 2021 | 22 | -75 | 1
2 Diversification | 2021 | 22 | -71 | 1
2 Diversification | 2021 | 22 | -64.3 | 2
2 Diversification | 2021 | 22 | -63.6 | 1
2 Diversification | 2021 | 22 | -59.6 | 1
2 Diversification | 2021 | 22 | -58.3 | 1
2 Diversification | 2021 | 22 | -51.2 | 1
2 Diversification | 2021 | 22 | -51.1 | 1
2 Diversification | 2021 | 22 | -41.7 | 1
2 Diversification | 2021 | 22 | -41.2 | 1
2 Diversification | 2021 | 22 | -40.9 | 1
2 Diversification | 2021 | 22 | -40.4 | 1
2 Diversification | 2021 | 22 | -40.2 | 1
2 Diversification | 2021 | 22 | -39.4 | 1
2 Diversification | 2021 | 22 | -32.7 | 1
2 Diversification | 2021 | 22 | -32.4 | 1
2 Diversification | 2021 | 22 | -30.8 | 1
2 Diversification | 2021 | 22 | -30.3 | 1
2 Diversification | 2021 | 22 | -27.9 | 1
2 Diversification | 2021 | 22 | -25.2 | 1
2 Diversification | 2021 | 22 | -24.6 | 2
2 Diversification | 2021 | 22 | -23.3 | 1
2 Diversification | 2021 | 22 | -22.6 | 1
2 Diversification | 2021 | 22 | -19.1 | 1
2 Diversification | 2021 | 22 | 19.3 | 1
2 Diversification | 2021 | 22 | 21.6 | 1
2 Diversification | 2021 | 22 | 22.3 | 1
2 Diversification | 2021 | 22 | 26.1 | 1
2 Diversification | 2021 | 22 | 27.5 | 1
2 Diversification | 2021 | 22 | 29.3 | 1
2 Diversification | 2021 | 22 | 29.4 | 1
2 Diversification | 2021 | 22 | 29.5 | 1
2 Diversification | 2021 | 22 | 29.7 | 1
2 Diversification | 2021 | 22 | 30 | 1
2 Diversification | 2021 | 22 | 30.5 | 1
2 Diversification | 2021 | 22 | 31.1 | 1
2 Diversification | 2021 | 22 | 32.5 | 1
2 Diversification | 2021 | 22 | 32.6 | 1
2 Diversification | 2021 | 22 | 35.6 | 1
2 Diversification | 2021 | 22 | 38.9 | 1
2 Diversification | 2021 | 22 | 42.7 | 1
2 Diversification | 2021 | 22 | 43.8 | 1
2 Diversification | 2021 | 22 | 45.4 | 1
2 Diversification | 2021 | 22 | 46 | 1
2 Diversification | 2021 | 22 | 46.3 | 1
2 Diversification | 2021 | 22 | 49.3 | 1
2 Diversification | 2021 | 22 | 51.1 | 1
2 Diversification | 2021 | 22 | 51.8 | 1
2 Diversification | 2021 | 22 | 55.5 | 1
2 Diversification | 2021 | 22 | 55.8 | 1
2 Diversification | 2021 | 22 | 57.5 | 1
2 Diversification | 2021 | 22 | 60.2 | 1
2 Diversification | 2021 | 22 | 64.6 | 1
2 Diversification | 2021 | 22 | 68.9 | 1
2 Diversification | 2021 | 22 | 97 | 1
2 Diversification | 2021 | 22 | 103.6 | 1
2 Diversification | 2021 | 23 | -94.6 | 1
2 Diversification | 2021 | 23 | -89.1 | 1
2 Diversification | 2021 | 23 | -85.9 | 1
2 Diversification | 2021 | 23 | -75.9 | 1
2 Diversification | 2021 | 23 | -74.4 | 1
2 Diversification | 2021 | 23 | -73.7 | 1
2 Diversification | 2021 | 23 | -71.7 | 1
2 Diversification | 2021 | 23 | -69.9 | 1
2 Diversification | 2021 | 23 | -68.5 | 1
2 Diversification | 2021 | 23 | -64.1 | 1
2 Diversification | 2021 | 23 | -63.7 | 1
2 Diversification | 2021 | 23 | -60.6 | 1
2 Diversification | 2021 | 23 | -55.4 | 1
2 Diversification | 2021 | 23 | -54.7 | 1
2 Diversification | 2021 | 23 | -53.7 | 1
2 Diversification | 2021 | 23 | -50.7 | 1
2 Diversification | 2021 | 23 | -50.4 | 1
2 Diversification | 2021 | 23 | -50.3 | 1
2 Diversification | 2021 | 23 | -50 | 1
2 Diversification | 2021 | 23 | -48.8 | 1
2 Diversification | 2021 | 23 | -47.7 | 1
2 Diversification | 2021 | 23 | -47.2 | 1
2 Diversification | 2021 | 23 | -46.6 | 1
2 Diversification | 2021 | 23 | -45.6 | 1
2 Diversification | 2021 | 23 | -44.7 | 1
2 Diversification | 2021 | 23 | -43.7 | 1
2 Diversification | 2021 | 23 | -41.8 | 1
2 Diversification | 2021 | 23 | -34.7 | 1
2 Diversification | 2021 | 23 | -31.9 | 1
2 Diversification | 2021 | 23 | -31.7 | 1
2 Diversification | 2021 | 23 | -28.3 | 1
2 Diversification | 2021 | 23 | -27.6 | 1
2 Diversification | 2021 | 23 | -24.8 | 1
2 Diversification | 2021 | 23 | -22 | 1
2 Diversification | 2021 | 23 | -21.5 | 1
2 Diversification | 2021 | 23 | -15.8 | 1
2 Diversification | 2021 | 23 | 23.6 | 1
2 Diversification | 2021 | 23 | 25.6 | 1
2 Diversification | 2021 | 23 | 26.8 | 1
2 Diversification | 2021 | 23 | 28.5 | 2
2 Diversification | 2021 | 23 | 29 | 1
2 Diversification | 2021 | 23 | 31.3 | 1
2 Diversification | 2021 | 23 | 33.1 | 1
2 Diversification | 2021 | 23 | 34 | 1
2 Diversification | 2021 | 23 | 34.9 | 1
2 Diversification | 2021 | 23 | 35.5 | 1
2 Diversification | 2021 | 23 | 36 | 1
2 Diversification | 2021 | 23 | 41 | 1
2 Diversification | 2021 | 23 | 41.1 | 1
2 Diversification | 2021 | 23 | 41.2 | 1
2 Diversification | 2021 | 23 | 41.7 | 1
2 Diversification | 2021 | 23 | 42.4 | 1
2 Diversification | 2021 | 23 | 42.8 | 1
2 Diversification | 2021 | 23 | 44 | 1
2 Diversification | 2021 | 23 | 46.8 | 1
2 Diversification | 2021 | 23 | 47.3 | 1
2 Diversification | 2021 | 23 | 48.3 | 1
2 Diversification | 2021 | 23 | 49.7 | 1
2 Diversification | 2021 | 23 | 51 | 2
2 Diversification | 2021 | 23 | 54.2 | 2
2 Diversification | 2021 | 23 | 56.5 | 1
2 Diversification | 2021 | 23 | 61.8 | 1
2 Diversification | 2021 | 23 | 64.2 | 1
2 Diversification | 2021 | 23 | 66.7 | 1
2 Diversification | 2021 | 23 | 69.3 | 1
2 Diversification | 2021 | 23 | 90.2 | 1
2 Diversification | 2021 | 23 | 223 | 1
2 Diversification | 2021 | 24 | -231.2 | 1
2 Diversification | 2021 | 24 | -86.2 | 1
2 Diversification | 2021 | 24 | -83.6 | 1
2 Diversification | 2021 | 24 | -82.2 | 1
2 Diversification | 2021 | 24 | -73.5 | 1
2 Diversification | 2021 | 24 | -73.1 | 1
2 Diversification | 2021 | 24 | -72.3 | 1
2 Diversification | 2021 | 24 | -62 | 1
2 Diversification | 2021 | 24 | -61.1 | 1
2 Diversification | 2021 | 24 | -58.5 | 1
2 Diversification | 2021 | 24 | -58.1 | 1
2 Diversification | 2021 | 24 | -57.1 | 1
2 Diversification | 2021 | 24 | -55.1 | 1
2 Diversification | 2021 | 24 | -54.1 | 1
2 Diversification | 2021 | 24 | -54 | 1
2 Diversification | 2021 | 24 | -47.4 | 1
2 Diversification | 2021 | 24 | -46.5 | 1
2 Diversification | 2021 | 24 | -46.4 | 1
2 Diversification | 2021 | 24 | -43.3 | 1
2 Diversification | 2021 | 24 | -43.2 | 1
2 Diversification | 2021 | 24 | -36.3 | 1
2 Diversification | 2021 | 24 | -31.3 | 1
2 Diversification | 2021 | 24 | -31 | 1
2 Diversification | 2021 | 24 | -27.7 | 1
2 Diversification | 2021 | 24 | -22.8 | 1
2 Diversification | 2021 | 24 | -16.8 | 1
2 Diversification | 2021 | 24 | 21.7 | 1
2 Diversification | 2021 | 24 | 22 | 1
2 Diversification | 2021 | 24 | 22.2 | 1
2 Diversification | 2021 | 24 | 25.8 | 1
2 Diversification | 2021 | 24 | 33.3 | 1
2 Diversification | 2021 | 24 | 34.1 | 1
2 Diversification | 2021 | 24 | 34.7 | 1
2 Diversification | 2021 | 24 | 35.2 | 1
2 Diversification | 2021 | 24 | 36.4 | 1
2 Diversification | 2021 | 24 | 38.6 | 1
2 Diversification | 2021 | 24 | 40.2 | 1
2 Diversification | 2021 | 24 | 40.3 | 1
2 Diversification | 2021 | 24 | 41.4 | 1
2 Diversification | 2021 | 24 | 42 | 1
2 Diversification | 2021 | 24 | 42.1 | 1
2 Diversification | 2021 | 24 | 44.5 | 1
2 Diversification | 2021 | 24 | 46.2 | 1
2 Diversification | 2021 | 24 | 48.5 | 1
2 Diversification | 2021 | 24 | 49.1 | 1
2 Diversification | 2021 | 24 | 50.2 | 1
2 Diversification | 2021 | 24 | 55.2 | 1
2 Diversification | 2021 | 24 | 58.3 | 1
2 Diversification | 2021 | 24 | 71.4 | 1
2 Diversification | 2021 | 24 | 77.3 | 1
2 Diversification | 2021 | 24 | 78 | 1
2 Diversification | 2021 | 24 | 81.6 | 1
2 Diversification | 2021 | 24 | 83.8 | 1
2 Diversification | 2021 | 24 | 101.8 | 1
2 Diversification | 2021 | 24 | 103.6 | 1
2 Diversification | 2021 | 25 | -151 | 1
2 Diversification | 2021 | 25 | -131.3 | 1
2 Diversification | 2021 | 25 | -103.8 | 1
2 Diversification | 2021 | 25 | -77.6 | 1
2 Diversification | 2021 | 25 | -75.1 | 1
2 Diversification | 2021 | 25 | -66.8 | 1
2 Diversification | 2021 | 25 | -60.2 | 1
2 Diversification | 2021 | 25 | -57.8 | 1
2 Diversification | 2021 | 25 | -57.3 | 1
2 Diversification | 2021 | 25 | -55.9 | 1
2 Diversification | 2021 | 25 | -54.9 | 1
2 Diversification | 2021 | 25 | -53.9 | 1
2 Diversification | 2021 | 25 | -53.1 | 1
2 Diversification | 2021 | 25 | -53 | 1
2 Diversification | 2021 | 25 | -48.5 | 1
2 Diversification | 2021 | 25 | -41.7 | 1
2 Diversification | 2021 | 25 | -41.5 | 1
2 Diversification | 2021 | 25 | -41.1 | 1
2 Diversification | 2021 | 25 | -39.8 | 1
2 Diversification | 2021 | 25 | -38.1 | 1
2 Diversification | 2021 | 25 | -37.8 | 1
2 Diversification | 2021 | 25 | -35.3 | 1
2 Diversification | 2021 | 25 | -35 | 1
2 Diversification | 2021 | 25 | -33.8 | 1
2 Diversification | 2021 | 25 | -33.3 | 1
2 Diversification | 2021 | 25 | -31.5 | 1
2 Diversification | 2021 | 25 | -30.2 | 1
2 Diversification | 2021 | 25 | -29.2 | 1
2 Diversification | 2021 | 25 | -23.9 | 1
2 Diversification | 2021 | 25 | 20.2 | 1
2 Diversification | 2021 | 25 | 24.2 | 1
2 Diversification | 2021 | 25 | 25.1 | 1
2 Diversification | 2021 | 25 | 26 | 1
2 Diversification | 2021 | 25 | 27.6 | 1
2 Diversification | 2021 | 25 | 30.4 | 1
2 Diversification | 2021 | 25 | 33.5 | 1
2 Diversification | 2021 | 25 | 34.8 | 1
2 Diversification | 2021 | 25 | 35.5 | 1
2 Diversification | 2021 | 25 | 35.7 | 1
2 Diversification | 2021 | 25 | 36.3 | 1
2 Diversification | 2021 | 25 | 36.5 | 1
2 Diversification | 2021 | 25 | 37.3 | 1
2 Diversification | 2021 | 25 | 40.4 | 1
2 Diversification | 2021 | 25 | 41.8 | 1
2 Diversification | 2021 | 25 | 44.3 | 1
2 Diversification | 2021 | 25 | 45.6 | 1
2 Diversification | 2021 | 25 | 46 | 1
2 Diversification | 2021 | 25 | 46.5 | 1
2 Diversification | 2021 | 25 | 52.7 | 1
2 Diversification | 2021 | 25 | 56.3 | 1
2 Diversification | 2021 | 25 | 57.6 | 1
2 Diversification | 2021 | 25 | 58.4 | 1
2 Diversification | 2021 | 25 | 58.9 | 1
2 Diversification | 2021 | 25 | 63.6 | 1
2 Diversification | 2021 | 25 | 66.2 | 1
2 Diversification | 2021 | 25 | 68.1 | 1
2 Diversification | 2021 | 25 | 76.5 | 1
2 Diversification | 2021 | 25 | 80.6 | 1
2 Diversification | 2021 | 25 | 85.4 | 1
2 Diversification | 2021 | 25 | 93.3 | 1
2 Diversification | 2021 | 26 | -93.2 | 1
2 Diversification | 2021 | 26 | -73.1 | 1
2 Diversification | 2021 | 26 | -68.4 | 1
2 Diversification | 2021 | 26 | -60.6 | 1
2 Diversification | 2021 | 26 | -54.9 | 1
2 Diversification | 2021 | 26 | -54.1 | 1
2 Diversification | 2021 | 26 | -46.4 | 1
2 Diversification | 2021 | 26 | -43.7 | 1
2 Diversification | 2021 | 26 | -41.2 | 1
2 Diversification | 2021 | 26 | -39.5 | 1
2 Diversification | 2021 | 26 | -38.7 | 1
2 Diversification | 2021 | 26 | -38.1 | 1
2 Diversification | 2021 | 26 | -35.1 | 1
2 Diversification | 2021 | 26 | -32.8 | 1
2 Diversification | 2021 | 26 | -32.4 | 1
2 Diversification | 2021 | 26 | -25.2 | 1
2 Diversification | 2021 | 26 | -20.8 | 1
2 Diversification | 2021 | 26 | 23.6 | 1
2 Diversification | 2021 | 26 | 28 | 1
2 Diversification | 2021 | 26 | 33.5 | 1
2 Diversification | 2021 | 26 | 34.9 | 1
2 Diversification | 2021 | 26 | 38.7 | 1
2 Diversification | 2021 | 26 | 39.8 | 1
2 Diversification | 2021 | 26 | 41.5 | 1
2 Diversification | 2021 | 26 | 43.7 | 1
2 Diversification | 2021 | 26 | 44.3 | 1
2 Diversification | 2021 | 26 | 46.6 | 1
2 Diversification | 2021 | 26 | 49.1 | 1
2 Diversification | 2021 | 26 | 49.2 | 1
2 Diversification | 2021 | 26 | 51.9 | 1
2 Diversification | 2021 | 26 | 54.2 | 1
2 Diversification | 2021 | 26 | 58.3 | 1
2 Diversification | 2021 | 26 | 69.4 | 1
2 Diversification | 2021 | 26 | 73.6 | 1
2 Diversification | 2021 | 26 | 73.9 | 1
2 Diversification | 2021 | 26 | 93 | 1
2 Diversification | 2021 | 27 | -122.4 | 1
2 Diversification | 2021 | 27 | -121.5 | 1
2 Diversification | 2021 | 27 | -82.7 | 1
2 Diversification | 2021 | 27 | -79.7 | 1
2 Diversification | 2021 | 27 | -76.4 | 1
2 Diversification | 2021 | 27 | -68.3 | 1
2 Diversification | 2021 | 27 | -66.6 | 1
2 Diversification | 2021 | 27 | -64.6 | 2
2 Diversification | 2021 | 27 | -62.5 | 1
2 Diversification | 2021 | 27 | -61.3 | 1
2 Diversification | 2021 | 27 | -57.9 | 1
2 Diversification | 2021 | 27 | -57.7 | 1
2 Diversification | 2021 | 27 | -53.7 | 1
2 Diversification | 2021 | 27 | -49.4 | 1
2 Diversification | 2021 | 27 | -49.2 | 1
2 Diversification | 2021 | 27 | -48.6 | 1
2 Diversification | 2021 | 27 | -47.9 | 1
2 Diversification | 2021 | 27 | -46.6 | 1
2 Diversification | 2021 | 27 | -45.5 | 1
2 Diversification | 2021 | 27 | -43.9 | 1
2 Diversification | 2021 | 27 | -32.6 | 1
2 Diversification | 2021 | 27 | -32.1 | 1
2 Diversification | 2021 | 27 | -27.2 | 1
2 Diversification | 2021 | 27 | -23.6 | 1
2 Diversification | 2021 | 27 | 29.9 | 1
2 Diversification | 2021 | 27 | 31.8 | 1
2 Diversification | 2021 | 27 | 32.2 | 1
2 Diversification | 2021 | 27 | 35.8 | 1
2 Diversification | 2021 | 27 | 36.1 | 1
2 Diversification | 2021 | 27 | 37.1 | 1
2 Diversification | 2021 | 27 | 37.9 | 1
2 Diversification | 2021 | 27 | 39.5 | 1
2 Diversification | 2021 | 27 | 40.4 | 1
2 Diversification | 2021 | 27 | 41.4 | 1
2 Diversification | 2021 | 27 | 43.3 | 1
2 Diversification | 2021 | 27 | 45.7 | 1
2 Diversification | 2021 | 27 | 46.7 | 1
2 Diversification | 2021 | 27 | 49.3 | 1
2 Diversification | 2021 | 27 | 52 | 1
2 Diversification | 2021 | 27 | 54.9 | 1
2 Diversification | 2021 | 27 | 56.7 | 1
2 Diversification | 2021 | 27 | 66.8 | 1
2 Diversification | 2021 | 27 | 73.1 | 1
2 Diversification | 2021 | 28 | -180.6 | 1
2 Diversification | 2021 | 28 | -128.2 | 1
2 Diversification | 2021 | 28 | -109 | 1
2 Diversification | 2021 | 28 | -68.9 | 1
2 Diversification | 2021 | 28 | -62.1 | 1
2 Diversification | 2021 | 28 | -60.1 | 1
2 Diversification | 2021 | 28 | -50.9 | 1
2 Diversification | 2021 | 28 | -49.8 | 1
2 Diversification | 2021 | 28 | -46.8 | 1
2 Diversification | 2021 | 28 | -45.5 | 1
2 Diversification | 2021 | 28 | -43.2 | 1
2 Diversification | 2021 | 28 | -39.4 | 1
2 Diversification | 2021 | 28 | -38.4 | 1
2 Diversification | 2021 | 28 | -38.2 | 1
2 Diversification | 2021 | 28 | -33.5 | 1
2 Diversification | 2021 | 28 | -28.5 | 1
2 Diversification | 2021 | 28 | -26.1 | 1
2 Diversification | 2021 | 28 | -23.5 | 1
2 Diversification | 2021 | 28 | -23.2 | 1
2 Diversification | 2021 | 28 | 23.2 | 1
2 Diversification | 2021 | 28 | 29.9 | 1
2 Diversification | 2021 | 28 | 33.7 | 1
2 Diversification | 2021 | 28 | 38.4 | 1
2 Diversification | 2021 | 28 | 39.7 | 1
2 Diversification | 2021 | 28 | 40.6 | 1
2 Diversification | 2021 | 28 | 41.2 | 1
2 Diversification | 2021 | 28 | 43.8 | 1
2 Diversification | 2021 | 28 | 45.5 | 1
2 Diversification | 2021 | 28 | 45.9 | 1
2 Diversification | 2021 | 28 | 47 | 1
2 Diversification | 2021 | 28 | 49 | 1
2 Diversification | 2021 | 28 | 52.3 | 1
2 Diversification | 2021 | 28 | 55.4 | 1
2 Diversification | 2021 | 28 | 67.5 | 1
2 Diversification | 2021 | 28 | 68.3 | 1
2 Diversification | 2021 | 28 | 69.9 | 1
2 Diversification | 2021 | 28 | 70.6 | 1
2 Diversification | 2021 | 28 | 88.7 | 1
2 Diversification | 2021 | 29 | -115.4 | 1
2 Diversification | 2021 | 29 | -91.3 | 1
2 Diversification | 2021 | 29 | -77.1 | 1
2 Diversification | 2021 | 29 | -76.9 | 1
2 Diversification | 2021 | 29 | -76.7 | 1
2 Diversification | 2021 | 29 | -76.3 | 1
2 Diversification | 2021 | 29 | -66 | 1
2 Diversification | 2021 | 29 | -63.7 | 1
2 Diversification | 2021 | 29 | -54.3 | 1
2 Diversification | 2021 | 29 | -51.6 | 1
2 Diversification | 2021 | 29 | -49.6 | 1
2 Diversification | 2021 | 29 | -45.2 | 1
2 Diversification | 2021 | 29 | -44 | 1
2 Diversification | 2021 | 29 | -36.4 | 1
2 Diversification | 2021 | 29 | 30.6 | 1
2 Diversification | 2021 | 29 | 30.7 | 1
2 Diversification | 2021 | 29 | 39.9 | 1
2 Diversification | 2021 | 29 | 44.2 | 1
2 Diversification | 2021 | 29 | 48.1 | 1
2 Diversification | 2021 | 29 | 51.3 | 1
2 Diversification | 2021 | 29 | 51.4 | 1
2 Diversification | 2021 | 30 | -98 | 1
2 Diversification | 2021 | 30 | -90.4 | 1
2 Diversification | 2021 | 30 | -61.9 | 1
2 Diversification | 2021 | 30 | -61 | 1
2 Diversification | 2021 | 30 | -59.8 | 1
2 Diversification | 2021 | 30 | -56.4 | 1
2 Diversification | 2021 | 30 | -52.4 | 1
2 Diversification | 2021 | 30 | -49.4 | 1
2 Diversification | 2021 | 30 | -49.1 | 1
2 Diversification | 2021 | 30 | -48.7 | 1
2 Diversification | 2021 | 30 | -47 | 1
2 Diversification | 2021 | 30 | -46.5 | 1
2 Diversification | 2021 | 30 | -41.7 | 1
2 Diversification | 2021 | 30 | -39.1 | 1
2 Diversification | 2021 | 30 | -26.6 | 1
2 Diversification | 2021 | 30 | 26.7 | 1
2 Diversification | 2021 | 30 | 30.8 | 1
2 Diversification | 2021 | 30 | 36.4 | 1
2 Diversification | 2021 | 30 | 38.6 | 1
2 Diversification | 2021 | 30 | 45.8 | 1
2 Diversification | 2021 | 30 | 47.3 | 1
2 Diversification | 2021 | 30 | 53.9 | 1
2 Diversification | 2021 | 30 | 69.9 | 1
2 Diversification | 2021 | 30 | 89.3 | 1
2 Diversification | 2021 | 31 | -81.8 | 1
2 Diversification | 2021 | 31 | -72.8 | 1
2 Diversification | 2021 | 31 | -65.5 | 1
2 Diversification | 2021 | 31 | -57.8 | 1
2 Diversification | 2021 | 31 | -46.1 | 1
2 Diversification | 2021 | 31 | -41.2 | 1
2 Diversification | 2021 | 31 | 25.2 | 1
2 Diversification | 2021 | 31 | 26.2 | 1
2 Diversification | 2021 | 31 | 26.6 | 1
2 Diversification | 2021 | 31 | 36.9 | 1
2 Diversification | 2021 | 31 | 41 | 1
2 Diversification | 2021 | 31 | 43.5 | 1
2 Diversification | 2021 | 31 | 47.4 | 1
2 Diversification | 2021 | 31 | 55.8 | 1
2 Diversification | 2021 | 31 | 67.7 | 1
2 Diversification | 2021 | 31 | 110.5 | 1
2 Diversification | 2021 | 32 | -80 | 1
2 Diversification | 2021 | 32 | -71.5 | 1
2 Diversification | 2021 | 32 | -66.1 | 1
2 Diversification | 2021 | 32 | -62.2 | 1
2 Diversification | 2021 | 32 | -59 | 1
2 Diversification | 2021 | 32 | -58.8 | 2
2 Diversification | 2021 | 32 | -47.9 | 1
2 Diversification | 2021 | 32 | -47 | 1
2 Diversification | 2021 | 32 | -45.3 | 1
2 Diversification | 2021 | 32 | -39.6 | 1
2 Diversification | 2021 | 32 | -32.1 | 1
2 Diversification | 2021 | 32 | -25.3 | 1
2 Diversification | 2021 | 32 | -21.8 | 1
2 Diversification | 2021 | 32 | 40.4 | 1
2 Diversification | 2021 | 32 | 43.5 | 1
2 Diversification | 2021 | 32 | 50.8 | 1
2 Diversification | 2021 | 32 | 76.3 | 1
2 Diversification | 2021 | 32 | 96.6 | 1
2 Diversification | 2021 | 32 | 98.6 | 1
2 Diversification | 2021 | 32 | 119 | 1
2 Diversification | 2021 | 33 | -129.8 | 1
2 Diversification | 2021 | 33 | -84.4 | 1
2 Diversification | 2021 | 33 | -71.3 | 1
2 Diversification | 2021 | 33 | -70.5 | 1
2 Diversification | 2021 | 33 | -60.9 | 1
2 Diversification | 2021 | 33 | -53.9 | 1
2 Diversification | 2021 | 33 | -48.6 | 1
2 Diversification | 2021 | 33 | -42.3 | 1
2 Diversification | 2021 | 33 | -39.7 | 1
2 Diversification | 2021 | 33 | -33.8 | 1
2 Diversification | 2021 | 33 | -33.7 | 1
2 Diversification | 2021 | 33 | -32.8 | 1
2 Diversification | 2021 | 33 | 18.5 | 1
2 Diversification | 2021 | 33 | 31.4 | 1
2 Diversification | 2021 | 33 | 32.5 | 1
2 Diversification | 2021 | 33 | 71 | 1
2 Diversification | 2021 | 33 | 72.2 | 1
2 Diversification | 2021 | 33 | 73.7 | 1
2 Diversification | 2021 | 33 | 89.8 | 1
2 Diversification | 2021 | 34 | -63.6 | 1
2 Diversification | 2021 | 34 | -62.4 | 1
2 Diversification | 2021 | 34 | -54 | 1
2 Diversification | 2021 | 34 | -51.6 | 1
2 Diversification | 2021 | 34 | -46.1 | 1
2 Diversification | 2021 | 34 | -41.5 | 1
2 Diversification | 2021 | 34 | -34.4 | 1
2 Diversification | 2021 | 34 | -31.5 | 1
2 Diversification | 2021 | 34 | 27.6 | 1
2 Diversification | 2021 | 34 | 38.7 | 1
2 Diversification | 2021 | 34 | 45 | 1
2 Diversification | 2021 | 34 | 51.5 | 1
2 Diversification | 2021 | 34 | 52.9 | 1
2 Diversification | 2021 | 34 | 56 | 1
2 Diversification | 2021 | 34 | 58.2 | 1
2 Diversification | 2021 | 34 | 60.9 | 1
2 Diversification | 2021 | 34 | 84.3 | 1
2 Diversification | 2021 | 35 | -83.9 | 1
2 Diversification | 2021 | 35 | -80.1 | 1
2 Diversification | 2021 | 35 | -73.9 | 1
2 Diversification | 2021 | 35 | -52.2 | 1
2 Diversification | 2021 | 35 | -45.9 | 1
2 Diversification | 2021 | 35 | -42.7 | 1
2 Diversification | 2021 | 35 | -36.4 | 1
2 Diversification | 2021 | 35 | -29.2 | 1
2 Diversification | 2021 | 35 | 32 | 1
2 Diversification | 2021 | 35 | 42.6 | 1
2 Diversification | 2021 | 35 | 74.9 | 1
2 Diversification | 2021 | 35 | 91 | 1
2 Diversification | 2021 | 35 | 91.7 | 1
2 Diversification | 2021 | 35 | 97.1 | 1
2 Diversification | 2021 | 36 | -123.9 | 1
2 Diversification | 2021 | 36 | -53.1 | 1
2 Diversification | 2021 | 36 | -46.3 | 1
2 Diversification | 2021 | 36 | -32.8 | 1
2 Diversification | 2021 | 36 | -24.5 | 1
2 Diversification | 2021 | 36 | 50.5 | 1
2 Diversification | 2021 | 36 | 56.8 | 1
2 Diversification | 2021 | 36 | 59.3 | 1
2 Diversification | 2021 | 36 | 62.2 | 1
2 Diversification | 2021 | 36 | 71.8 | 1
2 Diversification | 2021 | 37 | -88 | 1
2 Diversification | 2021 | 37 | -70.9 | 1
2 Diversification | 2021 | 37 | -66.9 | 1
2 Diversification | 2021 | 37 | -47.4 | 1
2 Diversification | 2021 | 37 | -41.5 | 1
2 Diversification | 2021 | 37 | -30.7 | 1
2 Diversification | 2021 | 37 | 28.7 | 1
2 Diversification | 2021 | 37 | 46.5 | 1
2 Diversification | 2021 | 37 | 67.3 | 1
2 Diversification | 2021 | 37 | 100.8 | 1
2 Diversification | 2021 | 38 | -61 | 1
2 Diversification | 2021 | 38 | -60.3 | 1
2 Diversification | 2021 | 38 | -53.8 | 1
2 Diversification | 2021 | 38 | -52.8 | 1
2 Diversification | 2021 | 38 | -41.3 | 1
2 Diversification | 2021 | 38 | -36.4 | 1
2 Diversification | 2021 | 38 | 24 | 1
2 Diversification | 2021 | 38 | 38.4 | 1
2 Diversification | 2021 | 38 | 72.2 | 1
2 Diversification | 2021 | 38 | 94.5 | 1
2 Diversification | 2021 | 38 | 107.5 | 1
2 Diversification | 2021 | 39 | -146.6 | 1
2 Diversification | 2021 | 39 | -121.4 | 1
2 Diversification | 2021 | 39 | -76.5 | 1
2 Diversification | 2021 | 39 | -72.3 | 1
2 Diversification | 2021 | 39 | -51.6 | 1
2 Diversification | 2021 | 39 | -47.8 | 1
2 Diversification | 2021 | 39 | 44.2 | 1
2 Diversification | 2021 | 39 | 52 | 1
2 Diversification | 2021 | 39 | 78.7 | 1
2 Diversification | 2021 | 39 | 84.8 | 1
2 Diversification | 2021 | 40 | -110.6 | 1
2 Diversification | 2021 | 40 | -89 | 1
2 Diversification | 2021 | 40 | -56.9 | 1
2 Diversification | 2021 | 40 | -53.3 | 1
2 Diversification | 2021 | 40 | -43.5 | 1
2 Diversification | 2021 | 40 | 39.5 | 1
2 Diversification | 2021 | 40 | 52 | 1
2 Diversification | 2021 | 40 | 56 | 1
2 Diversification | 2021 | 40 | 71.9 | 1
2 Diversification | 2021 | 40 | 78.9 | 1
2 Diversification | 2021 | 40 | 79.4 | 1
2 Diversification | 2021 | 41 | -302 | 1
2 Diversification | 2021 | 41 | -69.3 | 1
2 Diversification | 2021 | 41 | -68.1 | 1
2 Diversification | 2021 | 41 | -60.7 | 1
2 Diversification | 2021 | 41 | -41.9 | 1
2 Diversification | 2021 | 41 | 46.2 | 1
2 Diversification | 2021 | 41 | 54.7 | 1
2 Diversification | 2021 | 41 | 61.4 | 1
2 Diversification | 2021 | 41 | 68.9 | 1
2 Diversification | 2021 | 41 | 105.8 | 1
2 Diversification | 2021 | 42 | -65 | 1
2 Diversification | 2021 | 42 | 51.2 | 1
2 Diversification | 2021 | 42 | 55.6 | 1
2 Diversification | 2021 | 42 | 72.8 | 1
2 Diversification | 2021 | 42 | 80.4 | 1
2 Diversification | 2021 | 42 | 94 | 1
2 Diversification | 2021 | 43 | -225.6 | 1
2 Diversification | 2021 | 43 | -149.3 | 1
2 Diversification | 2021 | 43 | -98.5 | 1
2 Diversification | 2021 | 43 | -80.2 | 1
2 Diversification | 2021 | 43 | -72.6 | 1
2 Diversification | 2021 | 43 | -72.1 | 1
2 Diversification | 2021 | 43 | -47.5 | 1
2 Diversification | 2021 | 43 | -44.7 | 1
2 Diversification | 2021 | 43 | 40.1 | 1
2 Diversification | 2021 | 43 | 63.1 | 1
2 Diversification | 2021 | 43 | 98.4 | 1
2 Diversification | 2021 | 43 | 105.8 | 1
2 Diversification | 2021 | 44 | -75.5 | 1
2 Diversification | 2021 | 44 | -74.1 | 1
2 Diversification | 2021 | 44 | -58.5 | 1
2 Diversification | 2021 | 44 | -42.3 | 1
2 Diversification | 2021 | 44 | 89.3 | 1
2 Diversification | 2021 | 44 | 111.3 | 1
2 Diversification | 2021 | 45 | -91.3 | 1
2 Diversification | 2021 | 45 | -82.6 | 1
2 Diversification | 2021 | 45 | -75.9 | 1
2 Diversification | 2021 | 45 | -61 | 1
2 Diversification | 2021 | 45 | -41.6 | 1
2 Diversification | 2021 | 45 | -33.9 | 1
2 Diversification | 2021 | 45 | 35.1 | 1
2 Diversification | 2021 | 45 | 51.3 | 1
2 Diversification | 2021 | 45 | 152.5 | 1
2 Diversification | 2021 | 46 | -111.2 | 1
2 Diversification | 2021 | 46 | -104.9 | 1
2 Diversification | 2021 | 46 | 27.9 | 1
2 Diversification | 2021 | 46 | 70.2 | 1
2 Diversification | 2021 | 47 | 51.5 | 1
2 Diversification | 2021 | 47 | 59.7 | 1
2 Diversification | 2021 | 48 | -98.9 | 1
2 Diversification | 2021 | 48 | -54.6 | 1
2 Diversification | 2021 | 48 | 60.2 | 1
2 Diversification | 2021 | 48 | 70.9 | 1
2 Diversification | 2021 | 49 | -63.1 | 1
2 Diversification | 2021 | 49 | 52.7 | 1
2 Diversification | 2021 | 49 | 59.2 | 1
2 Diversification | 2021 | 50 | 75.5 | 1
2 Diversification | 2021 | 51 | -50.4 | 1
2 Diversification | 2021 | 51 | 77.2 | 1
2 Diversification | 2021 | 52 | 50.2 | 1
2 Diversification | 2021 | 53 | -146.7 | 1
2 Diversification | 2021 | 53 | -72.2 | 1
2 Diversification | 2021 | 54 | -77.2 | 1
2 Diversification | 2021 | 54 | -47.1 | 1
2 Diversification | 2021 | 54 | 62 | 1
2 Diversification | 2021 | 54 | 81.6 | 1
2 Diversification | 2021 | 55 | -59.9 | 1
2 Diversification | 2021 | 55 | -58.4 | 1
2 Diversification | 2021 | 55 | 90.7 | 1
2 Diversification | 2021 | 56 | -61.8 | 1
2 Diversification | 2021 | 59 | -100.3 | 1
2 Diversification | 2021 | 60 | -48.1 | 1
2 Diversification | 2021 | 61 | -59.3 | 1
2 Diversification | 2021 | 61 | 49.2 | 1
2 Diversification | 2021 | 62 | 109.6 | 1
2 Diversification | 2021 | 63 | 48.2 | 1
2 Diversification | 2021 | 63 | 112 | 1
2 Diversification | 2021 | 68 | -92.6 | 1
2 Diversification | 2021 | 68 | 83.7 | 1
2 Diversification | 2021 | 69 | -304.7 | 1
2 Diversification | 2021 | 70 | -60.6 | 1
2 Diversification | 2021 | 71 | -61.5 | 1
2 Diversification | 2021 | 82 | -175.8 | 1
2 Diversification | 2025 | 1 | -350 | 1
2 Diversification | 2025 | 1 | -146.5 | 1
2 Diversification | 2025 | 1 | -135.9 | 1
2 Diversification | 2025 | 1 | -88.5 | 1
2 Diversification | 2025 | 1 | -81.1 | 1
2 Diversification | 2025 | 1 | -76.9 | 1
2 Diversification | 2025 | 1 | -73.2 | 1
2 Diversification | 2025 | 1 | -72.2 | 1
2 Diversification | 2025 | 1 | -71.9 | 1
2 Diversification | 2025 | 1 | -71.3 | 1
2 Diversification | 2025 | 1 | -71 | 1
2 Diversification | 2025 | 1 | -69.7 | 1
2 Diversification | 2025 | 1 | -69.5 | 1
2 Diversification | 2025 | 1 | -67.3 | 1
2 Diversification | 2025 | 1 | -66.4 | 1
2 Diversification | 2025 | 1 | -66.2 | 1
2 Diversification | 2025 | 1 | -66 | 1
2 Diversification | 2025 | 1 | -65.9 | 2
2 Diversification | 2025 | 1 | -65.6 | 1
2 Diversification | 2025 | 1 | -65 | 1
2 Diversification | 2025 | 1 | -62.9 | 1
2 Diversification | 2025 | 1 | -61.7 | 1
2 Diversification | 2025 | 1 | -61.1 | 2
2 Diversification | 2025 | 1 | -60.9 | 1
2 Diversification | 2025 | 1 | -60.4 | 1
2 Diversification | 2025 | 1 | -60.2 | 1
2 Diversification | 2025 | 1 | -60.1 | 1
2 Diversification | 2025 | 1 | -59.7 | 1
2 Diversification | 2025 | 1 | -59.2 | 1
2 Diversification | 2025 | 1 | -59.1 | 1
2 Diversification | 2025 | 1 | -58.2 | 1
2 Diversification | 2025 | 1 | -58.1 | 2
2 Diversification | 2025 | 1 | -57.4 | 1
2 Diversification | 2025 | 1 | -57 | 3
2 Diversification | 2025 | 1 | -56.9 | 2
2 Diversification | 2025 | 1 | -56.5 | 1
2 Diversification | 2025 | 1 | -55.8 | 1
2 Diversification | 2025 | 1 | -55.7 | 1
2 Diversification | 2025 | 1 | -55.5 | 1
2 Diversification | 2025 | 1 | -55 | 2
2 Diversification | 2025 | 1 | -54.7 | 1
2 Diversification | 2025 | 1 | -54.6 | 1
2 Diversification | 2025 | 1 | -54.2 | 1
2 Diversification | 2025 | 1 | -54 | 1
2 Diversification | 2025 | 1 | -53.7 | 2
2 Diversification | 2025 | 1 | -53.4 | 2
2 Diversification | 2025 | 1 | -53.3 | 2
2 Diversification | 2025 | 1 | -53.1 | 1
2 Diversification | 2025 | 1 | -52.8 | 1
2 Diversification | 2025 | 1 | -52.6 | 2
2 Diversification | 2025 | 1 | -52.1 | 1
2 Diversification | 2025 | 1 | -52 | 1
2 Diversification | 2025 | 1 | -51.7 | 1
2 Diversification | 2025 | 1 | -51.5 | 1
2 Diversification | 2025 | 1 | -51.4 | 2
2 Diversification | 2025 | 1 | -51.3 | 2
2 Diversification | 2025 | 1 | -51.2 | 3
2 Diversification | 2025 | 1 | -51.1 | 1
2 Diversification | 2025 | 1 | -51 | 1
2 Diversification | 2025 | 1 | -50.9 | 1
2 Diversification | 2025 | 1 | -50.8 | 2
2 Diversification | 2025 | 1 | -50.6 | 2
2 Diversification | 2025 | 1 | -50.5 | 3
2 Diversification | 2025 | 1 | -50.4 | 2
2 Diversification | 2025 | 1 | -50.3 | 1
2 Diversification | 2025 | 1 | -50.2 | 1
2 Diversification | 2025 | 1 | -50.1 | 3
2 Diversification | 2025 | 1 | -50 | 2
2 Diversification | 2025 | 1 | -49.9 | 3
2 Diversification | 2025 | 1 | -49.7 | 5
2 Diversification | 2025 | 1 | -49.6 | 2
2 Diversification | 2025 | 1 | -49.4 | 2
2 Diversification | 2025 | 1 | -49.3 | 1
2 Diversification | 2025 | 1 | -49.2 | 1
2 Diversification | 2025 | 1 | -49.1 | 3
2 Diversification | 2025 | 1 | -49 | 3
2 Diversification | 2025 | 1 | -48.8 | 1
2 Diversification | 2025 | 1 | -48.7 | 3
2 Diversification | 2025 | 1 | -48.6 | 1
2 Diversification | 2025 | 1 | -48.5 | 2
2 Diversification | 2025 | 1 | -48.4 | 1
2 Diversification | 2025 | 1 | -48.1 | 2
2 Diversification | 2025 | 1 | -47.9 | 1
2 Diversification | 2025 | 1 | -47.8 | 2
2 Diversification | 2025 | 1 | -47.6 | 3
2 Diversification | 2025 | 1 | -47.2 | 1
2 Diversification | 2025 | 1 | -47.1 | 2
2 Diversification | 2025 | 1 | -47 | 1
2 Diversification | 2025 | 1 | -46.9 | 1
2 Diversification | 2025 | 1 | -46.8 | 1
2 Diversification | 2025 | 1 | -46.7 | 2
2 Diversification | 2025 | 1 | -46.6 | 3
2 Diversification | 2025 | 1 | -46.5 | 3
2 Diversification | 2025 | 1 | -46.4 | 2
2 Diversification | 2025 | 1 | -46.3 | 2
2 Diversification | 2025 | 1 | -46.2 | 1
2 Diversification | 2025 | 1 | -46.1 | 4
2 Diversification | 2025 | 1 | -46 | 4
2 Diversification | 2025 | 1 | -45.8 | 3
2 Diversification | 2025 | 1 | -45.7 | 1
2 Diversification | 2025 | 1 | -45.6 | 2
2 Diversification | 2025 | 1 | -45.5 | 3
2 Diversification | 2025 | 1 | -45.4 | 3
2 Diversification | 2025 | 1 | -45.3 | 2
2 Diversification | 2025 | 1 | -45.2 | 2
2 Diversification | 2025 | 1 | -45.1 | 3
2 Diversification | 2025 | 1 | -45 | 2
2 Diversification | 2025 | 1 | -44.9 | 6
2 Diversification | 2025 | 1 | -44.8 | 3
2 Diversification | 2025 | 1 | -44.7 | 2
2 Diversification | 2025 | 1 | -44.6 | 1
2 Diversification | 2025 | 1 | -44.5 | 2
2 Diversification | 2025 | 1 | -44.4 | 5
2 Diversification | 2025 | 1 | -44.3 | 2
2 Diversification | 2025 | 1 | -44.2 | 6
2 Diversification | 2025 | 1 | -44 | 4
2 Diversification | 2025 | 1 | -43.9 | 1
2 Diversification | 2025 | 1 | -43.8 | 1
2 Diversification | 2025 | 1 | -43.7 | 3
2 Diversification | 2025 | 1 | -43.6 | 3
2 Diversification | 2025 | 1 | -43.5 | 3
2 Diversification | 2025 | 1 | -43.4 | 2
2 Diversification | 2025 | 1 | -43.3 | 6
2 Diversification | 2025 | 1 | -43.1 | 3
2 Diversification | 2025 | 1 | -43 | 3
2 Diversification | 2025 | 1 | -42.9 | 4
2 Diversification | 2025 | 1 | -42.8 | 3
2 Diversification | 2025 | 1 | -42.7 | 6
2 Diversification | 2025 | 1 | -42.6 | 3
2 Diversification | 2025 | 1 | -42.5 | 3
2 Diversification | 2025 | 1 | -42.4 | 3
2 Diversification | 2025 | 1 | -42.3 | 2
2 Diversification | 2025 | 1 | -42.2 | 2
2 Diversification | 2025 | 1 | -41.9 | 4
2 Diversification | 2025 | 1 | -41.8 | 4
2 Diversification | 2025 | 1 | -41.7 | 1
2 Diversification | 2025 | 1 | -41.6 | 9
2 Diversification | 2025 | 1 | -41.5 | 4
2 Diversification | 2025 | 1 | -41.4 | 5
2 Diversification | 2025 | 1 | -41.3 | 7
2 Diversification | 2025 | 1 | -41.2 | 1
2 Diversification | 2025 | 1 | -41.1 | 4
2 Diversification | 2025 | 1 | -41 | 5
2 Diversification | 2025 | 1 | -40.9 | 6
2 Diversification | 2025 | 1 | -40.8 | 3
2 Diversification | 2025 | 1 | -40.7 | 4
2 Diversification | 2025 | 1 | -40.6 | 1
2 Diversification | 2025 | 1 | -40.5 | 6
2 Diversification | 2025 | 1 | -40.4 | 4
2 Diversification | 2025 | 1 | -40.3 | 7
2 Diversification | 2025 | 1 | -40.2 | 7
2 Diversification | 2025 | 1 | -40.1 | 4
2 Diversification | 2025 | 1 | -39.9 | 4
2 Diversification | 2025 | 1 | -39.8 | 2
2 Diversification | 2025 | 1 | -39.7 | 4
2 Diversification | 2025 | 1 | -39.6 | 6
2 Diversification | 2025 | 1 | -39.5 | 2
2 Diversification | 2025 | 1 | -39.4 | 2
2 Diversification | 2025 | 1 | -39.3 | 5
2 Diversification | 2025 | 1 | -39.2 | 7
2 Diversification | 2025 | 1 | -39.1 | 7
2 Diversification | 2025 | 1 | -38.9 | 4
2 Diversification | 2025 | 1 | -38.8 | 5
2 Diversification | 2025 | 1 | -38.7 | 7
2 Diversification | 2025 | 1 | -38.6 | 9
2 Diversification | 2025 | 1 | -38.5 | 12
2 Diversification | 2025 | 1 | -38.4 | 7
2 Diversification | 2025 | 1 | -38.3 | 2
2 Diversification | 2025 | 1 | -38.2 | 4
2 Diversification | 2025 | 1 | -38.1 | 2
2 Diversification | 2025 | 1 | -38 | 1
2 Diversification | 2025 | 1 | -37.9 | 6
2 Diversification | 2025 | 1 | -37.8 | 5
2 Diversification | 2025 | 1 | -37.7 | 7
2 Diversification | 2025 | 1 | -37.6 | 7
2 Diversification | 2025 | 1 | -37.5 | 4
2 Diversification | 2025 | 1 | -37.4 | 3
2 Diversification | 2025 | 1 | -37.3 | 9
2 Diversification | 2025 | 1 | -37.2 | 9
2 Diversification | 2025 | 1 | -37.1 | 4
2 Diversification | 2025 | 1 | -37 | 10
2 Diversification | 2025 | 1 | -36.9 | 8
2 Diversification | 2025 | 1 | -36.8 | 6
2 Diversification | 2025 | 1 | -36.7 | 6
2 Diversification | 2025 | 1 | -36.6 | 8
2 Diversification | 2025 | 1 | -36.5 | 8
2 Diversification | 2025 | 1 | -36.4 | 4
2 Diversification | 2025 | 1 | -36.3 | 5
2 Diversification | 2025 | 1 | -36.2 | 5
2 Diversification | 2025 | 1 | -36.1 | 7
2 Diversification | 2025 | 1 | -36 | 8
2 Diversification | 2025 | 1 | -35.9 | 4
2 Diversification | 2025 | 1 | -35.8 | 9
2 Diversification | 2025 | 1 | -35.7 | 18
2 Diversification | 2025 | 1 | -35.6 | 8
2 Diversification | 2025 | 1 | -35.5 | 10
2 Diversification | 2025 | 1 | -35.4 | 3
2 Diversification | 2025 | 1 | -35.3 | 15
2 Diversification | 2025 | 1 | -35.2 | 10
2 Diversification | 2025 | 1 | -35.1 | 11
2 Diversification | 2025 | 1 | -35 | 10
2 Diversification | 2025 | 1 | -34.9 | 7
2 Diversification | 2025 | 1 | -34.8 | 6
2 Diversification | 2025 | 1 | -34.7 | 6
2 Diversification | 2025 | 1 | -34.6 | 7
2 Diversification | 2025 | 1 | -34.5 | 6
2 Diversification | 2025 | 1 | -34.4 | 10
2 Diversification | 2025 | 1 | -34.3 | 8
2 Diversification | 2025 | 1 | -34.2 | 12
2 Diversification | 2025 | 1 | -34.1 | 8
2 Diversification | 2025 | 1 | -34 | 8
2 Diversification | 2025 | 1 | -33.9 | 9
2 Diversification | 2025 | 1 | -33.8 | 8
2 Diversification | 2025 | 1 | -33.7 | 10
2 Diversification | 2025 | 1 | -33.6 | 13
2 Diversification | 2025 | 1 | -33.5 | 9
2 Diversification | 2025 | 1 | -33.4 | 6
2 Diversification | 2025 | 1 | -33.3 | 14
2 Diversification | 2025 | 1 | -33.2 | 12
2 Diversification | 2025 | 1 | -33.1 | 8
2 Diversification | 2025 | 1 | -33 | 10
2 Diversification | 2025 | 1 | -32.9 | 10
2 Diversification | 2025 | 1 | -32.8 | 13
2 Diversification | 2025 | 1 | -32.7 | 8
2 Diversification | 2025 | 1 | -32.6 | 9
2 Diversification | 2025 | 1 | -32.5 | 12
2 Diversification | 2025 | 1 | -32.4 | 14
2 Diversification | 2025 | 1 | -32.3 | 14
2 Diversification | 2025 | 1 | -32.2 | 11
2 Diversification | 2025 | 1 | -32.1 | 15
2 Diversification | 2025 | 1 | -32 | 15
2 Diversification | 2025 | 1 | -31.9 | 18
2 Diversification | 2025 | 1 | -31.8 | 11
2 Diversification | 2025 | 1 | -31.7 | 12
2 Diversification | 2025 | 1 | -31.6 | 18
2 Diversification | 2025 | 1 | -31.5 | 16
2 Diversification | 2025 | 1 | -31.4 | 12
2 Diversification | 2025 | 1 | -31.3 | 13
2 Diversification | 2025 | 1 | -31.2 | 13
2 Diversification | 2025 | 1 | -31.1 | 17
2 Diversification | 2025 | 1 | -31 | 19
2 Diversification | 2025 | 1 | -30.9 | 21
2 Diversification | 2025 | 1 | -30.8 | 12
2 Diversification | 2025 | 1 | -30.7 | 17
2 Diversification | 2025 | 1 | -30.6 | 14
2 Diversification | 2025 | 1 | -30.5 | 20
2 Diversification | 2025 | 1 | -30.4 | 16
2 Diversification | 2025 | 1 | -30.3 | 14
2 Diversification | 2025 | 1 | -30.2 | 20
2 Diversification | 2025 | 1 | -30.1 | 14
2 Diversification | 2025 | 1 | -30 | 15
2 Diversification | 2025 | 1 | -29.9 | 13
2 Diversification | 2025 | 1 | -29.8 | 14
2 Diversification | 2025 | 1 | -29.7 | 8
2 Diversification | 2025 | 1 | -29.6 | 24
2 Diversification | 2025 | 1 | -29.5 | 14
2 Diversification | 2025 | 1 | -29.4 | 12
2 Diversification | 2025 | 1 | -29.3 | 25
2 Diversification | 2025 | 1 | -29.2 | 19
2 Diversification | 2025 | 1 | -29.1 | 13
2 Diversification | 2025 | 1 | -29 | 21
2 Diversification | 2025 | 1 | -28.9 | 14
2 Diversification | 2025 | 1 | -28.8 | 24
2 Diversification | 2025 | 1 | -28.7 | 20
2 Diversification | 2025 | 1 | -28.6 | 12
2 Diversification | 2025 | 1 | -28.5 | 26
2 Diversification | 2025 | 1 | -28.4 | 17
2 Diversification | 2025 | 1 | -28.3 | 21
2 Diversification | 2025 | 1 | -28.2 | 20
2 Diversification | 2025 | 1 | -28.1 | 24
2 Diversification | 2025 | 1 | -28 | 18
2 Diversification | 2025 | 1 | -27.9 | 11
2 Diversification | 2025 | 1 | -27.8 | 29
2 Diversification | 2025 | 1 | -27.7 | 14
2 Diversification | 2025 | 1 | -27.6 | 18
2 Diversification | 2025 | 1 | -27.5 | 21
2 Diversification | 2025 | 1 | -27.4 | 26
2 Diversification | 2025 | 1 | -27.3 | 30
2 Diversification | 2025 | 1 | -27.2 | 14
2 Diversification | 2025 | 1 | -27.1 | 22
2 Diversification | 2025 | 1 | -27 | 32
2 Diversification | 2025 | 1 | -26.9 | 33
2 Diversification | 2025 | 1 | -26.8 | 23
2 Diversification | 2025 | 1 | -26.7 | 25
2 Diversification | 2025 | 1 | -26.6 | 28
2 Diversification | 2025 | 1 | -26.5 | 39
2 Diversification | 2025 | 1 | -26.4 | 27
2 Diversification | 2025 | 1 | -26.3 | 22
2 Diversification | 2025 | 1 | -26.2 | 27
2 Diversification | 2025 | 1 | -26.1 | 34
2 Diversification | 2025 | 1 | -26 | 20
2 Diversification | 2025 | 1 | -25.9 | 26
2 Diversification | 2025 | 1 | -25.8 | 27
2 Diversification | 2025 | 1 | -25.7 | 27
2 Diversification | 2025 | 1 | -25.6 | 22
2 Diversification | 2025 | 1 | -25.5 | 37
2 Diversification | 2025 | 1 | -25.4 | 34
2 Diversification | 2025 | 1 | -25.3 | 25
2 Diversification | 2025 | 1 | -25.2 | 33
2 Diversification | 2025 | 1 | -25.1 | 33
2 Diversification | 2025 | 1 | -25 | 31
2 Diversification | 2025 | 1 | -24.9 | 32
2 Diversification | 2025 | 1 | -24.8 | 41
2 Diversification | 2025 | 1 | -24.7 | 29
2 Diversification | 2025 | 1 | -24.6 | 41
2 Diversification | 2025 | 1 | -24.5 | 34
2 Diversification | 2025 | 1 | -24.4 | 26
2 Diversification | 2025 | 1 | -24.3 | 44
2 Diversification | 2025 | 1 | -24.2 | 29
2 Diversification | 2025 | 1 | -24.1 | 32
2 Diversification | 2025 | 1 | -24 | 32
2 Diversification | 2025 | 1 | -23.9 | 31
2 Diversification | 2025 | 1 | -23.8 | 31
2 Diversification | 2025 | 1 | -23.7 | 35
2 Diversification | 2025 | 1 | -23.6 | 30
2 Diversification | 2025 | 1 | -23.5 | 41
2 Diversification | 2025 | 1 | -23.4 | 47
2 Diversification | 2025 | 1 | -23.3 | 44
2 Diversification | 2025 | 1 | -23.2 | 43
2 Diversification | 2025 | 1 | -23.1 | 44
2 Diversification | 2025 | 1 | -23 | 41
2 Diversification | 2025 | 1 | -22.9 | 43
2 Diversification | 2025 | 1 | -22.8 | 40
2 Diversification | 2025 | 1 | -22.7 | 54
2 Diversification | 2025 | 1 | -22.6 | 45
2 Diversification | 2025 | 1 | -22.5 | 46
2 Diversification | 2025 | 1 | -22.4 | 56
2 Diversification | 2025 | 1 | -22.3 | 37
2 Diversification | 2025 | 1 | -22.2 | 49
2 Diversification | 2025 | 1 | -22.1 | 34
2 Diversification | 2025 | 1 | -22 | 39
2 Diversification | 2025 | 1 | -21.9 | 55
2 Diversification | 2025 | 1 | -21.8 | 48
2 Diversification | 2025 | 1 | -21.7 | 50
2 Diversification | 2025 | 1 | -21.6 | 47
2 Diversification | 2025 | 1 | -21.5 | 42
2 Diversification | 2025 | 1 | -21.4 | 47
2 Diversification | 2025 | 1 | -21.3 | 40
2 Diversification | 2025 | 1 | -21.2 | 55
2 Diversification | 2025 | 1 | -21.1 | 52
2 Diversification | 2025 | 1 | -21 | 50
2 Diversification | 2025 | 1 | -20.9 | 61
2 Diversification | 2025 | 1 | -20.8 | 64
2 Diversification | 2025 | 1 | -20.7 | 61
2 Diversification | 2025 | 1 | -20.6 | 43
2 Diversification | 2025 | 1 | -20.5 | 51
2 Diversification | 2025 | 1 | -20.4 | 57
2 Diversification | 2025 | 1 | -20.3 | 51
2 Diversification | 2025 | 1 | -20.2 | 49
2 Diversification | 2025 | 1 | -20.1 | 40
2 Diversification | 2025 | 1 | -20 | 51
2 Diversification | 2025 | 1 | -19.9 | 68
2 Diversification | 2025 | 1 | -19.8 | 68
2 Diversification | 2025 | 1 | -19.7 | 66
2 Diversification | 2025 | 1 | -19.6 | 54
2 Diversification | 2025 | 1 | -19.5 | 65
2 Diversification | 2025 | 1 | -19.4 | 76
2 Diversification | 2025 | 1 | -19.3 | 61
2 Diversification | 2025 | 1 | -19.2 | 55
2 Diversification | 2025 | 1 | -19.1 | 60
2 Diversification | 2025 | 1 | -19 | 67
2 Diversification | 2025 | 1 | -18.9 | 75
2 Diversification | 2025 | 1 | -18.8 | 61
2 Diversification | 2025 | 1 | -18.7 | 81
2 Diversification | 2025 | 1 | -18.6 | 70
2 Diversification | 2025 | 1 | -18.5 | 71
2 Diversification | 2025 | 1 | -18.4 | 74
2 Diversification | 2025 | 1 | -18.3 | 68
2 Diversification | 2025 | 1 | -18.2 | 57
2 Diversification | 2025 | 1 | -18.1 | 64
2 Diversification | 2025 | 1 | -18 | 64
2 Diversification | 2025 | 1 | -17.9 | 74
2 Diversification | 2025 | 1 | -17.8 | 78
2 Diversification | 2025 | 1 | -17.7 | 73
2 Diversification | 2025 | 1 | -17.6 | 75
2 Diversification | 2025 | 1 | -17.5 | 74
2 Diversification | 2025 | 1 | -17.4 | 79
2 Diversification | 2025 | 1 | -17.3 | 72
2 Diversification | 2025 | 1 | -17.2 | 69
2 Diversification | 2025 | 1 | -17.1 | 89
2 Diversification | 2025 | 1 | -17 | 79
2 Diversification | 2025 | 1 | -16.9 | 87
2 Diversification | 2025 | 1 | -16.8 | 92
2 Diversification | 2025 | 1 | -16.7 | 83
2 Diversification | 2025 | 1 | -16.6 | 74
2 Diversification | 2025 | 1 | -16.5 | 68
2 Diversification | 2025 | 1 | -16.4 | 92
2 Diversification | 2025 | 1 | -16.3 | 82
2 Diversification | 2025 | 1 | -16.2 | 79
2 Diversification | 2025 | 1 | -16.1 | 90
2 Diversification | 2025 | 1 | -16 | 90
2 Diversification | 2025 | 1 | -15.9 | 94
2 Diversification | 2025 | 1 | -15.8 | 86
2 Diversification | 2025 | 1 | -15.7 | 83
2 Diversification | 2025 | 1 | -15.6 | 109
2 Diversification | 2025 | 1 | -15.5 | 86
2 Diversification | 2025 | 1 | -15.4 | 99
2 Diversification | 2025 | 1 | -15.3 | 88
2 Diversification | 2025 | 1 | -15.2 | 97
2 Diversification | 2025 | 1 | -15.1 | 89
2 Diversification | 2025 | 1 | -15 | 103
2 Diversification | 2025 | 1 | -14.9 | 117
2 Diversification | 2025 | 1 | -14.8 | 100
2 Diversification | 2025 | 1 | -14.7 | 120
2 Diversification | 2025 | 1 | -14.6 | 97
2 Diversification | 2025 | 1 | -14.5 | 112
2 Diversification | 2025 | 1 | -14.4 | 130
2 Diversification | 2025 | 1 | -14.3 | 94
2 Diversification | 2025 | 1 | -14.2 | 93
2 Diversification | 2025 | 1 | -14.1 | 115
2 Diversification | 2025 | 1 | -14 | 104
2 Diversification | 2025 | 1 | -13.9 | 101
2 Diversification | 2025 | 1 | -13.8 | 107
2 Diversification | 2025 | 1 | -13.7 | 93
2 Diversification | 2025 | 1 | -13.6 | 111
2 Diversification | 2025 | 1 | -13.5 | 129
2 Diversification | 2025 | 1 | -13.4 | 118
2 Diversification | 2025 | 1 | -13.3 | 117
2 Diversification | 2025 | 1 | -13.2 | 112
2 Diversification | 2025 | 1 | -13.1 | 136
2 Diversification | 2025 | 1 | -13 | 138
2 Diversification | 2025 | 1 | -12.9 | 137
2 Diversification | 2025 | 1 | -12.8 | 140
2 Diversification | 2025 | 1 | -12.7 | 136
2 Diversification | 2025 | 1 | -12.6 | 129
2 Diversification | 2025 | 1 | -12.5 | 113
2 Diversification | 2025 | 1 | -12.4 | 134
2 Diversification | 2025 | 1 | -12.3 | 120
2 Diversification | 2025 | 1 | -12.2 | 147
2 Diversification | 2025 | 1 | -12.1 | 130
2 Diversification | 2025 | 1 | -12 | 147
2 Diversification | 2025 | 1 | -11.9 | 133
2 Diversification | 2025 | 1 | -11.8 | 130
2 Diversification | 2025 | 1 | -11.7 | 147
2 Diversification | 2025 | 1 | -11.6 | 146
2 Diversification | 2025 | 1 | -11.5 | 140
2 Diversification | 2025 | 1 | -11.4 | 145
2 Diversification | 2025 | 1 | -11.3 | 131
2 Diversification | 2025 | 1 | -11.2 | 163
2 Diversification | 2025 | 1 | -11.1 | 140
2 Diversification | 2025 | 1 | -11 | 139
2 Diversification | 2025 | 1 | -10.9 | 147
2 Diversification | 2025 | 1 | -10.8 | 146
2 Diversification | 2025 | 1 | -10.7 | 156
2 Diversification | 2025 | 1 | -10.6 | 156
2 Diversification | 2025 | 1 | -10.5 | 193
2 Diversification | 2025 | 1 | -10.4 | 148
2 Diversification | 2025 | 1 | -10.3 | 163
2 Diversification | 2025 | 1 | -10.2 | 161
2 Diversification | 2025 | 1 | -10.1 | 168
2 Diversification | 2025 | 1 | -10 | 165
2 Diversification | 2025 | 1 | -9.9 | 189
2 Diversification | 2025 | 1 | -9.8 | 183
2 Diversification | 2025 | 1 | -9.7 | 162
2 Diversification | 2025 | 1 | -9.6 | 154
2 Diversification | 2025 | 1 | -9.5 | 165
2 Diversification | 2025 | 1 | -9.4 | 171
2 Diversification | 2025 | 1 | -9.3 | 172
2 Diversification | 2025 | 1 | -9.2 | 203
2 Diversification | 2025 | 1 | -9.1 | 178
2 Diversification | 2025 | 1 | -9 | 155
2 Diversification | 2025 | 1 | -8.9 | 164
2 Diversification | 2025 | 1 | -8.8 | 195
2 Diversification | 2025 | 1 | -8.7 | 174
2 Diversification | 2025 | 1 | -8.6 | 186
2 Diversification | 2025 | 1 | -8.5 | 176
2 Diversification | 2025 | 1 | -8.4 | 217
2 Diversification | 2025 | 1 | -8.3 | 194
2 Diversification | 2025 | 1 | -8.2 | 198
2 Diversification | 2025 | 1 | -8.1 | 211
2 Diversification | 2025 | 1 | -8 | 179
2 Diversification | 2025 | 1 | -7.9 | 208
2 Diversification | 2025 | 1 | -7.8 | 219
2 Diversification | 2025 | 1 | -7.7 | 211
2 Diversification | 2025 | 1 | -7.6 | 239
2 Diversification | 2025 | 1 | -7.5 | 221
2 Diversification | 2025 | 1 | -7.4 | 202
2 Diversification | 2025 | 1 | -7.3 | 202
2 Diversification | 2025 | 1 | -7.2 | 223
2 Diversification | 2025 | 1 | -7.1 | 222
2 Diversification | 2025 | 1 | -7 | 250
2 Diversification | 2025 | 1 | -6.9 | 195
2 Diversification | 2025 | 1 | -6.8 | 213
2 Diversification | 2025 | 1 | -6.7 | 228
2 Diversification | 2025 | 1 | -6.6 | 205
2 Diversification | 2025 | 1 | -6.5 | 237
2 Diversification | 2025 | 1 | -6.4 | 228
2 Diversification | 2025 | 1 | -6.3 | 208
2 Diversification | 2025 | 1 | -6.2 | 250
2 Diversification | 2025 | 1 | -6.1 | 242
2 Diversification | 2025 | 1 | -6 | 223
2 Diversification | 2025 | 1 | -5.9 | 233
2 Diversification | 2025 | 1 | -5.8 | 242
2 Diversification | 2025 | 1 | -5.7 | 248
2 Diversification | 2025 | 1 | -5.6 | 221
2 Diversification | 2025 | 1 | -5.5 | 258
2 Diversification | 2025 | 1 | -5.4 | 241
2 Diversification | 2025 | 1 | -5.3 | 254
2 Diversification | 2025 | 1 | -5.2 | 222
2 Diversification | 2025 | 1 | -5.1 | 250
2 Diversification | 2025 | 1 | -5 | 280
2 Diversification | 2025 | 1 | -4.9 | 257
2 Diversification | 2025 | 1 | -4.8 | 282
2 Diversification | 2025 | 1 | -4.7 | 261
2 Diversification | 2025 | 1 | -4.6 | 262
2 Diversification | 2025 | 1 | -4.5 | 262
2 Diversification | 2025 | 1 | -4.4 | 258
2 Diversification | 2025 | 1 | -4.3 | 267
2 Diversification | 2025 | 1 | -4.2 | 295
2 Diversification | 2025 | 1 | -4.1 | 261
2 Diversification | 2025 | 1 | -4 | 311
2 Diversification | 2025 | 1 | -3.9 | 290
2 Diversification | 2025 | 1 | -3.8 | 286
2 Diversification | 2025 | 1 | -3.7 | 328
2 Diversification | 2025 | 1 | -3.6 | 266
2 Diversification | 2025 | 1 | -3.5 | 299
2 Diversification | 2025 | 1 | -3.4 | 271
2 Diversification | 2025 | 1 | -3.3 | 307
2 Diversification | 2025 | 1 | -3.2 | 301
2 Diversification | 2025 | 1 | -3.1 | 282
2 Diversification | 2025 | 1 | -3 | 336
2 Diversification | 2025 | 1 | -2.9 | 313
2 Diversification | 2025 | 1 | -2.8 | 322
2 Diversification | 2025 | 1 | -2.7 | 321
2 Diversification | 2025 | 1 | -2.6 | 332
2 Diversification | 2025 | 1 | -2.5 | 298
2 Diversification | 2025 | 1 | -2.4 | 300
2 Diversification | 2025 | 1 | -2.3 | 274
2 Diversification | 2025 | 1 | -2.2 | 302
2 Diversification | 2025 | 1 | -2.1 | 290
2 Diversification | 2025 | 1 | -2 | 321
2 Diversification | 2025 | 1 | -1.9 | 306
2 Diversification | 2025 | 1 | -1.8 | 345
2 Diversification | 2025 | 1 | -1.7 | 360
2 Diversification | 2025 | 1 | -1.6 | 306
2 Diversification | 2025 | 1 | -1.5 | 345
2 Diversification | 2025 | 1 | -1.4 | 319
2 Diversification | 2025 | 1 | -1.3 | 369
2 Diversification | 2025 | 1 | -1.2 | 317
2 Diversification | 2025 | 1 | -1.1 | 343
2 Diversification | 2025 | 1 | -1 | 334
2 Diversification | 2025 | 1 | -0.9 | 336
2 Diversification | 2025 | 1 | -0.8 | 348
2 Diversification | 2025 | 1 | -0.7 | 349
2 Diversification | 2025 | 1 | -0.6 | 382
2 Diversification | 2025 | 1 | -0.5 | 380
2 Diversification | 2025 | 1 | -0.4 | 368
2 Diversification | 2025 | 1 | -0.3 | 392
2 Diversification | 2025 | 1 | -0.2 | 384
2 Diversification | 2025 | 1 | -0.1 | 376
2 Diversification | 2025 | 1 | 0 | 10092
2 Diversification | 2025 | 1 | 0.1 | 346
2 Diversification | 2025 | 1 | 0.2 | 332
2 Diversification | 2025 | 1 | 0.3 | 362
2 Diversification | 2025 | 1 | 0.4 | 368
2 Diversification | 2025 | 1 | 0.5 | 351
2 Diversification | 2025 | 1 | 0.6 | 322
2 Diversification | 2025 | 1 | 0.7 | 331
2 Diversification | 2025 | 1 | 0.8 | 315
2 Diversification | 2025 | 1 | 0.9 | 330
2 Diversification | 2025 | 1 | 1 | 322
2 Diversification | 2025 | 1 | 1.1 | 348
2 Diversification | 2025 | 1 | 1.2 | 324
2 Diversification | 2025 | 1 | 1.3 | 310
2 Diversification | 2025 | 1 | 1.4 | 331
2 Diversification | 2025 | 1 | 1.5 | 304
2 Diversification | 2025 | 1 | 1.6 | 352
2 Diversification | 2025 | 1 | 1.7 | 317
2 Diversification | 2025 | 1 | 1.8 | 334
2 Diversification | 2025 | 1 | 1.9 | 307
2 Diversification | 2025 | 1 | 2 | 310
2 Diversification | 2025 | 1 | 2.1 | 292
2 Diversification | 2025 | 1 | 2.2 | 307
2 Diversification | 2025 | 1 | 2.3 | 298
2 Diversification | 2025 | 1 | 2.4 | 295
2 Diversification | 2025 | 1 | 2.5 | 304
2 Diversification | 2025 | 1 | 2.6 | 274
2 Diversification | 2025 | 1 | 2.7 | 313
2 Diversification | 2025 | 1 | 2.8 | 307
2 Diversification | 2025 | 1 | 2.9 | 295
2 Diversification | 2025 | 1 | 3 | 311
2 Diversification | 2025 | 1 | 3.1 | 286
2 Diversification | 2025 | 1 | 3.2 | 253
2 Diversification | 2025 | 1 | 3.3 | 303
2 Diversification | 2025 | 1 | 3.4 | 261
2 Diversification | 2025 | 1 | 3.5 | 280
2 Diversification | 2025 | 1 | 3.6 | 265
2 Diversification | 2025 | 1 | 3.7 | 257
2 Diversification | 2025 | 1 | 3.8 | 257
2 Diversification | 2025 | 1 | 3.9 | 270
2 Diversification | 2025 | 1 | 4 | 256
2 Diversification | 2025 | 1 | 4.1 | 257
2 Diversification | 2025 | 1 | 4.2 | 265
2 Diversification | 2025 | 1 | 4.3 | 273
2 Diversification | 2025 | 1 | 4.4 | 235
2 Diversification | 2025 | 1 | 4.5 | 269
2 Diversification | 2025 | 1 | 4.6 | 273
2 Diversification | 2025 | 1 | 4.7 | 272
2 Diversification | 2025 | 1 | 4.8 | 246
2 Diversification | 2025 | 1 | 4.9 | 233
2 Diversification | 2025 | 1 | 5 | 256
2 Diversification | 2025 | 1 | 5.1 | 250
2 Diversification | 2025 | 1 | 5.2 | 267
2 Diversification | 2025 | 1 | 5.3 | 241
2 Diversification | 2025 | 1 | 5.4 | 214
2 Diversification | 2025 | 1 | 5.5 | 231
2 Diversification | 2025 | 1 | 5.6 | 235
2 Diversification | 2025 | 1 | 5.7 | 220
2 Diversification | 2025 | 1 | 5.8 | 253
2 Diversification | 2025 | 1 | 5.9 | 238
2 Diversification | 2025 | 1 | 6 | 225
2 Diversification | 2025 | 1 | 6.1 | 217
2 Diversification | 2025 | 1 | 6.2 | 225
2 Diversification | 2025 | 1 | 6.3 | 207
2 Diversification | 2025 | 1 | 6.4 | 230
2 Diversification | 2025 | 1 | 6.5 | 228
2 Diversification | 2025 | 1 | 6.6 | 237
2 Diversification | 2025 | 1 | 6.7 | 227
2 Diversification | 2025 | 1 | 6.8 | 223
2 Diversification | 2025 | 1 | 6.9 | 234
2 Diversification | 2025 | 1 | 7 | 234
2 Diversification | 2025 | 1 | 7.1 | 224
2 Diversification | 2025 | 1 | 7.2 | 236
2 Diversification | 2025 | 1 | 7.3 | 189
2 Diversification | 2025 | 1 | 7.4 | 178
2 Diversification | 2025 | 1 | 7.5 | 209
2 Diversification | 2025 | 1 | 7.6 | 213
2 Diversification | 2025 | 1 | 7.7 | 193
2 Diversification | 2025 | 1 | 7.8 | 187
2 Diversification | 2025 | 1 | 7.9 | 182
2 Diversification | 2025 | 1 | 8 | 198
2 Diversification | 2025 | 1 | 8.1 | 192
2 Diversification | 2025 | 1 | 8.2 | 225
2 Diversification | 2025 | 1 | 8.3 | 201
2 Diversification | 2025 | 1 | 8.4 | 170
2 Diversification | 2025 | 1 | 8.5 | 182
2 Diversification | 2025 | 1 | 8.6 | 189
2 Diversification | 2025 | 1 | 8.7 | 177
2 Diversification | 2025 | 1 | 8.8 | 190
2 Diversification | 2025 | 1 | 8.9 | 163
2 Diversification | 2025 | 1 | 9 | 189
2 Diversification | 2025 | 1 | 9.1 | 186
2 Diversification | 2025 | 1 | 9.2 | 164
2 Diversification | 2025 | 1 | 9.3 | 177
2 Diversification | 2025 | 1 | 9.4 | 166
2 Diversification | 2025 | 1 | 9.5 | 166
2 Diversification | 2025 | 1 | 9.6 | 158
2 Diversification | 2025 | 1 | 9.7 | 175
2 Diversification | 2025 | 1 | 9.8 | 156
2 Diversification | 2025 | 1 | 9.9 | 149
2 Diversification | 2025 | 1 | 10 | 159
2 Diversification | 2025 | 1 | 10.1 | 153
2 Diversification | 2025 | 1 | 10.2 | 158
2 Diversification | 2025 | 1 | 10.3 | 156
2 Diversification | 2025 | 1 | 10.4 | 147
2 Diversification | 2025 | 1 | 10.5 | 145
2 Diversification | 2025 | 1 | 10.6 | 166
2 Diversification | 2025 | 1 | 10.7 | 149
2 Diversification | 2025 | 1 | 10.8 | 151
2 Diversification | 2025 | 1 | 10.9 | 154
2 Diversification | 2025 | 1 | 11 | 133
2 Diversification | 2025 | 1 | 11.1 | 142
2 Diversification | 2025 | 1 | 11.2 | 148
2 Diversification | 2025 | 1 | 11.3 | 147
2 Diversification | 2025 | 1 | 11.4 | 146
2 Diversification | 2025 | 1 | 11.5 | 137
2 Diversification | 2025 | 1 | 11.6 | 128
2 Diversification | 2025 | 1 | 11.7 | 114
2 Diversification | 2025 | 1 | 11.8 | 139
2 Diversification | 2025 | 1 | 11.9 | 123
2 Diversification | 2025 | 1 | 12 | 131
2 Diversification | 2025 | 1 | 12.1 | 130
2 Diversification | 2025 | 1 | 12.2 | 125
2 Diversification | 2025 | 1 | 12.3 | 122
2 Diversification | 2025 | 1 | 12.4 | 137
2 Diversification | 2025 | 1 | 12.5 | 117
2 Diversification | 2025 | 1 | 12.6 | 160
2 Diversification | 2025 | 1 | 12.7 | 130
2 Diversification | 2025 | 1 | 12.8 | 125
2 Diversification | 2025 | 1 | 12.9 | 133
2 Diversification | 2025 | 1 | 13 | 130
2 Diversification | 2025 | 1 | 13.1 | 125
2 Diversification | 2025 | 1 | 13.2 | 111
2 Diversification | 2025 | 1 | 13.3 | 117
2 Diversification | 2025 | 1 | 13.4 | 104
2 Diversification | 2025 | 1 | 13.5 | 112
2 Diversification | 2025 | 1 | 13.6 | 95
2 Diversification | 2025 | 1 | 13.7 | 121
2 Diversification | 2025 | 1 | 13.8 | 110
2 Diversification | 2025 | 1 | 13.9 | 109
2 Diversification | 2025 | 1 | 14 | 111
2 Diversification | 2025 | 1 | 14.1 | 92
2 Diversification | 2025 | 1 | 14.2 | 106
2 Diversification | 2025 | 1 | 14.3 | 99
2 Diversification | 2025 | 1 | 14.4 | 89
2 Diversification | 2025 | 1 | 14.5 | 108
2 Diversification | 2025 | 1 | 14.6 | 101
2 Diversification | 2025 | 1 | 14.7 | 121
2 Diversification | 2025 | 1 | 14.8 | 108
2 Diversification | 2025 | 1 | 14.9 | 101
2 Diversification | 2025 | 1 | 15 | 87
2 Diversification | 2025 | 1 | 15.1 | 103
2 Diversification | 2025 | 1 | 15.2 | 94
2 Diversification | 2025 | 1 | 15.3 | 97
2 Diversification | 2025 | 1 | 15.4 | 96
2 Diversification | 2025 | 1 | 15.5 | 109
2 Diversification | 2025 | 1 | 15.6 | 89
2 Diversification | 2025 | 1 | 15.7 | 90
2 Diversification | 2025 | 1 | 15.8 | 76
2 Diversification | 2025 | 1 | 15.9 | 93
2 Diversification | 2025 | 1 | 16 | 81
2 Diversification | 2025 | 1 | 16.1 | 66
2 Diversification | 2025 | 1 | 16.2 | 88
2 Diversification | 2025 | 1 | 16.3 | 71
2 Diversification | 2025 | 1 | 16.4 | 88
2 Diversification | 2025 | 1 | 16.5 | 87
2 Diversification | 2025 | 1 | 16.6 | 81
2 Diversification | 2025 | 1 | 16.7 | 76
2 Diversification | 2025 | 1 | 16.8 | 64
2 Diversification | 2025 | 1 | 16.9 | 73
2 Diversification | 2025 | 1 | 17 | 63
2 Diversification | 2025 | 1 | 17.1 | 71
2 Diversification | 2025 | 1 | 17.2 | 67
2 Diversification | 2025 | 1 | 17.3 | 68
2 Diversification | 2025 | 1 | 17.4 | 86
2 Diversification | 2025 | 1 | 17.5 | 67
2 Diversification | 2025 | 1 | 17.6 | 61
2 Diversification | 2025 | 1 | 17.7 | 66
2 Diversification | 2025 | 1 | 17.8 | 65
2 Diversification | 2025 | 1 | 17.9 | 70
2 Diversification | 2025 | 1 | 18 | 77
2 Diversification | 2025 | 1 | 18.1 | 60
2 Diversification | 2025 | 1 | 18.2 | 56
2 Diversification | 2025 | 1 | 18.3 | 75
2 Diversification | 2025 | 1 | 18.4 | 57
2 Diversification | 2025 | 1 | 18.5 | 70
2 Diversification | 2025 | 1 | 18.6 | 61
2 Diversification | 2025 | 1 | 18.7 | 50
2 Diversification | 2025 | 1 | 18.8 | 83
2 Diversification | 2025 | 1 | 18.9 | 68
2 Diversification | 2025 | 1 | 19 | 75
2 Diversification | 2025 | 1 | 19.1 | 67
2 Diversification | 2025 | 1 | 19.2 | 63
2 Diversification | 2025 | 1 | 19.3 | 63
2 Diversification | 2025 | 1 | 19.4 | 56
2 Diversification | 2025 | 1 | 19.5 | 46
2 Diversification | 2025 | 1 | 19.6 | 50
2 Diversification | 2025 | 1 | 19.7 | 54
2 Diversification | 2025 | 1 | 19.8 | 55
2 Diversification | 2025 | 1 | 19.9 | 62
2 Diversification | 2025 | 1 | 20 | 55
2 Diversification | 2025 | 1 | 20.1 | 64
2 Diversification | 2025 | 1 | 20.2 | 54
2 Diversification | 2025 | 1 | 20.3 | 65
2 Diversification | 2025 | 1 | 20.4 | 54
2 Diversification | 2025 | 1 | 20.5 | 54
2 Diversification | 2025 | 1 | 20.6 | 41
2 Diversification | 2025 | 1 | 20.7 | 51
2 Diversification | 2025 | 1 | 20.8 | 54
2 Diversification | 2025 | 1 | 20.9 | 52
2 Diversification | 2025 | 1 | 21 | 47
2 Diversification | 2025 | 1 | 21.1 | 62
2 Diversification | 2025 | 1 | 21.2 | 46
2 Diversification | 2025 | 1 | 21.3 | 43
2 Diversification | 2025 | 1 | 21.4 | 59
2 Diversification | 2025 | 1 | 21.5 | 44
2 Diversification | 2025 | 1 | 21.6 | 51
2 Diversification | 2025 | 1 | 21.7 | 41
2 Diversification | 2025 | 1 | 21.8 | 34
2 Diversification | 2025 | 1 | 21.9 | 50
2 Diversification | 2025 | 1 | 22 | 45
2 Diversification | 2025 | 1 | 22.1 | 44
2 Diversification | 2025 | 1 | 22.2 | 39
2 Diversification | 2025 | 1 | 22.3 | 48
2 Diversification | 2025 | 1 | 22.4 | 29
2 Diversification | 2025 | 1 | 22.5 | 36
2 Diversification | 2025 | 1 | 22.6 | 39
2 Diversification | 2025 | 1 | 22.7 | 40
2 Diversification | 2025 | 1 | 22.8 | 32
2 Diversification | 2025 | 1 | 22.9 | 42
2 Diversification | 2025 | 1 | 23 | 36
2 Diversification | 2025 | 1 | 23.1 | 42
2 Diversification | 2025 | 1 | 23.2 | 35
2 Diversification | 2025 | 1 | 23.3 | 43
2 Diversification | 2025 | 1 | 23.4 | 41
2 Diversification | 2025 | 1 | 23.5 | 42
2 Diversification | 2025 | 1 | 23.6 | 40
2 Diversification | 2025 | 1 | 23.7 | 36
2 Diversification | 2025 | 1 | 23.8 | 30
2 Diversification | 2025 | 1 | 23.9 | 29
2 Diversification | 2025 | 1 | 24 | 43
2 Diversification | 2025 | 1 | 24.1 | 45
2 Diversification | 2025 | 1 | 24.2 | 24
2 Diversification | 2025 | 1 | 24.3 | 33
2 Diversification | 2025 | 1 | 24.4 | 32
2 Diversification | 2025 | 1 | 24.5 | 33
2 Diversification | 2025 | 1 | 24.6 | 32
2 Diversification | 2025 | 1 | 24.7 | 31
2 Diversification | 2025 | 1 | 24.8 | 37
2 Diversification | 2025 | 1 | 24.9 | 37
2 Diversification | 2025 | 1 | 25 | 23
2 Diversification | 2025 | 1 | 25.1 | 28
2 Diversification | 2025 | 1 | 25.2 | 28
2 Diversification | 2025 | 1 | 25.3 | 34
2 Diversification | 2025 | 1 | 25.4 | 34
2 Diversification | 2025 | 1 | 25.5 | 26
2 Diversification | 2025 | 1 | 25.6 | 27
2 Diversification | 2025 | 1 | 25.7 | 28
2 Diversification | 2025 | 1 | 25.8 | 25
2 Diversification | 2025 | 1 | 25.9 | 29
2 Diversification | 2025 | 1 | 26 | 27
2 Diversification | 2025 | 1 | 26.1 | 35
2 Diversification | 2025 | 1 | 26.2 | 29
2 Diversification | 2025 | 1 | 26.3 | 25
2 Diversification | 2025 | 1 | 26.4 | 28
2 Diversification | 2025 | 1 | 26.5 | 19
2 Diversification | 2025 | 1 | 26.6 | 31
2 Diversification | 2025 | 1 | 26.7 | 31
2 Diversification | 2025 | 1 | 26.8 | 19
2 Diversification | 2025 | 1 | 26.9 | 20
2 Diversification | 2025 | 1 | 27 | 31
2 Diversification | 2025 | 1 | 27.1 | 17
2 Diversification | 2025 | 1 | 27.2 | 22
2 Diversification | 2025 | 1 | 27.3 | 33
2 Diversification | 2025 | 1 | 27.4 | 30
2 Diversification | 2025 | 1 | 27.5 | 22
2 Diversification | 2025 | 1 | 27.6 | 24
2 Diversification | 2025 | 1 | 27.7 | 27
2 Diversification | 2025 | 1 | 27.8 | 19
2 Diversification | 2025 | 1 | 27.9 | 28
2 Diversification | 2025 | 1 | 28 | 32
2 Diversification | 2025 | 1 | 28.1 | 22
2 Diversification | 2025 | 1 | 28.2 | 24
2 Diversification | 2025 | 1 | 28.3 | 23
2 Diversification | 2025 | 1 | 28.4 | 24
2 Diversification | 2025 | 1 | 28.5 | 23
2 Diversification | 2025 | 1 | 28.6 | 23
2 Diversification | 2025 | 1 | 28.7 | 16
2 Diversification | 2025 | 1 | 28.8 | 17
2 Diversification | 2025 | 1 | 28.9 | 15
2 Diversification | 2025 | 1 | 29 | 23
2 Diversification | 2025 | 1 | 29.1 | 25
2 Diversification | 2025 | 1 | 29.2 | 20
2 Diversification | 2025 | 1 | 29.3 | 21
2 Diversification | 2025 | 1 | 29.4 | 16
2 Diversification | 2025 | 1 | 29.5 | 24
2 Diversification | 2025 | 1 | 29.6 | 13
2 Diversification | 2025 | 1 | 29.7 | 17
2 Diversification | 2025 | 1 | 29.8 | 19
2 Diversification | 2025 | 1 | 29.9 | 17
2 Diversification | 2025 | 1 | 30 | 17
2 Diversification | 2025 | 1 | 30.1 | 12
2 Diversification | 2025 | 1 | 30.2 | 19
2 Diversification | 2025 | 1 | 30.3 | 15
2 Diversification | 2025 | 1 | 30.4 | 23
2 Diversification | 2025 | 1 | 30.5 | 18
2 Diversification | 2025 | 1 | 30.6 | 13
2 Diversification | 2025 | 1 | 30.7 | 13
2 Diversification | 2025 | 1 | 30.8 | 15
2 Diversification | 2025 | 1 | 30.9 | 15
2 Diversification | 2025 | 1 | 31 | 9
2 Diversification | 2025 | 1 | 31.1 | 23
2 Diversification | 2025 | 1 | 31.2 | 10
2 Diversification | 2025 | 1 | 31.3 | 16
2 Diversification | 2025 | 1 | 31.4 | 20
2 Diversification | 2025 | 1 | 31.5 | 13
2 Diversification | 2025 | 1 | 31.6 | 27
2 Diversification | 2025 | 1 | 31.7 | 19
2 Diversification | 2025 | 1 | 31.8 | 14
2 Diversification | 2025 | 1 | 31.9 | 13
2 Diversification | 2025 | 1 | 32 | 17
2 Diversification | 2025 | 1 | 32.1 | 11
2 Diversification | 2025 | 1 | 32.2 | 15
2 Diversification | 2025 | 1 | 32.3 | 8
2 Diversification | 2025 | 1 | 32.4 | 12
2 Diversification | 2025 | 1 | 32.5 | 15
2 Diversification | 2025 | 1 | 32.6 | 17
2 Diversification | 2025 | 1 | 32.7 | 11
2 Diversification | 2025 | 1 | 32.8 | 12
2 Diversification | 2025 | 1 | 32.9 | 10
2 Diversification | 2025 | 1 | 33 | 10
2 Diversification | 2025 | 1 | 33.1 | 18
2 Diversification | 2025 | 1 | 33.2 | 9
2 Diversification | 2025 | 1 | 33.3 | 12
2 Diversification | 2025 | 1 | 33.4 | 14
2 Diversification | 2025 | 1 | 33.5 | 9
2 Diversification | 2025 | 1 | 33.6 | 14
2 Diversification | 2025 | 1 | 33.7 | 10
2 Diversification | 2025 | 1 | 33.8 | 13
2 Diversification | 2025 | 1 | 33.9 | 7
2 Diversification | 2025 | 1 | 34 | 6
2 Diversification | 2025 | 1 | 34.1 | 9
2 Diversification | 2025 | 1 | 34.2 | 8
2 Diversification | 2025 | 1 | 34.3 | 16
2 Diversification | 2025 | 1 | 34.4 | 15
2 Diversification | 2025 | 1 | 34.5 | 11
2 Diversification | 2025 | 1 | 34.6 | 12
2 Diversification | 2025 | 1 | 34.7 | 6
2 Diversification | 2025 | 1 | 34.8 | 12
2 Diversification | 2025 | 1 | 34.9 | 12
2 Diversification | 2025 | 1 | 35 | 15
2 Diversification | 2025 | 1 | 35.1 | 15
2 Diversification | 2025 | 1 | 35.2 | 10
2 Diversification | 2025 | 1 | 35.3 | 7
2 Diversification | 2025 | 1 | 35.4 | 12
2 Diversification | 2025 | 1 | 35.5 | 8
2 Diversification | 2025 | 1 | 35.6 | 5
2 Diversification | 2025 | 1 | 35.7 | 12
2 Diversification | 2025 | 1 | 35.8 | 4
2 Diversification | 2025 | 1 | 35.9 | 9
2 Diversification | 2025 | 1 | 36 | 9
2 Diversification | 2025 | 1 | 36.1 | 13
2 Diversification | 2025 | 1 | 36.2 | 8
2 Diversification | 2025 | 1 | 36.3 | 12
2 Diversification | 2025 | 1 | 36.4 | 10
2 Diversification | 2025 | 1 | 36.5 | 10
2 Diversification | 2025 | 1 | 36.6 | 9
2 Diversification | 2025 | 1 | 36.7 | 7
2 Diversification | 2025 | 1 | 36.8 | 7
2 Diversification | 2025 | 1 | 36.9 | 6
2 Diversification | 2025 | 1 | 37 | 8
2 Diversification | 2025 | 1 | 37.1 | 4
2 Diversification | 2025 | 1 | 37.2 | 9
2 Diversification | 2025 | 1 | 37.3 | 8
2 Diversification | 2025 | 1 | 37.4 | 6
2 Diversification | 2025 | 1 | 37.5 | 5
2 Diversification | 2025 | 1 | 37.6 | 11
2 Diversification | 2025 | 1 | 37.7 | 7
2 Diversification | 2025 | 1 | 37.8 | 6
2 Diversification | 2025 | 1 | 37.9 | 3
2 Diversification | 2025 | 1 | 38 | 7
2 Diversification | 2025 | 1 | 38.1 | 5
2 Diversification | 2025 | 1 | 38.2 | 5
2 Diversification | 2025 | 1 | 38.3 | 7
2 Diversification | 2025 | 1 | 38.4 | 9
2 Diversification | 2025 | 1 | 38.5 | 5
2 Diversification | 2025 | 1 | 38.6 | 10
2 Diversification | 2025 | 1 | 38.7 | 5
2 Diversification | 2025 | 1 | 38.8 | 2
2 Diversification | 2025 | 1 | 38.9 | 8
2 Diversification | 2025 | 1 | 39 | 8
2 Diversification | 2025 | 1 | 39.1 | 11
2 Diversification | 2025 | 1 | 39.2 | 11
2 Diversification | 2025 | 1 | 39.3 | 8
2 Diversification | 2025 | 1 | 39.4 | 5
2 Diversification | 2025 | 1 | 39.5 | 7
2 Diversification | 2025 | 1 | 39.6 | 7
2 Diversification | 2025 | 1 | 39.7 | 6
2 Diversification | 2025 | 1 | 39.8 | 5
2 Diversification | 2025 | 1 | 39.9 | 3
2 Diversification | 2025 | 1 | 40 | 5
2 Diversification | 2025 | 1 | 40.1 | 5
2 Diversification | 2025 | 1 | 40.2 | 6
2 Diversification | 2025 | 1 | 40.3 | 7
2 Diversification | 2025 | 1 | 40.4 | 3
2 Diversification | 2025 | 1 | 40.5 | 7
2 Diversification | 2025 | 1 | 40.6 | 7
2 Diversification | 2025 | 1 | 40.7 | 7
2 Diversification | 2025 | 1 | 40.8 | 5
2 Diversification | 2025 | 1 | 40.9 | 1
2 Diversification | 2025 | 1 | 41 | 5
2 Diversification | 2025 | 1 | 41.1 | 5
2 Diversification | 2025 | 1 | 41.2 | 4
2 Diversification | 2025 | 1 | 41.3 | 1
2 Diversification | 2025 | 1 | 41.4 | 5
2 Diversification | 2025 | 1 | 41.5 | 8
2 Diversification | 2025 | 1 | 41.6 | 4
2 Diversification | 2025 | 1 | 41.7 | 4
2 Diversification | 2025 | 1 | 41.8 | 5
2 Diversification | 2025 | 1 | 41.9 | 4
2 Diversification | 2025 | 1 | 42 | 3
2 Diversification | 2025 | 1 | 42.1 | 3
2 Diversification | 2025 | 1 | 42.2 | 1
2 Diversification | 2025 | 1 | 42.3 | 3
2 Diversification | 2025 | 1 | 42.4 | 4
2 Diversification | 2025 | 1 | 42.5 | 3
2 Diversification | 2025 | 1 | 42.6 | 4
2 Diversification | 2025 | 1 | 42.7 | 6
2 Diversification | 2025 | 1 | 42.8 | 3
2 Diversification | 2025 | 1 | 42.9 | 3
2 Diversification | 2025 | 1 | 43 | 4
2 Diversification | 2025 | 1 | 43.1 | 6
2 Diversification | 2025 | 1 | 43.3 | 2
2 Diversification | 2025 | 1 | 43.4 | 6
2 Diversification | 2025 | 1 | 43.5 | 3
2 Diversification | 2025 | 1 | 43.6 | 2
2 Diversification | 2025 | 1 | 43.7 | 1
2 Diversification | 2025 | 1 | 43.8 | 2
2 Diversification | 2025 | 1 | 43.9 | 4
2 Diversification | 2025 | 1 | 44 | 4
2 Diversification | 2025 | 1 | 44.1 | 3
2 Diversification | 2025 | 1 | 44.2 | 3
2 Diversification | 2025 | 1 | 44.3 | 3
2 Diversification | 2025 | 1 | 44.4 | 5
2 Diversification | 2025 | 1 | 44.5 | 2
2 Diversification | 2025 | 1 | 44.6 | 3
2 Diversification | 2025 | 1 | 44.7 | 3
2 Diversification | 2025 | 1 | 44.8 | 4
2 Diversification | 2025 | 1 | 44.9 | 5
2 Diversification | 2025 | 1 | 45 | 1
2 Diversification | 2025 | 1 | 45.1 | 2
2 Diversification | 2025 | 1 | 45.2 | 1
2 Diversification | 2025 | 1 | 45.3 | 2
2 Diversification | 2025 | 1 | 45.4 | 1
2 Diversification | 2025 | 1 | 45.5 | 4
2 Diversification | 2025 | 1 | 45.6 | 1
2 Diversification | 2025 | 1 | 45.7 | 2
2 Diversification | 2025 | 1 | 45.8 | 3
2 Diversification | 2025 | 1 | 45.9 | 4
2 Diversification | 2025 | 1 | 46 | 3
2 Diversification | 2025 | 1 | 46.1 | 2
2 Diversification | 2025 | 1 | 46.2 | 3
2 Diversification | 2025 | 1 | 46.4 | 2
2 Diversification | 2025 | 1 | 46.5 | 4
2 Diversification | 2025 | 1 | 46.7 | 1
2 Diversification | 2025 | 1 | 46.8 | 1
2 Diversification | 2025 | 1 | 47.1 | 3
2 Diversification | 2025 | 1 | 47.2 | 3
2 Diversification | 2025 | 1 | 47.3 | 2
2 Diversification | 2025 | 1 | 47.4 | 3
2 Diversification | 2025 | 1 | 47.5 | 1
2 Diversification | 2025 | 1 | 47.6 | 5
2 Diversification | 2025 | 1 | 47.7 | 2
2 Diversification | 2025 | 1 | 47.8 | 6
2 Diversification | 2025 | 1 | 47.9 | 2
2 Diversification | 2025 | 1 | 48 | 1
2 Diversification | 2025 | 1 | 48.1 | 1
2 Diversification | 2025 | 1 | 48.2 | 4
2 Diversification | 2025 | 1 | 48.3 | 1
2 Diversification | 2025 | 1 | 48.4 | 1
2 Diversification | 2025 | 1 | 48.5 | 1
2 Diversification | 2025 | 1 | 48.6 | 2
2 Diversification | 2025 | 1 | 48.8 | 2
2 Diversification | 2025 | 1 | 48.9 | 1
2 Diversification | 2025 | 1 | 49.1 | 2
2 Diversification | 2025 | 1 | 49.2 | 3
2 Diversification | 2025 | 1 | 49.3 | 4
2 Diversification | 2025 | 1 | 49.4 | 1
2 Diversification | 2025 | 1 | 49.6 | 2
2 Diversification | 2025 | 1 | 49.7 | 1
2 Diversification | 2025 | 1 | 49.8 | 3
2 Diversification | 2025 | 1 | 49.9 | 1
2 Diversification | 2025 | 1 | 50 | 4
2 Diversification | 2025 | 1 | 50.1 | 2
2 Diversification | 2025 | 1 | 50.2 | 1
2 Diversification | 2025 | 1 | 50.5 | 4
2 Diversification | 2025 | 1 | 50.7 | 4
2 Diversification | 2025 | 1 | 50.8 | 2
2 Diversification | 2025 | 1 | 50.9 | 1
2 Diversification | 2025 | 1 | 51 | 1
2 Diversification | 2025 | 1 | 51.1 | 1
2 Diversification | 2025 | 1 | 51.4 | 2
2 Diversification | 2025 | 1 | 51.5 | 1
2 Diversification | 2025 | 1 | 51.6 | 3
2 Diversification | 2025 | 1 | 51.7 | 5
2 Diversification | 2025 | 1 | 51.8 | 3
2 Diversification | 2025 | 1 | 51.9 | 1
2 Diversification | 2025 | 1 | 52 | 1
2 Diversification | 2025 | 1 | 52.1 | 2
2 Diversification | 2025 | 1 | 52.3 | 1
2 Diversification | 2025 | 1 | 52.5 | 2
2 Diversification | 2025 | 1 | 52.6 | 1
2 Diversification | 2025 | 1 | 52.7 | 1
2 Diversification | 2025 | 1 | 52.8 | 1
2 Diversification | 2025 | 1 | 52.9 | 2
2 Diversification | 2025 | 1 | 53 | 2
2 Diversification | 2025 | 1 | 53.1 | 1
2 Diversification | 2025 | 1 | 53.2 | 1
2 Diversification | 2025 | 1 | 53.3 | 1
2 Diversification | 2025 | 1 | 53.4 | 3
2 Diversification | 2025 | 1 | 53.5 | 1
2 Diversification | 2025 | 1 | 53.6 | 2
2 Diversification | 2025 | 1 | 53.7 | 2
2 Diversification | 2025 | 1 | 53.8 | 1
2 Diversification | 2025 | 1 | 53.9 | 1
2 Diversification | 2025 | 1 | 54 | 1
2 Diversification | 2025 | 1 | 54.1 | 1
2 Diversification | 2025 | 1 | 54.2 | 1
2 Diversification | 2025 | 1 | 54.3 | 1
2 Diversification | 2025 | 1 | 54.6 | 1
2 Diversification | 2025 | 1 | 54.8 | 1
2 Diversification | 2025 | 1 | 54.9 | 3
2 Diversification | 2025 | 1 | 55 | 4
2 Diversification | 2025 | 1 | 55.4 | 1
2 Diversification | 2025 | 1 | 55.5 | 2
2 Diversification | 2025 | 1 | 55.7 | 2
2 Diversification | 2025 | 1 | 55.9 | 1
2 Diversification | 2025 | 1 | 56.2 | 1
2 Diversification | 2025 | 1 | 56.3 | 1
2 Diversification | 2025 | 1 | 56.5 | 1
2 Diversification | 2025 | 1 | 56.7 | 1
2 Diversification | 2025 | 1 | 56.8 | 1
2 Diversification | 2025 | 1 | 56.9 | 1
2 Diversification | 2025 | 1 | 57.1 | 1
2 Diversification | 2025 | 1 | 57.2 | 1
2 Diversification | 2025 | 1 | 57.3 | 3
2 Diversification | 2025 | 1 | 57.5 | 1
2 Diversification | 2025 | 1 | 58 | 2
2 Diversification | 2025 | 1 | 58.2 | 2
2 Diversification | 2025 | 1 | 58.3 | 1
2 Diversification | 2025 | 1 | 58.4 | 2
2 Diversification | 2025 | 1 | 58.5 | 1
2 Diversification | 2025 | 1 | 58.6 | 1
2 Diversification | 2025 | 1 | 58.8 | 1
2 Diversification | 2025 | 1 | 58.9 | 2
2 Diversification | 2025 | 1 | 59.2 | 3
2 Diversification | 2025 | 1 | 59.5 | 1
2 Diversification | 2025 | 1 | 59.7 | 1
2 Diversification | 2025 | 1 | 59.8 | 2
2 Diversification | 2025 | 1 | 60 | 1
2 Diversification | 2025 | 1 | 60.1 | 1
2 Diversification | 2025 | 1 | 60.3 | 1
2 Diversification | 2025 | 1 | 60.8 | 2
2 Diversification | 2025 | 1 | 61.1 | 1
2 Diversification | 2025 | 1 | 61.8 | 1
2 Diversification | 2025 | 1 | 62.4 | 1
2 Diversification | 2025 | 1 | 62.5 | 1
2 Diversification | 2025 | 1 | 62.7 | 1
2 Diversification | 2025 | 1 | 63.6 | 1
2 Diversification | 2025 | 1 | 64.1 | 2
2 Diversification | 2025 | 1 | 64.2 | 2
2 Diversification | 2025 | 1 | 64.7 | 1
2 Diversification | 2025 | 1 | 64.8 | 1
2 Diversification | 2025 | 1 | 66.5 | 1
2 Diversification | 2025 | 1 | 66.7 | 1
2 Diversification | 2025 | 1 | 66.9 | 1
2 Diversification | 2025 | 1 | 67.9 | 1
2 Diversification | 2025 | 1 | 68 | 1
2 Diversification | 2025 | 1 | 68.2 | 1
2 Diversification | 2025 | 1 | 68.3 | 1
2 Diversification | 2025 | 1 | 69 | 1
2 Diversification | 2025 | 1 | 69.3 | 2
2 Diversification | 2025 | 1 | 70.1 | 1
2 Diversification | 2025 | 1 | 70.2 | 1
2 Diversification | 2025 | 1 | 70.5 | 1
2 Diversification | 2025 | 1 | 70.7 | 1
2 Diversification | 2025 | 1 | 71.3 | 1
2 Diversification | 2025 | 1 | 72.3 | 1
2 Diversification | 2025 | 1 | 77.4 | 1
2 Diversification | 2025 | 1 | 85.6 | 1
2 Diversification | 2025 | 1 | 95.5 | 1
2 Diversification | 2025 | 1 | 105.1 | 1
2 Diversification | 2025 | 1 | 109.4 | 1
2 Diversification | 2025 | 1 | 256.2 | 1
2 Diversification | 2025 | 2 | -237.6 | 1
2 Diversification | 2025 | 2 | -206.1 | 1
2 Diversification | 2025 | 2 | -73.8 | 1
2 Diversification | 2025 | 2 | -73 | 1
2 Diversification | 2025 | 2 | -69.6 | 1
2 Diversification | 2025 | 2 | -65.6 | 1
2 Diversification | 2025 | 2 | -63 | 1
2 Diversification | 2025 | 2 | -59.5 | 1
2 Diversification | 2025 | 2 | -58.1 | 1
2 Diversification | 2025 | 2 | -57.5 | 1
2 Diversification | 2025 | 2 | -56.5 | 1
2 Diversification | 2025 | 2 | -55.8 | 1
2 Diversification | 2025 | 2 | -54.1 | 1
2 Diversification | 2025 | 2 | -54 | 1
2 Diversification | 2025 | 2 | -53.9 | 1
2 Diversification | 2025 | 2 | -53.8 | 2
2 Diversification | 2025 | 2 | -53.3 | 2
2 Diversification | 2025 | 2 | -52.8 | 1
2 Diversification | 2025 | 2 | -52.6 | 1
2 Diversification | 2025 | 2 | -52.5 | 1
2 Diversification | 2025 | 2 | -52.3 | 3
2 Diversification | 2025 | 2 | -52.2 | 1
2 Diversification | 2025 | 2 | -52 | 1
2 Diversification | 2025 | 2 | -51.6 | 1
2 Diversification | 2025 | 2 | -51.4 | 1
2 Diversification | 2025 | 2 | -51.3 | 1
2 Diversification | 2025 | 2 | -50.3 | 1
2 Diversification | 2025 | 2 | -49.9 | 1
2 Diversification | 2025 | 2 | -49.5 | 1
2 Diversification | 2025 | 2 | -48.2 | 1
2 Diversification | 2025 | 2 | -47.9 | 1
2 Diversification | 2025 | 2 | -47 | 1
2 Diversification | 2025 | 2 | -46.9 | 1
2 Diversification | 2025 | 2 | -46.7 | 1
2 Diversification | 2025 | 2 | -46.6 | 2
2 Diversification | 2025 | 2 | -46.4 | 1
2 Diversification | 2025 | 2 | -46.1 | 1
2 Diversification | 2025 | 2 | -45.7 | 2
2 Diversification | 2025 | 2 | -45.4 | 1
2 Diversification | 2025 | 2 | -45.3 | 1
2 Diversification | 2025 | 2 | -45.2 | 1
2 Diversification | 2025 | 2 | -45 | 2
2 Diversification | 2025 | 2 | -44.7 | 1
2 Diversification | 2025 | 2 | -44.6 | 1
2 Diversification | 2025 | 2 | -44.4 | 2
2 Diversification | 2025 | 2 | -44.2 | 3
2 Diversification | 2025 | 2 | -44.1 | 1
2 Diversification | 2025 | 2 | -43.8 | 2
2 Diversification | 2025 | 2 | -43.7 | 2
2 Diversification | 2025 | 2 | -43.6 | 2
2 Diversification | 2025 | 2 | -43.5 | 1
2 Diversification | 2025 | 2 | -43.4 | 1
2 Diversification | 2025 | 2 | -43.3 | 1
2 Diversification | 2025 | 2 | -43.2 | 1
2 Diversification | 2025 | 2 | -42.5 | 2
2 Diversification | 2025 | 2 | -42.3 | 2
2 Diversification | 2025 | 2 | -42.2 | 3
2 Diversification | 2025 | 2 | -42.1 | 3
2 Diversification | 2025 | 2 | -41.9 | 1
2 Diversification | 2025 | 2 | -41.8 | 1
2 Diversification | 2025 | 2 | -41.7 | 1
2 Diversification | 2025 | 2 | -41.6 | 1
2 Diversification | 2025 | 2 | -41.5 | 1
2 Diversification | 2025 | 2 | -41.3 | 1
2 Diversification | 2025 | 2 | -41.1 | 4
2 Diversification | 2025 | 2 | -41 | 1
2 Diversification | 2025 | 2 | -40.9 | 3
2 Diversification | 2025 | 2 | -40.4 | 2
2 Diversification | 2025 | 2 | -40.3 | 1
2 Diversification | 2025 | 2 | -40.2 | 2
2 Diversification | 2025 | 2 | -40.1 | 1
2 Diversification | 2025 | 2 | -40 | 3
2 Diversification | 2025 | 2 | -39.9 | 5
2 Diversification | 2025 | 2 | -39.8 | 2
2 Diversification | 2025 | 2 | -39.7 | 1
2 Diversification | 2025 | 2 | -39.6 | 2
2 Diversification | 2025 | 2 | -39.5 | 3
2 Diversification | 2025 | 2 | -39.3 | 2
2 Diversification | 2025 | 2 | -39.2 | 1
2 Diversification | 2025 | 2 | -39.1 | 1
2 Diversification | 2025 | 2 | -39 | 2
2 Diversification | 2025 | 2 | -38.8 | 1
2 Diversification | 2025 | 2 | -38.7 | 3
2 Diversification | 2025 | 2 | -38.6 | 5
2 Diversification | 2025 | 2 | -38.3 | 1
2 Diversification | 2025 | 2 | -38.2 | 2
2 Diversification | 2025 | 2 | -38.1 | 4
2 Diversification | 2025 | 2 | -38 | 2
2 Diversification | 2025 | 2 | -37.9 | 3
2 Diversification | 2025 | 2 | -37.8 | 1
2 Diversification | 2025 | 2 | -37.7 | 4
2 Diversification | 2025 | 2 | -37.6 | 4
2 Diversification | 2025 | 2 | -37.5 | 2
2 Diversification | 2025 | 2 | -37.4 | 2
2 Diversification | 2025 | 2 | -37.3 | 2
2 Diversification | 2025 | 2 | -37.2 | 3
2 Diversification | 2025 | 2 | -37.1 | 1
2 Diversification | 2025 | 2 | -37 | 2
2 Diversification | 2025 | 2 | -36.9 | 2
2 Diversification | 2025 | 2 | -36.7 | 4
2 Diversification | 2025 | 2 | -36.6 | 3
2 Diversification | 2025 | 2 | -36.5 | 4
2 Diversification | 2025 | 2 | -36.4 | 3
2 Diversification | 2025 | 2 | -36.2 | 1
2 Diversification | 2025 | 2 | -36.1 | 3
2 Diversification | 2025 | 2 | -36 | 2
2 Diversification | 2025 | 2 | -35.9 | 2
2 Diversification | 2025 | 2 | -35.8 | 4
2 Diversification | 2025 | 2 | -35.7 | 6
2 Diversification | 2025 | 2 | -35.6 | 1
2 Diversification | 2025 | 2 | -35.5 | 1
2 Diversification | 2025 | 2 | -35.4 | 2
2 Diversification | 2025 | 2 | -35.3 | 2
2 Diversification | 2025 | 2 | -35.2 | 2
2 Diversification | 2025 | 2 | -35.1 | 2
2 Diversification | 2025 | 2 | -35 | 3
2 Diversification | 2025 | 2 | -34.9 | 3
2 Diversification | 2025 | 2 | -34.8 | 3
2 Diversification | 2025 | 2 | -34.7 | 2
2 Diversification | 2025 | 2 | -34.6 | 3
2 Diversification | 2025 | 2 | -34.5 | 6
2 Diversification | 2025 | 2 | -34.4 | 1
2 Diversification | 2025 | 2 | -34.3 | 1
2 Diversification | 2025 | 2 | -34.2 | 4
2 Diversification | 2025 | 2 | -34.1 | 2
2 Diversification | 2025 | 2 | -34 | 3
2 Diversification | 2025 | 2 | -33.9 | 4
2 Diversification | 2025 | 2 | -33.8 | 5
2 Diversification | 2025 | 2 | -33.7 | 3
2 Diversification | 2025 | 2 | -33.6 | 1
2 Diversification | 2025 | 2 | -33.5 | 7
2 Diversification | 2025 | 2 | -33.4 | 2
2 Diversification | 2025 | 2 | -33.3 | 4
2 Diversification | 2025 | 2 | -33.2 | 2
2 Diversification | 2025 | 2 | -33.1 | 9
2 Diversification | 2025 | 2 | -33 | 4
2 Diversification | 2025 | 2 | -32.9 | 5
2 Diversification | 2025 | 2 | -32.8 | 4
2 Diversification | 2025 | 2 | -32.7 | 8
2 Diversification | 2025 | 2 | -32.6 | 6
2 Diversification | 2025 | 2 | -32.5 | 5
2 Diversification | 2025 | 2 | -32.4 | 3
2 Diversification | 2025 | 2 | -32.3 | 2
2 Diversification | 2025 | 2 | -32.2 | 4
2 Diversification | 2025 | 2 | -32.1 | 6
2 Diversification | 2025 | 2 | -32 | 3
2 Diversification | 2025 | 2 | -31.9 | 5
2 Diversification | 2025 | 2 | -31.8 | 6
2 Diversification | 2025 | 2 | -31.7 | 6
2 Diversification | 2025 | 2 | -31.6 | 5
2 Diversification | 2025 | 2 | -31.5 | 8
2 Diversification | 2025 | 2 | -31.4 | 4
2 Diversification | 2025 | 2 | -31.3 | 5
2 Diversification | 2025 | 2 | -31.2 | 4
2 Diversification | 2025 | 2 | -31.1 | 4
2 Diversification | 2025 | 2 | -31 | 7
2 Diversification | 2025 | 2 | -30.9 | 7
2 Diversification | 2025 | 2 | -30.8 | 7
2 Diversification | 2025 | 2 | -30.7 | 6
2 Diversification | 2025 | 2 | -30.6 | 11
2 Diversification | 2025 | 2 | -30.5 | 12
2 Diversification | 2025 | 2 | -30.4 | 8
2 Diversification | 2025 | 2 | -30.3 | 4
2 Diversification | 2025 | 2 | -30.2 | 9
2 Diversification | 2025 | 2 | -30.1 | 9
2 Diversification | 2025 | 2 | -30 | 10
2 Diversification | 2025 | 2 | -29.9 | 6
2 Diversification | 2025 | 2 | -29.8 | 6
2 Diversification | 2025 | 2 | -29.7 | 5
2 Diversification | 2025 | 2 | -29.6 | 7
2 Diversification | 2025 | 2 | -29.5 | 6
2 Diversification | 2025 | 2 | -29.4 | 9
2 Diversification | 2025 | 2 | -29.3 | 6
2 Diversification | 2025 | 2 | -29.2 | 13
2 Diversification | 2025 | 2 | -29.1 | 10
2 Diversification | 2025 | 2 | -29 | 8
2 Diversification | 2025 | 2 | -28.9 | 7
2 Diversification | 2025 | 2 | -28.8 | 4
2 Diversification | 2025 | 2 | -28.7 | 8
2 Diversification | 2025 | 2 | -28.6 | 10
2 Diversification | 2025 | 2 | -28.5 | 4
2 Diversification | 2025 | 2 | -28.4 | 5
2 Diversification | 2025 | 2 | -28.3 | 14
2 Diversification | 2025 | 2 | -28.2 | 12
2 Diversification | 2025 | 2 | -28.1 | 6
2 Diversification | 2025 | 2 | -28 | 8
2 Diversification | 2025 | 2 | -27.9 | 10
2 Diversification | 2025 | 2 | -27.8 | 12
2 Diversification | 2025 | 2 | -27.7 | 8
2 Diversification | 2025 | 2 | -27.6 | 9
2 Diversification | 2025 | 2 | -27.5 | 12
2 Diversification | 2025 | 2 | -27.4 | 10
2 Diversification | 2025 | 2 | -27.3 | 5
2 Diversification | 2025 | 2 | -27.2 | 9
2 Diversification | 2025 | 2 | -27.1 | 16
2 Diversification | 2025 | 2 | -27 | 12
2 Diversification | 2025 | 2 | -26.9 | 5
2 Diversification | 2025 | 2 | -26.8 | 13
2 Diversification | 2025 | 2 | -26.7 | 7
2 Diversification | 2025 | 2 | -26.6 | 12
2 Diversification | 2025 | 2 | -26.5 | 14
2 Diversification | 2025 | 2 | -26.4 | 10
2 Diversification | 2025 | 2 | -26.3 | 5
2 Diversification | 2025 | 2 | -26.2 | 15
2 Diversification | 2025 | 2 | -26.1 | 15
2 Diversification | 2025 | 2 | -26 | 13
2 Diversification | 2025 | 2 | -25.9 | 14
2 Diversification | 2025 | 2 | -25.8 | 12
2 Diversification | 2025 | 2 | -25.7 | 14
2 Diversification | 2025 | 2 | -25.6 | 17
2 Diversification | 2025 | 2 | -25.5 | 9
2 Diversification | 2025 | 2 | -25.4 | 13
2 Diversification | 2025 | 2 | -25.3 | 21
2 Diversification | 2025 | 2 | -25.2 | 17
2 Diversification | 2025 | 2 | -25.1 | 11
2 Diversification | 2025 | 2 | -25 | 12
2 Diversification | 2025 | 2 | -24.9 | 9
2 Diversification | 2025 | 2 | -24.8 | 15
2 Diversification | 2025 | 2 | -24.7 | 14
2 Diversification | 2025 | 2 | -24.6 | 15
2 Diversification | 2025 | 2 | -24.5 | 12
2 Diversification | 2025 | 2 | -24.4 | 14
2 Diversification | 2025 | 2 | -24.3 | 10
2 Diversification | 2025 | 2 | -24.2 | 11
2 Diversification | 2025 | 2 | -24.1 | 14
2 Diversification | 2025 | 2 | -24 | 19
2 Diversification | 2025 | 2 | -23.9 | 13
2 Diversification | 2025 | 2 | -23.8 | 12
2 Diversification | 2025 | 2 | -23.7 | 17
2 Diversification | 2025 | 2 | -23.6 | 18
2 Diversification | 2025 | 2 | -23.5 | 23
2 Diversification | 2025 | 2 | -23.4 | 14
2 Diversification | 2025 | 2 | -23.3 | 18
2 Diversification | 2025 | 2 | -23.2 | 18
2 Diversification | 2025 | 2 | -23.1 | 17
2 Diversification | 2025 | 2 | -23 | 6
2 Diversification | 2025 | 2 | -22.9 | 25
2 Diversification | 2025 | 2 | -22.8 | 10
2 Diversification | 2025 | 2 | -22.7 | 13
2 Diversification | 2025 | 2 | -22.6 | 15
2 Diversification | 2025 | 2 | -22.5 | 6
2 Diversification | 2025 | 2 | -22.4 | 20
2 Diversification | 2025 | 2 | -22.3 | 15
2 Diversification | 2025 | 2 | -22.2 | 13
2 Diversification | 2025 | 2 | -22.1 | 15
2 Diversification | 2025 | 2 | -22 | 18
2 Diversification | 2025 | 2 | -21.9 | 23
2 Diversification | 2025 | 2 | -21.8 | 14
2 Diversification | 2025 | 2 | -21.7 | 26
2 Diversification | 2025 | 2 | -21.6 | 19
2 Diversification | 2025 | 2 | -21.5 | 22
2 Diversification | 2025 | 2 | -21.4 | 21
2 Diversification | 2025 | 2 | -21.3 | 21
2 Diversification | 2025 | 2 | -21.2 | 24
2 Diversification | 2025 | 2 | -21.1 | 19
2 Diversification | 2025 | 2 | -21 | 22
2 Diversification | 2025 | 2 | -20.9 | 22
2 Diversification | 2025 | 2 | -20.8 | 26
2 Diversification | 2025 | 2 | -20.7 | 20
2 Diversification | 2025 | 2 | -20.6 | 16
2 Diversification | 2025 | 2 | -20.5 | 20
2 Diversification | 2025 | 2 | -20.4 | 30
2 Diversification | 2025 | 2 | -20.3 | 25
2 Diversification | 2025 | 2 | -20.2 | 23
2 Diversification | 2025 | 2 | -20.1 | 31
2 Diversification | 2025 | 2 | -20 | 21
2 Diversification | 2025 | 2 | -19.9 | 27
2 Diversification | 2025 | 2 | -19.8 | 23
2 Diversification | 2025 | 2 | -19.7 | 32
2 Diversification | 2025 | 2 | -19.6 | 31
2 Diversification | 2025 | 2 | -19.5 | 25
2 Diversification | 2025 | 2 | -19.4 | 19
2 Diversification | 2025 | 2 | -19.3 | 25
2 Diversification | 2025 | 2 | -19.2 | 24
2 Diversification | 2025 | 2 | -19.1 | 27
2 Diversification | 2025 | 2 | -19 | 25
2 Diversification | 2025 | 2 | -18.9 | 24
2 Diversification | 2025 | 2 | -18.8 | 33
2 Diversification | 2025 | 2 | -18.7 | 32
2 Diversification | 2025 | 2 | -18.6 | 29
2 Diversification | 2025 | 2 | -18.5 | 25
2 Diversification | 2025 | 2 | -18.4 | 25
2 Diversification | 2025 | 2 | -18.3 | 42
2 Diversification | 2025 | 2 | -18.2 | 27
2 Diversification | 2025 | 2 | -18.1 | 25
2 Diversification | 2025 | 2 | -18 | 40
2 Diversification | 2025 | 2 | -17.9 | 38
2 Diversification | 2025 | 2 | -17.8 | 40
2 Diversification | 2025 | 2 | -17.7 | 38
2 Diversification | 2025 | 2 | -17.6 | 31
2 Diversification | 2025 | 2 | -17.5 | 41
2 Diversification | 2025 | 2 | -17.4 | 34
2 Diversification | 2025 | 2 | -17.3 | 31
2 Diversification | 2025 | 2 | -17.2 | 33
2 Diversification | 2025 | 2 | -17.1 | 32
2 Diversification | 2025 | 2 | -17 | 42
2 Diversification | 2025 | 2 | -16.9 | 37
2 Diversification | 2025 | 2 | -16.8 | 21
2 Diversification | 2025 | 2 | -16.7 | 30
2 Diversification | 2025 | 2 | -16.6 | 32
2 Diversification | 2025 | 2 | -16.5 | 38
2 Diversification | 2025 | 2 | -16.4 | 44
2 Diversification | 2025 | 2 | -16.3 | 40
2 Diversification | 2025 | 2 | -16.2 | 49
2 Diversification | 2025 | 2 | -16.1 | 38
2 Diversification | 2025 | 2 | -16 | 45
2 Diversification | 2025 | 2 | -15.9 | 40
2 Diversification | 2025 | 2 | -15.8 | 43
2 Diversification | 2025 | 2 | -15.7 | 38
2 Diversification | 2025 | 2 | -15.6 | 58
2 Diversification | 2025 | 2 | -15.5 | 52
2 Diversification | 2025 | 2 | -15.4 | 48
2 Diversification | 2025 | 2 | -15.3 | 37
2 Diversification | 2025 | 2 | -15.2 | 58
2 Diversification | 2025 | 2 | -15.1 | 46
2 Diversification | 2025 | 2 | -15 | 35
2 Diversification | 2025 | 2 | -14.9 | 32
2 Diversification | 2025 | 2 | -14.8 | 44
2 Diversification | 2025 | 2 | -14.7 | 57
2 Diversification | 2025 | 2 | -14.6 | 47
2 Diversification | 2025 | 2 | -14.5 | 62
2 Diversification | 2025 | 2 | -14.4 | 45
2 Diversification | 2025 | 2 | -14.3 | 46
2 Diversification | 2025 | 2 | -14.2 | 45
2 Diversification | 2025 | 2 | -14.1 | 53
2 Diversification | 2025 | 2 | -14 | 51
2 Diversification | 2025 | 2 | -13.9 | 49
2 Diversification | 2025 | 2 | -13.8 | 56
2 Diversification | 2025 | 2 | -13.7 | 47
2 Diversification | 2025 | 2 | -13.6 | 50
2 Diversification | 2025 | 2 | -13.5 | 62
2 Diversification | 2025 | 2 | -13.4 | 57
2 Diversification | 2025 | 2 | -13.3 | 49
2 Diversification | 2025 | 2 | -13.2 | 56
2 Diversification | 2025 | 2 | -13.1 | 51
2 Diversification | 2025 | 2 | -13 | 53
2 Diversification | 2025 | 2 | -12.9 | 57
2 Diversification | 2025 | 2 | -12.8 | 48
2 Diversification | 2025 | 2 | -12.7 | 50
2 Diversification | 2025 | 2 | -12.6 | 56
2 Diversification | 2025 | 2 | -12.5 | 57
2 Diversification | 2025 | 2 | -12.4 | 59
2 Diversification | 2025 | 2 | -12.3 | 61
2 Diversification | 2025 | 2 | -12.2 | 61
2 Diversification | 2025 | 2 | -12.1 | 50
2 Diversification | 2025 | 2 | -12 | 47
2 Diversification | 2025 | 2 | -11.9 | 66
2 Diversification | 2025 | 2 | -11.8 | 72
2 Diversification | 2025 | 2 | -11.7 | 62
2 Diversification | 2025 | 2 | -11.6 | 58
2 Diversification | 2025 | 2 | -11.5 | 63
2 Diversification | 2025 | 2 | -11.4 | 86
2 Diversification | 2025 | 2 | -11.3 | 59
2 Diversification | 2025 | 2 | -11.2 | 73
2 Diversification | 2025 | 2 | -11.1 | 59
2 Diversification | 2025 | 2 | -11 | 70
2 Diversification | 2025 | 2 | -10.9 | 67
2 Diversification | 2025 | 2 | -10.8 | 73
2 Diversification | 2025 | 2 | -10.7 | 70
2 Diversification | 2025 | 2 | -10.6 | 63
2 Diversification | 2025 | 2 | -10.5 | 71
2 Diversification | 2025 | 2 | -10.4 | 60
2 Diversification | 2025 | 2 | -10.3 | 68
2 Diversification | 2025 | 2 | -10.2 | 77
2 Diversification | 2025 | 2 | -10.1 | 76
2 Diversification | 2025 | 2 | -10 | 82
2 Diversification | 2025 | 2 | -9.9 | 70
2 Diversification | 2025 | 2 | -9.8 | 78
2 Diversification | 2025 | 2 | -9.7 | 75
2 Diversification | 2025 | 2 | -9.6 | 60
2 Diversification | 2025 | 2 | -9.5 | 91
2 Diversification | 2025 | 2 | -9.4 | 76
2 Diversification | 2025 | 2 | -9.3 | 83
2 Diversification | 2025 | 2 | -9.2 | 64
2 Diversification | 2025 | 2 | -9.1 | 81
2 Diversification | 2025 | 2 | -9 | 67
2 Diversification | 2025 | 2 | -8.9 | 65
2 Diversification | 2025 | 2 | -8.8 | 89
2 Diversification | 2025 | 2 | -8.7 | 73
2 Diversification | 2025 | 2 | -8.6 | 73
2 Diversification | 2025 | 2 | -8.5 | 75
2 Diversification | 2025 | 2 | -8.4 | 65
2 Diversification | 2025 | 2 | -8.3 | 66
2 Diversification | 2025 | 2 | -8.2 | 85
2 Diversification | 2025 | 2 | -8.1 | 68
2 Diversification | 2025 | 2 | -8 | 84
2 Diversification | 2025 | 2 | -7.9 | 67
2 Diversification | 2025 | 2 | -7.8 | 73
2 Diversification | 2025 | 2 | -7.7 | 72
2 Diversification | 2025 | 2 | -7.6 | 89
2 Diversification | 2025 | 2 | -7.5 | 71
2 Diversification | 2025 | 2 | -7.4 | 78
2 Diversification | 2025 | 2 | -7.3 | 101
2 Diversification | 2025 | 2 | -7.2 | 77
2 Diversification | 2025 | 2 | -7.1 | 72
2 Diversification | 2025 | 2 | -7 | 86
2 Diversification | 2025 | 2 | -6.9 | 76
2 Diversification | 2025 | 2 | -6.8 | 80
2 Diversification | 2025 | 2 | -6.7 | 72
2 Diversification | 2025 | 2 | -6.6 | 73
2 Diversification | 2025 | 2 | -6.5 | 69
2 Diversification | 2025 | 2 | -6.4 | 66
2 Diversification | 2025 | 2 | -6.3 | 84
2 Diversification | 2025 | 2 | -6.2 | 72
2 Diversification | 2025 | 2 | -6.1 | 78
2 Diversification | 2025 | 2 | -6 | 77
2 Diversification | 2025 | 2 | -5.9 | 66
2 Diversification | 2025 | 2 | -5.8 | 78
2 Diversification | 2025 | 2 | -5.7 | 78
2 Diversification | 2025 | 2 | -5.6 | 73
2 Diversification | 2025 | 2 | -5.5 | 83
2 Diversification | 2025 | 2 | -5.4 | 66
2 Diversification | 2025 | 2 | -5.3 | 82
2 Diversification | 2025 | 2 | -5.2 | 82
2 Diversification | 2025 | 2 | -5.1 | 81
2 Diversification | 2025 | 2 | -5 | 64
2 Diversification | 2025 | 2 | -4.9 | 63
2 Diversification | 2025 | 2 | -4.8 | 80
2 Diversification | 2025 | 2 | -4.7 | 64
2 Diversification | 2025 | 2 | -4.6 | 75
2 Diversification | 2025 | 2 | -4.5 | 89
2 Diversification | 2025 | 2 | -4.4 | 88
2 Diversification | 2025 | 2 | -4.3 | 65
2 Diversification | 2025 | 2 | -4.2 | 59
2 Diversification | 2025 | 2 | -4.1 | 79
2 Diversification | 2025 | 2 | -4 | 61
2 Diversification | 2025 | 2 | -3.9 | 84
2 Diversification | 2025 | 2 | -3.8 | 59
2 Diversification | 2025 | 2 | -3.7 | 68
2 Diversification | 2025 | 2 | -3.6 | 74
2 Diversification | 2025 | 2 | -3.5 | 73
2 Diversification | 2025 | 2 | -3.4 | 59
2 Diversification | 2025 | 2 | -3.3 | 73
2 Diversification | 2025 | 2 | -3.2 | 60
2 Diversification | 2025 | 2 | -3.1 | 73
2 Diversification | 2025 | 2 | -3 | 64
2 Diversification | 2025 | 2 | -2.9 | 67
2 Diversification | 2025 | 2 | -2.8 | 66
2 Diversification | 2025 | 2 | -2.7 | 57
2 Diversification | 2025 | 2 | -2.6 | 56
2 Diversification | 2025 | 2 | -2.5 | 59
2 Diversification | 2025 | 2 | -2.4 | 53
2 Diversification | 2025 | 2 | -2.3 | 73
2 Diversification | 2025 | 2 | -2.2 | 64
2 Diversification | 2025 | 2 | -2.1 | 64
2 Diversification | 2025 | 2 | -2 | 68
2 Diversification | 2025 | 2 | -1.9 | 69
2 Diversification | 2025 | 2 | -1.8 | 60
2 Diversification | 2025 | 2 | -1.7 | 61
2 Diversification | 2025 | 2 | -1.6 | 45
2 Diversification | 2025 | 2 | -1.5 | 65
2 Diversification | 2025 | 2 | -1.4 | 56
2 Diversification | 2025 | 2 | -1.3 | 51
2 Diversification | 2025 | 2 | -1.2 | 46
2 Diversification | 2025 | 2 | -1.1 | 48
2 Diversification | 2025 | 2 | -1 | 55
2 Diversification | 2025 | 2 | -0.9 | 45
2 Diversification | 2025 | 2 | -0.8 | 34
2 Diversification | 2025 | 2 | -0.7 | 44
2 Diversification | 2025 | 2 | -0.6 | 45
2 Diversification | 2025 | 2 | -0.5 | 39
2 Diversification | 2025 | 2 | -0.4 | 41
2 Diversification | 2025 | 2 | -0.3 | 27
2 Diversification | 2025 | 2 | -0.2 | 34
2 Diversification | 2025 | 2 | -0.1 | 30
2 Diversification | 2025 | 2 | 0 | 1035
2 Diversification | 2025 | 2 | 0.1 | 27
2 Diversification | 2025 | 2 | 0.2 | 39
2 Diversification | 2025 | 2 | 0.3 | 43
2 Diversification | 2025 | 2 | 0.4 | 40
2 Diversification | 2025 | 2 | 0.5 | 34
2 Diversification | 2025 | 2 | 0.6 | 32
2 Diversification | 2025 | 2 | 0.7 | 40
2 Diversification | 2025 | 2 | 0.8 | 40
2 Diversification | 2025 | 2 | 0.9 | 35
2 Diversification | 2025 | 2 | 1 | 51
2 Diversification | 2025 | 2 | 1.1 | 54
2 Diversification | 2025 | 2 | 1.2 | 44
2 Diversification | 2025 | 2 | 1.3 | 56
2 Diversification | 2025 | 2 | 1.4 | 58
2 Diversification | 2025 | 2 | 1.5 | 49
2 Diversification | 2025 | 2 | 1.6 | 57
2 Diversification | 2025 | 2 | 1.7 | 56
2 Diversification | 2025 | 2 | 1.8 | 42
2 Diversification | 2025 | 2 | 1.9 | 56
2 Diversification | 2025 | 2 | 2 | 58
2 Diversification | 2025 | 2 | 2.1 | 51
2 Diversification | 2025 | 2 | 2.2 | 68
2 Diversification | 2025 | 2 | 2.3 | 52
2 Diversification | 2025 | 2 | 2.4 | 63
2 Diversification | 2025 | 2 | 2.5 | 63
2 Diversification | 2025 | 2 | 2.6 | 64
2 Diversification | 2025 | 2 | 2.7 | 42
2 Diversification | 2025 | 2 | 2.8 | 69
2 Diversification | 2025 | 2 | 2.9 | 59
2 Diversification | 2025 | 2 | 3 | 64
2 Diversification | 2025 | 2 | 3.1 | 59
2 Diversification | 2025 | 2 | 3.2 | 68
2 Diversification | 2025 | 2 | 3.3 | 76
2 Diversification | 2025 | 2 | 3.4 | 68
2 Diversification | 2025 | 2 | 3.5 | 80
2 Diversification | 2025 | 2 | 3.6 | 69
2 Diversification | 2025 | 2 | 3.7 | 67
2 Diversification | 2025 | 2 | 3.8 | 67
2 Diversification | 2025 | 2 | 3.9 | 66
2 Diversification | 2025 | 2 | 4 | 66
2 Diversification | 2025 | 2 | 4.1 | 66
2 Diversification | 2025 | 2 | 4.2 | 75
2 Diversification | 2025 | 2 | 4.3 | 72
2 Diversification | 2025 | 2 | 4.4 | 84
2 Diversification | 2025 | 2 | 4.5 | 66
2 Diversification | 2025 | 2 | 4.6 | 62
2 Diversification | 2025 | 2 | 4.7 | 72
2 Diversification | 2025 | 2 | 4.8 | 68
2 Diversification | 2025 | 2 | 4.9 | 66
2 Diversification | 2025 | 2 | 5 | 72
2 Diversification | 2025 | 2 | 5.1 | 69
2 Diversification | 2025 | 2 | 5.2 | 86
2 Diversification | 2025 | 2 | 5.3 | 69
2 Diversification | 2025 | 2 | 5.4 | 67
2 Diversification | 2025 | 2 | 5.5 | 79
2 Diversification | 2025 | 2 | 5.6 | 64
2 Diversification | 2025 | 2 | 5.7 | 76
2 Diversification | 2025 | 2 | 5.8 | 75
2 Diversification | 2025 | 2 | 5.9 | 69
2 Diversification | 2025 | 2 | 6 | 68
2 Diversification | 2025 | 2 | 6.1 | 81
2 Diversification | 2025 | 2 | 6.2 | 78
2 Diversification | 2025 | 2 | 6.3 | 83
2 Diversification | 2025 | 2 | 6.4 | 73
2 Diversification | 2025 | 2 | 6.5 | 91
2 Diversification | 2025 | 2 | 6.6 | 86
2 Diversification | 2025 | 2 | 6.7 | 63
2 Diversification | 2025 | 2 | 6.8 | 76
2 Diversification | 2025 | 2 | 6.9 | 74
2 Diversification | 2025 | 2 | 7 | 77
2 Diversification | 2025 | 2 | 7.1 | 77
2 Diversification | 2025 | 2 | 7.2 | 67
2 Diversification | 2025 | 2 | 7.3 | 72
2 Diversification | 2025 | 2 | 7.4 | 68
2 Diversification | 2025 | 2 | 7.5 | 54
2 Diversification | 2025 | 2 | 7.6 | 61
2 Diversification | 2025 | 2 | 7.7 | 73
2 Diversification | 2025 | 2 | 7.8 | 81
2 Diversification | 2025 | 2 | 7.9 | 85
2 Diversification | 2025 | 2 | 8 | 62
2 Diversification | 2025 | 2 | 8.1 | 85
2 Diversification | 2025 | 2 | 8.2 | 77
2 Diversification | 2025 | 2 | 8.3 | 74
2 Diversification | 2025 | 2 | 8.4 | 71
2 Diversification | 2025 | 2 | 8.5 | 78
2 Diversification | 2025 | 2 | 8.6 | 66
2 Diversification | 2025 | 2 | 8.7 | 75
2 Diversification | 2025 | 2 | 8.8 | 84
2 Diversification | 2025 | 2 | 8.9 | 79
2 Diversification | 2025 | 2 | 9 | 81
2 Diversification | 2025 | 2 | 9.1 | 68
2 Diversification | 2025 | 2 | 9.2 | 60
2 Diversification | 2025 | 2 | 9.3 | 58
2 Diversification | 2025 | 2 | 9.4 | 49
2 Diversification | 2025 | 2 | 9.5 | 79
2 Diversification | 2025 | 2 | 9.6 | 65
2 Diversification | 2025 | 2 | 9.7 | 76
2 Diversification | 2025 | 2 | 9.8 | 74
2 Diversification | 2025 | 2 | 9.9 | 75
2 Diversification | 2025 | 2 | 10 | 68
2 Diversification | 2025 | 2 | 10.1 | 67
2 Diversification | 2025 | 2 | 10.2 | 67
2 Diversification | 2025 | 2 | 10.3 | 65
2 Diversification | 2025 | 2 | 10.4 | 65
2 Diversification | 2025 | 2 | 10.5 | 74
2 Diversification | 2025 | 2 | 10.6 | 69
2 Diversification | 2025 | 2 | 10.7 | 64
2 Diversification | 2025 | 2 | 10.8 | 63
2 Diversification | 2025 | 2 | 10.9 | 65
2 Diversification | 2025 | 2 | 11 | 65
2 Diversification | 2025 | 2 | 11.1 | 56
2 Diversification | 2025 | 2 | 11.2 | 54
2 Diversification | 2025 | 2 | 11.3 | 61
2 Diversification | 2025 | 2 | 11.4 | 73
2 Diversification | 2025 | 2 | 11.5 | 48
2 Diversification | 2025 | 2 | 11.6 | 52
2 Diversification | 2025 | 2 | 11.7 | 65
2 Diversification | 2025 | 2 | 11.8 | 62
2 Diversification | 2025 | 2 | 11.9 | 50
2 Diversification | 2025 | 2 | 12 | 58
2 Diversification | 2025 | 2 | 12.1 | 62
2 Diversification | 2025 | 2 | 12.2 | 67
2 Diversification | 2025 | 2 | 12.3 | 64
2 Diversification | 2025 | 2 | 12.4 | 55
2 Diversification | 2025 | 2 | 12.5 | 52
2 Diversification | 2025 | 2 | 12.6 | 62
2 Diversification | 2025 | 2 | 12.7 | 50
2 Diversification | 2025 | 2 | 12.8 | 46
2 Diversification | 2025 | 2 | 12.9 | 43
2 Diversification | 2025 | 2 | 13 | 62
2 Diversification | 2025 | 2 | 13.1 | 68
2 Diversification | 2025 | 2 | 13.2 | 45
2 Diversification | 2025 | 2 | 13.3 | 57
2 Diversification | 2025 | 2 | 13.4 | 62
2 Diversification | 2025 | 2 | 13.5 | 43
2 Diversification | 2025 | 2 | 13.6 | 40
2 Diversification | 2025 | 2 | 13.7 | 45
2 Diversification | 2025 | 2 | 13.8 | 42
2 Diversification | 2025 | 2 | 13.9 | 54
2 Diversification | 2025 | 2 | 14 | 43
2 Diversification | 2025 | 2 | 14.1 | 55
2 Diversification | 2025 | 2 | 14.2 | 55
2 Diversification | 2025 | 2 | 14.3 | 58
2 Diversification | 2025 | 2 | 14.4 | 42
2 Diversification | 2025 | 2 | 14.5 | 62
2 Diversification | 2025 | 2 | 14.6 | 39
2 Diversification | 2025 | 2 | 14.7 | 52
2 Diversification | 2025 | 2 | 14.8 | 36
2 Diversification | 2025 | 2 | 14.9 | 37
2 Diversification | 2025 | 2 | 15 | 36
2 Diversification | 2025 | 2 | 15.1 | 53
2 Diversification | 2025 | 2 | 15.2 | 34
2 Diversification | 2025 | 2 | 15.3 | 44
2 Diversification | 2025 | 2 | 15.4 | 35
2 Diversification | 2025 | 2 | 15.5 | 38
2 Diversification | 2025 | 2 | 15.6 | 44
2 Diversification | 2025 | 2 | 15.7 | 42
2 Diversification | 2025 | 2 | 15.8 | 33
2 Diversification | 2025 | 2 | 15.9 | 37
2 Diversification | 2025 | 2 | 16 | 38
2 Diversification | 2025 | 2 | 16.1 | 41
2 Diversification | 2025 | 2 | 16.2 | 41
2 Diversification | 2025 | 2 | 16.3 | 44
2 Diversification | 2025 | 2 | 16.4 | 42
2 Diversification | 2025 | 2 | 16.5 | 38
2 Diversification | 2025 | 2 | 16.6 | 48
2 Diversification | 2025 | 2 | 16.7 | 51
2 Diversification | 2025 | 2 | 16.8 | 35
2 Diversification | 2025 | 2 | 16.9 | 30
2 Diversification | 2025 | 2 | 17 | 33
2 Diversification | 2025 | 2 | 17.1 | 38
2 Diversification | 2025 | 2 | 17.2 | 37
2 Diversification | 2025 | 2 | 17.3 | 32
2 Diversification | 2025 | 2 | 17.4 | 33
2 Diversification | 2025 | 2 | 17.5 | 30
2 Diversification | 2025 | 2 | 17.6 | 38
2 Diversification | 2025 | 2 | 17.7 | 25
2 Diversification | 2025 | 2 | 17.8 | 32
2 Diversification | 2025 | 2 | 17.9 | 34
2 Diversification | 2025 | 2 | 18 | 39
2 Diversification | 2025 | 2 | 18.1 | 46
2 Diversification | 2025 | 2 | 18.2 | 43
2 Diversification | 2025 | 2 | 18.3 | 41
2 Diversification | 2025 | 2 | 18.4 | 33
2 Diversification | 2025 | 2 | 18.5 | 27
2 Diversification | 2025 | 2 | 18.6 | 32
2 Diversification | 2025 | 2 | 18.7 | 21
2 Diversification | 2025 | 2 | 18.8 | 35
2 Diversification | 2025 | 2 | 18.9 | 36
2 Diversification | 2025 | 2 | 19 | 36
2 Diversification | 2025 | 2 | 19.1 | 32
2 Diversification | 2025 | 2 | 19.2 | 40
2 Diversification | 2025 | 2 | 19.3 | 23
2 Diversification | 2025 | 2 | 19.4 | 24
2 Diversification | 2025 | 2 | 19.5 | 32
2 Diversification | 2025 | 2 | 19.6 | 30
2 Diversification | 2025 | 2 | 19.7 | 35
2 Diversification | 2025 | 2 | 19.8 | 33
2 Diversification | 2025 | 2 | 19.9 | 25
2 Diversification | 2025 | 2 | 20 | 29
2 Diversification | 2025 | 2 | 20.1 | 28
2 Diversification | 2025 | 2 | 20.2 | 20
2 Diversification | 2025 | 2 | 20.3 | 28
2 Diversification | 2025 | 2 | 20.4 | 19
2 Diversification | 2025 | 2 | 20.5 | 28
2 Diversification | 2025 | 2 | 20.6 | 18
2 Diversification | 2025 | 2 | 20.7 | 25
2 Diversification | 2025 | 2 | 20.8 | 25
2 Diversification | 2025 | 2 | 20.9 | 26
2 Diversification | 2025 | 2 | 21 | 27
2 Diversification | 2025 | 2 | 21.1 | 23
2 Diversification | 2025 | 2 | 21.2 | 31
2 Diversification | 2025 | 2 | 21.3 | 27
2 Diversification | 2025 | 2 | 21.4 | 21
2 Diversification | 2025 | 2 | 21.5 | 25
2 Diversification | 2025 | 2 | 21.6 | 21
2 Diversification | 2025 | 2 | 21.7 | 22
2 Diversification | 2025 | 2 | 21.8 | 22
2 Diversification | 2025 | 2 | 21.9 | 28
2 Diversification | 2025 | 2 | 22 | 25
2 Diversification | 2025 | 2 | 22.1 | 20
2 Diversification | 2025 | 2 | 22.2 | 18
2 Diversification | 2025 | 2 | 22.3 | 22
2 Diversification | 2025 | 2 | 22.4 | 15
2 Diversification | 2025 | 2 | 22.5 | 24
2 Diversification | 2025 | 2 | 22.6 | 30
2 Diversification | 2025 | 2 | 22.7 | 18
2 Diversification | 2025 | 2 | 22.8 | 30
2 Diversification | 2025 | 2 | 22.9 | 21
2 Diversification | 2025 | 2 | 23 | 13
2 Diversification | 2025 | 2 | 23.1 | 18
2 Diversification | 2025 | 2 | 23.2 | 19
2 Diversification | 2025 | 2 | 23.3 | 20
2 Diversification | 2025 | 2 | 23.4 | 14
2 Diversification | 2025 | 2 | 23.5 | 15
2 Diversification | 2025 | 2 | 23.6 | 30
2 Diversification | 2025 | 2 | 23.7 | 31
2 Diversification | 2025 | 2 | 23.8 | 17
2 Diversification | 2025 | 2 | 23.9 | 15
2 Diversification | 2025 | 2 | 24 | 20
2 Diversification | 2025 | 2 | 24.1 | 13
2 Diversification | 2025 | 2 | 24.2 | 15
2 Diversification | 2025 | 2 | 24.3 | 18
2 Diversification | 2025 | 2 | 24.4 | 20
2 Diversification | 2025 | 2 | 24.5 | 17
2 Diversification | 2025 | 2 | 24.6 | 16
2 Diversification | 2025 | 2 | 24.7 | 16
2 Diversification | 2025 | 2 | 24.8 | 15
2 Diversification | 2025 | 2 | 24.9 | 13
2 Diversification | 2025 | 2 | 25 | 11
2 Diversification | 2025 | 2 | 25.1 | 21
2 Diversification | 2025 | 2 | 25.2 | 14
2 Diversification | 2025 | 2 | 25.3 | 18
2 Diversification | 2025 | 2 | 25.4 | 19
2 Diversification | 2025 | 2 | 25.5 | 20
2 Diversification | 2025 | 2 | 25.6 | 20
2 Diversification | 2025 | 2 | 25.7 | 8
2 Diversification | 2025 | 2 | 25.8 | 11
2 Diversification | 2025 | 2 | 25.9 | 10
2 Diversification | 2025 | 2 | 26 | 11
2 Diversification | 2025 | 2 | 26.1 | 15
2 Diversification | 2025 | 2 | 26.2 | 9
2 Diversification | 2025 | 2 | 26.3 | 18
2 Diversification | 2025 | 2 | 26.4 | 18
2 Diversification | 2025 | 2 | 26.5 | 17
2 Diversification | 2025 | 2 | 26.6 | 10
2 Diversification | 2025 | 2 | 26.7 | 10
2 Diversification | 2025 | 2 | 26.8 | 12
2 Diversification | 2025 | 2 | 26.9 | 13
2 Diversification | 2025 | 2 | 27 | 6
2 Diversification | 2025 | 2 | 27.1 | 15
2 Diversification | 2025 | 2 | 27.2 | 14
2 Diversification | 2025 | 2 | 27.3 | 13
2 Diversification | 2025 | 2 | 27.4 | 15
2 Diversification | 2025 | 2 | 27.5 | 13
2 Diversification | 2025 | 2 | 27.6 | 18
2 Diversification | 2025 | 2 | 27.7 | 6
2 Diversification | 2025 | 2 | 27.8 | 12
2 Diversification | 2025 | 2 | 27.9 | 14
2 Diversification | 2025 | 2 | 28 | 12
2 Diversification | 2025 | 2 | 28.1 | 8
2 Diversification | 2025 | 2 | 28.2 | 8
2 Diversification | 2025 | 2 | 28.3 | 15
2 Diversification | 2025 | 2 | 28.4 | 12
2 Diversification | 2025 | 2 | 28.5 | 18
2 Diversification | 2025 | 2 | 28.6 | 9
2 Diversification | 2025 | 2 | 28.7 | 7
2 Diversification | 2025 | 2 | 28.8 | 11
2 Diversification | 2025 | 2 | 28.9 | 7
2 Diversification | 2025 | 2 | 29 | 8
2 Diversification | 2025 | 2 | 29.1 | 10
2 Diversification | 2025 | 2 | 29.2 | 16
2 Diversification | 2025 | 2 | 29.3 | 6
2 Diversification | 2025 | 2 | 29.4 | 11
2 Diversification | 2025 | 2 | 29.5 | 9
2 Diversification | 2025 | 2 | 29.6 | 7
2 Diversification | 2025 | 2 | 29.7 | 15
2 Diversification | 2025 | 2 | 29.8 | 8
2 Diversification | 2025 | 2 | 29.9 | 9
2 Diversification | 2025 | 2 | 30 | 3
2 Diversification | 2025 | 2 | 30.1 | 7
2 Diversification | 2025 | 2 | 30.2 | 5
2 Diversification | 2025 | 2 | 30.3 | 9
2 Diversification | 2025 | 2 | 30.4 | 8
2 Diversification | 2025 | 2 | 30.5 | 3
2 Diversification | 2025 | 2 | 30.6 | 6
2 Diversification | 2025 | 2 | 30.7 | 13
2 Diversification | 2025 | 2 | 30.8 | 7
2 Diversification | 2025 | 2 | 30.9 | 8
2 Diversification | 2025 | 2 | 31 | 10
2 Diversification | 2025 | 2 | 31.1 | 12
2 Diversification | 2025 | 2 | 31.2 | 12
2 Diversification | 2025 | 2 | 31.3 | 13
2 Diversification | 2025 | 2 | 31.4 | 6
2 Diversification | 2025 | 2 | 31.5 | 11
2 Diversification | 2025 | 2 | 31.6 | 7
2 Diversification | 2025 | 2 | 31.7 | 10
2 Diversification | 2025 | 2 | 31.8 | 5
2 Diversification | 2025 | 2 | 31.9 | 6
2 Diversification | 2025 | 2 | 32 | 7
2 Diversification | 2025 | 2 | 32.1 | 9
2 Diversification | 2025 | 2 | 32.2 | 6
2 Diversification | 2025 | 2 | 32.3 | 6
2 Diversification | 2025 | 2 | 32.4 | 4
2 Diversification | 2025 | 2 | 32.5 | 8
2 Diversification | 2025 | 2 | 32.6 | 7
2 Diversification | 2025 | 2 | 32.7 | 8
2 Diversification | 2025 | 2 | 32.8 | 8
2 Diversification | 2025 | 2 | 32.9 | 8
2 Diversification | 2025 | 2 | 33 | 7
2 Diversification | 2025 | 2 | 33.1 | 8
2 Diversification | 2025 | 2 | 33.2 | 3
2 Diversification | 2025 | 2 | 33.3 | 2
2 Diversification | 2025 | 2 | 33.4 | 6
2 Diversification | 2025 | 2 | 33.5 | 5
2 Diversification | 2025 | 2 | 33.6 | 5
2 Diversification | 2025 | 2 | 33.7 | 7
2 Diversification | 2025 | 2 | 33.8 | 6
2 Diversification | 2025 | 2 | 33.9 | 7
2 Diversification | 2025 | 2 | 34 | 5
2 Diversification | 2025 | 2 | 34.1 | 9
2 Diversification | 2025 | 2 | 34.2 | 5
2 Diversification | 2025 | 2 | 34.3 | 4
2 Diversification | 2025 | 2 | 34.4 | 5
2 Diversification | 2025 | 2 | 34.5 | 3
2 Diversification | 2025 | 2 | 34.6 | 4
2 Diversification | 2025 | 2 | 34.7 | 9
2 Diversification | 2025 | 2 | 34.8 | 10
2 Diversification | 2025 | 2 | 34.9 | 4
2 Diversification | 2025 | 2 | 35 | 2
2 Diversification | 2025 | 2 | 35.1 | 8
2 Diversification | 2025 | 2 | 35.2 | 2
2 Diversification | 2025 | 2 | 35.3 | 4
2 Diversification | 2025 | 2 | 35.4 | 5
2 Diversification | 2025 | 2 | 35.5 | 6
2 Diversification | 2025 | 2 | 35.6 | 7
2 Diversification | 2025 | 2 | 35.7 | 5
2 Diversification | 2025 | 2 | 35.8 | 7
2 Diversification | 2025 | 2 | 35.9 | 6
2 Diversification | 2025 | 2 | 36 | 6
2 Diversification | 2025 | 2 | 36.1 | 5
2 Diversification | 2025 | 2 | 36.2 | 3
2 Diversification | 2025 | 2 | 36.3 | 5
2 Diversification | 2025 | 2 | 36.4 | 5
2 Diversification | 2025 | 2 | 36.5 | 11
2 Diversification | 2025 | 2 | 36.6 | 6
2 Diversification | 2025 | 2 | 36.7 | 3
2 Diversification | 2025 | 2 | 36.8 | 6
2 Diversification | 2025 | 2 | 36.9 | 4
2 Diversification | 2025 | 2 | 37 | 6
2 Diversification | 2025 | 2 | 37.1 | 6
2 Diversification | 2025 | 2 | 37.2 | 4
2 Diversification | 2025 | 2 | 37.3 | 2
2 Diversification | 2025 | 2 | 37.4 | 7
2 Diversification | 2025 | 2 | 37.5 | 4
2 Diversification | 2025 | 2 | 37.6 | 4
2 Diversification | 2025 | 2 | 37.7 | 4
2 Diversification | 2025 | 2 | 37.8 | 5
2 Diversification | 2025 | 2 | 37.9 | 4
2 Diversification | 2025 | 2 | 38 | 4
2 Diversification | 2025 | 2 | 38.1 | 6
2 Diversification | 2025 | 2 | 38.2 | 6
2 Diversification | 2025 | 2 | 38.3 | 3
2 Diversification | 2025 | 2 | 38.4 | 3
2 Diversification | 2025 | 2 | 38.5 | 4
2 Diversification | 2025 | 2 | 38.6 | 3
2 Diversification | 2025 | 2 | 38.7 | 7
2 Diversification | 2025 | 2 | 38.8 | 4
2 Diversification | 2025 | 2 | 38.9 | 2
2 Diversification | 2025 | 2 | 39 | 4
2 Diversification | 2025 | 2 | 39.1 | 4
2 Diversification | 2025 | 2 | 39.2 | 1
2 Diversification | 2025 | 2 | 39.3 | 7
2 Diversification | 2025 | 2 | 39.4 | 1
2 Diversification | 2025 | 2 | 39.5 | 2
2 Diversification | 2025 | 2 | 39.6 | 5
2 Diversification | 2025 | 2 | 39.7 | 2
2 Diversification | 2025 | 2 | 39.8 | 4
2 Diversification | 2025 | 2 | 39.9 | 3
2 Diversification | 2025 | 2 | 40 | 2
2 Diversification | 2025 | 2 | 40.1 | 2
2 Diversification | 2025 | 2 | 40.2 | 4
2 Diversification | 2025 | 2 | 40.3 | 1
2 Diversification | 2025 | 2 | 40.4 | 2
2 Diversification | 2025 | 2 | 40.5 | 4
2 Diversification | 2025 | 2 | 40.6 | 5
2 Diversification | 2025 | 2 | 40.7 | 2
2 Diversification | 2025 | 2 | 40.8 | 1
2 Diversification | 2025 | 2 | 40.9 | 6
2 Diversification | 2025 | 2 | 41 | 2
2 Diversification | 2025 | 2 | 41.1 | 2
2 Diversification | 2025 | 2 | 41.2 | 3
2 Diversification | 2025 | 2 | 41.3 | 2
2 Diversification | 2025 | 2 | 41.4 | 1
2 Diversification | 2025 | 2 | 41.6 | 4
2 Diversification | 2025 | 2 | 41.7 | 2
2 Diversification | 2025 | 2 | 41.8 | 3
2 Diversification | 2025 | 2 | 41.9 | 1
2 Diversification | 2025 | 2 | 42 | 2
2 Diversification | 2025 | 2 | 42.1 | 4
2 Diversification | 2025 | 2 | 42.2 | 2
2 Diversification | 2025 | 2 | 42.3 | 2
2 Diversification | 2025 | 2 | 42.4 | 3
2 Diversification | 2025 | 2 | 42.5 | 2
2 Diversification | 2025 | 2 | 42.6 | 2
2 Diversification | 2025 | 2 | 42.7 | 2
2 Diversification | 2025 | 2 | 42.8 | 2
2 Diversification | 2025 | 2 | 42.9 | 2
2 Diversification | 2025 | 2 | 43 | 1
2 Diversification | 2025 | 2 | 43.1 | 1
2 Diversification | 2025 | 2 | 43.2 | 7
2 Diversification | 2025 | 2 | 43.3 | 4
2 Diversification | 2025 | 2 | 43.4 | 1
2 Diversification | 2025 | 2 | 43.5 | 3
2 Diversification | 2025 | 2 | 43.6 | 3
2 Diversification | 2025 | 2 | 43.7 | 4
2 Diversification | 2025 | 2 | 43.8 | 4
2 Diversification | 2025 | 2 | 43.9 | 5
2 Diversification | 2025 | 2 | 44 | 4
2 Diversification | 2025 | 2 | 44.1 | 3
2 Diversification | 2025 | 2 | 44.2 | 1
2 Diversification | 2025 | 2 | 44.3 | 2
2 Diversification | 2025 | 2 | 44.5 | 1
2 Diversification | 2025 | 2 | 44.7 | 1
2 Diversification | 2025 | 2 | 44.8 | 3
2 Diversification | 2025 | 2 | 44.9 | 2
2 Diversification | 2025 | 2 | 45 | 1
2 Diversification | 2025 | 2 | 45.1 | 2
2 Diversification | 2025 | 2 | 45.2 | 1
2 Diversification | 2025 | 2 | 45.3 | 1
2 Diversification | 2025 | 2 | 45.6 | 2
2 Diversification | 2025 | 2 | 45.7 | 1
2 Diversification | 2025 | 2 | 45.8 | 3
2 Diversification | 2025 | 2 | 45.9 | 5
2 Diversification | 2025 | 2 | 46.1 | 1
2 Diversification | 2025 | 2 | 46.2 | 1
2 Diversification | 2025 | 2 | 46.3 | 1
2 Diversification | 2025 | 2 | 46.4 | 3
2 Diversification | 2025 | 2 | 46.5 | 4
2 Diversification | 2025 | 2 | 46.6 | 1
2 Diversification | 2025 | 2 | 46.7 | 2
2 Diversification | 2025 | 2 | 46.8 | 1
2 Diversification | 2025 | 2 | 46.9 | 1
2 Diversification | 2025 | 2 | 47 | 4
2 Diversification | 2025 | 2 | 47.1 | 2
2 Diversification | 2025 | 2 | 47.2 | 1
2 Diversification | 2025 | 2 | 47.3 | 1
2 Diversification | 2025 | 2 | 47.4 | 5
2 Diversification | 2025 | 2 | 47.5 | 1
2 Diversification | 2025 | 2 | 47.6 | 2
2 Diversification | 2025 | 2 | 47.7 | 3
2 Diversification | 2025 | 2 | 47.8 | 1
2 Diversification | 2025 | 2 | 47.9 | 1
2 Diversification | 2025 | 2 | 48 | 1
2 Diversification | 2025 | 2 | 48.1 | 5
2 Diversification | 2025 | 2 | 48.3 | 3
2 Diversification | 2025 | 2 | 48.4 | 2
2 Diversification | 2025 | 2 | 48.5 | 1
2 Diversification | 2025 | 2 | 48.6 | 1
2 Diversification | 2025 | 2 | 48.9 | 2
2 Diversification | 2025 | 2 | 49 | 1
2 Diversification | 2025 | 2 | 49.4 | 1
2 Diversification | 2025 | 2 | 49.6 | 2
2 Diversification | 2025 | 2 | 49.7 | 1
2 Diversification | 2025 | 2 | 50 | 2
2 Diversification | 2025 | 2 | 50.2 | 1
2 Diversification | 2025 | 2 | 50.3 | 2
2 Diversification | 2025 | 2 | 50.4 | 1
2 Diversification | 2025 | 2 | 50.5 | 1
2 Diversification | 2025 | 2 | 50.6 | 1
2 Diversification | 2025 | 2 | 50.7 | 1
2 Diversification | 2025 | 2 | 50.9 | 1
2 Diversification | 2025 | 2 | 51 | 1
2 Diversification | 2025 | 2 | 51.1 | 3
2 Diversification | 2025 | 2 | 51.4 | 1
2 Diversification | 2025 | 2 | 51.5 | 1
2 Diversification | 2025 | 2 | 51.7 | 2
2 Diversification | 2025 | 2 | 51.8 | 1
2 Diversification | 2025 | 2 | 51.9 | 1
2 Diversification | 2025 | 2 | 52 | 1
2 Diversification | 2025 | 2 | 52.1 | 1
2 Diversification | 2025 | 2 | 52.3 | 1
2 Diversification | 2025 | 2 | 52.5 | 1
2 Diversification | 2025 | 2 | 52.6 | 1
2 Diversification | 2025 | 2 | 52.7 | 1
2 Diversification | 2025 | 2 | 52.9 | 2
2 Diversification | 2025 | 2 | 53.1 | 1
2 Diversification | 2025 | 2 | 53.5 | 1
2 Diversification | 2025 | 2 | 53.7 | 1
2 Diversification | 2025 | 2 | 53.9 | 1
2 Diversification | 2025 | 2 | 54.1 | 1
2 Diversification | 2025 | 2 | 54.2 | 4
2 Diversification | 2025 | 2 | 54.3 | 1
2 Diversification | 2025 | 2 | 54.4 | 2
2 Diversification | 2025 | 2 | 54.5 | 2
2 Diversification | 2025 | 2 | 54.6 | 1
2 Diversification | 2025 | 2 | 55.4 | 1
2 Diversification | 2025 | 2 | 55.6 | 1
2 Diversification | 2025 | 2 | 55.8 | 2
2 Diversification | 2025 | 2 | 56 | 1
2 Diversification | 2025 | 2 | 56.4 | 1
2 Diversification | 2025 | 2 | 56.6 | 1
2 Diversification | 2025 | 2 | 56.9 | 1
2 Diversification | 2025 | 2 | 57.2 | 1
2 Diversification | 2025 | 2 | 57.3 | 2
2 Diversification | 2025 | 2 | 57.4 | 1
2 Diversification | 2025 | 2 | 57.7 | 1
2 Diversification | 2025 | 2 | 57.8 | 2
2 Diversification | 2025 | 2 | 57.9 | 1
2 Diversification | 2025 | 2 | 58.1 | 1
2 Diversification | 2025 | 2 | 59.5 | 2
2 Diversification | 2025 | 2 | 60.2 | 1
2 Diversification | 2025 | 2 | 60.4 | 1
2 Diversification | 2025 | 2 | 60.5 | 1
2 Diversification | 2025 | 2 | 61 | 1
2 Diversification | 2025 | 2 | 61.1 | 1
2 Diversification | 2025 | 2 | 61.4 | 1
2 Diversification | 2025 | 2 | 62.1 | 1
2 Diversification | 2025 | 2 | 62.2 | 1
2 Diversification | 2025 | 2 | 63.1 | 1
2 Diversification | 2025 | 2 | 64.6 | 1
2 Diversification | 2025 | 2 | 65.5 | 1
2 Diversification | 2025 | 2 | 66.7 | 1
2 Diversification | 2025 | 2 | 69.4 | 1
2 Diversification | 2025 | 2 | 76.9 | 1
2 Diversification | 2025 | 2 | 77.8 | 1
2 Diversification | 2025 | 2 | 80.7 | 1
2 Diversification | 2025 | 2 | 96.4 | 1
2 Diversification | 2025 | 2 | 99 | 1
2 Diversification | 2025 | 2 | 160.8 | 1
2 Diversification | 2025 | 2 | 203 | 1
2 Diversification | 2025 | 3 | -61.1 | 1
2 Diversification | 2025 | 3 | -60 | 1
2 Diversification | 2025 | 3 | -59.1 | 1
2 Diversification | 2025 | 3 | -57 | 1
2 Diversification | 2025 | 3 | -53 | 1
2 Diversification | 2025 | 3 | -52.9 | 1
2 Diversification | 2025 | 3 | -52.7 | 1
2 Diversification | 2025 | 3 | -51.5 | 1
2 Diversification | 2025 | 3 | -51.2 | 2
2 Diversification | 2025 | 3 | -50.8 | 1
2 Diversification | 2025 | 3 | -50.6 | 1
2 Diversification | 2025 | 3 | -50.5 | 1
2 Diversification | 2025 | 3 | -50.3 | 1
2 Diversification | 2025 | 3 | -49.3 | 1
2 Diversification | 2025 | 3 | -49.2 | 1
2 Diversification | 2025 | 3 | -48.7 | 1
2 Diversification | 2025 | 3 | -48.3 | 1
2 Diversification | 2025 | 3 | -47.9 | 1
2 Diversification | 2025 | 3 | -47.8 | 1
2 Diversification | 2025 | 3 | -47.5 | 1
2 Diversification | 2025 | 3 | -46.9 | 1
2 Diversification | 2025 | 3 | -46.8 | 1
2 Diversification | 2025 | 3 | -46.7 | 2
2 Diversification | 2025 | 3 | -46.5 | 2
2 Diversification | 2025 | 3 | -46.3 | 1
2 Diversification | 2025 | 3 | -45.8 | 1
2 Diversification | 2025 | 3 | -45.7 | 2
2 Diversification | 2025 | 3 | -45.5 | 1
2 Diversification | 2025 | 3 | -45.1 | 1
2 Diversification | 2025 | 3 | -44.8 | 1
2 Diversification | 2025 | 3 | -44.4 | 1
2 Diversification | 2025 | 3 | -44.3 | 1
2 Diversification | 2025 | 3 | -43.9 | 1
2 Diversification | 2025 | 3 | -43.8 | 1
2 Diversification | 2025 | 3 | -43.5 | 1
2 Diversification | 2025 | 3 | -43.3 | 1
2 Diversification | 2025 | 3 | -43.1 | 2
2 Diversification | 2025 | 3 | -42.9 | 2
2 Diversification | 2025 | 3 | -42.8 | 3
2 Diversification | 2025 | 3 | -42.7 | 1
2 Diversification | 2025 | 3 | -42.6 | 2
2 Diversification | 2025 | 3 | -42.4 | 1
2 Diversification | 2025 | 3 | -42.2 | 1
2 Diversification | 2025 | 3 | -42.1 | 1
2 Diversification | 2025 | 3 | -42 | 1
2 Diversification | 2025 | 3 | -41.9 | 1
2 Diversification | 2025 | 3 | -41.7 | 2
2 Diversification | 2025 | 3 | -41.4 | 1
2 Diversification | 2025 | 3 | -41.3 | 1
2 Diversification | 2025 | 3 | -40.6 | 2
2 Diversification | 2025 | 3 | -40.4 | 1
2 Diversification | 2025 | 3 | -40.2 | 2
2 Diversification | 2025 | 3 | -40.1 | 2
2 Diversification | 2025 | 3 | -40 | 1
2 Diversification | 2025 | 3 | -39.9 | 2
2 Diversification | 2025 | 3 | -39.8 | 2
2 Diversification | 2025 | 3 | -39.7 | 2
2 Diversification | 2025 | 3 | -39.6 | 2
2 Diversification | 2025 | 3 | -39.5 | 2
2 Diversification | 2025 | 3 | -39.4 | 2
2 Diversification | 2025 | 3 | -39.3 | 2
2 Diversification | 2025 | 3 | -39.1 | 1
2 Diversification | 2025 | 3 | -38.9 | 1
2 Diversification | 2025 | 3 | -38.8 | 2
2 Diversification | 2025 | 3 | -38.7 | 1
2 Diversification | 2025 | 3 | -38.5 | 1
2 Diversification | 2025 | 3 | -38.4 | 2
2 Diversification | 2025 | 3 | -38.3 | 1
2 Diversification | 2025 | 3 | -38.2 | 3
2 Diversification | 2025 | 3 | -38.1 | 1
2 Diversification | 2025 | 3 | -37.9 | 2
2 Diversification | 2025 | 3 | -37.7 | 5
2 Diversification | 2025 | 3 | -37.6 | 3
2 Diversification | 2025 | 3 | -37.5 | 1
2 Diversification | 2025 | 3 | -37.2 | 1
2 Diversification | 2025 | 3 | -37.1 | 1
2 Diversification | 2025 | 3 | -37 | 3
2 Diversification | 2025 | 3 | -36.9 | 2
2 Diversification | 2025 | 3 | -36.8 | 1
2 Diversification | 2025 | 3 | -36.7 | 2
2 Diversification | 2025 | 3 | -36.6 | 6
2 Diversification | 2025 | 3 | -36.5 | 2
2 Diversification | 2025 | 3 | -36.4 | 2
2 Diversification | 2025 | 3 | -36.3 | 4
2 Diversification | 2025 | 3 | -36.2 | 2
2 Diversification | 2025 | 3 | -36.1 | 1
2 Diversification | 2025 | 3 | -36 | 1
2 Diversification | 2025 | 3 | -35.9 | 2
2 Diversification | 2025 | 3 | -35.8 | 1
2 Diversification | 2025 | 3 | -35.7 | 3
2 Diversification | 2025 | 3 | -35.6 | 2
2 Diversification | 2025 | 3 | -35.5 | 3
2 Diversification | 2025 | 3 | -35.4 | 2
2 Diversification | 2025 | 3 | -35.3 | 1
2 Diversification | 2025 | 3 | -35 | 1
2 Diversification | 2025 | 3 | -34.9 | 2
2 Diversification | 2025 | 3 | -34.8 | 1
2 Diversification | 2025 | 3 | -34.7 | 4
2 Diversification | 2025 | 3 | -34.6 | 2
2 Diversification | 2025 | 3 | -34.5 | 2
2 Diversification | 2025 | 3 | -34.4 | 2
2 Diversification | 2025 | 3 | -34.3 | 1
2 Diversification | 2025 | 3 | -34.2 | 2
2 Diversification | 2025 | 3 | -34.1 | 3
2 Diversification | 2025 | 3 | -34 | 1
2 Diversification | 2025 | 3 | -33.9 | 3
2 Diversification | 2025 | 3 | -33.8 | 2
2 Diversification | 2025 | 3 | -33.7 | 3
2 Diversification | 2025 | 3 | -33.6 | 2
2 Diversification | 2025 | 3 | -33.5 | 4
2 Diversification | 2025 | 3 | -33.4 | 1
2 Diversification | 2025 | 3 | -33.3 | 2
2 Diversification | 2025 | 3 | -33.1 | 3
2 Diversification | 2025 | 3 | -33 | 2
2 Diversification | 2025 | 3 | -32.9 | 3
2 Diversification | 2025 | 3 | -32.8 | 2
2 Diversification | 2025 | 3 | -32.7 | 4
2 Diversification | 2025 | 3 | -32.6 | 7
2 Diversification | 2025 | 3 | -32.5 | 2
2 Diversification | 2025 | 3 | -32.4 | 2
2 Diversification | 2025 | 3 | -32.3 | 1
2 Diversification | 2025 | 3 | -32.2 | 2
2 Diversification | 2025 | 3 | -32.1 | 3
2 Diversification | 2025 | 3 | -32 | 5
2 Diversification | 2025 | 3 | -31.9 | 4
2 Diversification | 2025 | 3 | -31.8 | 3
2 Diversification | 2025 | 3 | -31.7 | 1
2 Diversification | 2025 | 3 | -31.6 | 1
2 Diversification | 2025 | 3 | -31.5 | 3
2 Diversification | 2025 | 3 | -31.4 | 4
2 Diversification | 2025 | 3 | -31.3 | 2
2 Diversification | 2025 | 3 | -31.2 | 4
2 Diversification | 2025 | 3 | -31.1 | 6
2 Diversification | 2025 | 3 | -31 | 2
2 Diversification | 2025 | 3 | -30.9 | 2
2 Diversification | 2025 | 3 | -30.8 | 2
2 Diversification | 2025 | 3 | -30.7 | 3
2 Diversification | 2025 | 3 | -30.6 | 4
2 Diversification | 2025 | 3 | -30.5 | 8
2 Diversification | 2025 | 3 | -30.4 | 3
2 Diversification | 2025 | 3 | -30.3 | 4
2 Diversification | 2025 | 3 | -30.2 | 6
2 Diversification | 2025 | 3 | -30.1 | 6
2 Diversification | 2025 | 3 | -30 | 5
2 Diversification | 2025 | 3 | -29.9 | 6
2 Diversification | 2025 | 3 | -29.8 | 5
2 Diversification | 2025 | 3 | -29.7 | 3
2 Diversification | 2025 | 3 | -29.6 | 5
2 Diversification | 2025 | 3 | -29.5 | 5
2 Diversification | 2025 | 3 | -29.4 | 6
2 Diversification | 2025 | 3 | -29.3 | 1
2 Diversification | 2025 | 3 | -29.2 | 5
2 Diversification | 2025 | 3 | -29.1 | 6
2 Diversification | 2025 | 3 | -29 | 3
2 Diversification | 2025 | 3 | -28.9 | 2
2 Diversification | 2025 | 3 | -28.8 | 8
2 Diversification | 2025 | 3 | -28.7 | 3
2 Diversification | 2025 | 3 | -28.6 | 4
2 Diversification | 2025 | 3 | -28.5 | 3
2 Diversification | 2025 | 3 | -28.4 | 4
2 Diversification | 2025 | 3 | -28.3 | 8
2 Diversification | 2025 | 3 | -28.2 | 6
2 Diversification | 2025 | 3 | -28.1 | 7
2 Diversification | 2025 | 3 | -28 | 8
2 Diversification | 2025 | 3 | -27.9 | 5
2 Diversification | 2025 | 3 | -27.8 | 4
2 Diversification | 2025 | 3 | -27.7 | 10
2 Diversification | 2025 | 3 | -27.6 | 7
2 Diversification | 2025 | 3 | -27.5 | 4
2 Diversification | 2025 | 3 | -27.4 | 6
2 Diversification | 2025 | 3 | -27.3 | 4
2 Diversification | 2025 | 3 | -27.2 | 4
2 Diversification | 2025 | 3 | -27.1 | 5
2 Diversification | 2025 | 3 | -27 | 4
2 Diversification | 2025 | 3 | -26.9 | 10
2 Diversification | 2025 | 3 | -26.8 | 2
2 Diversification | 2025 | 3 | -26.7 | 2
2 Diversification | 2025 | 3 | -26.6 | 7
2 Diversification | 2025 | 3 | -26.5 | 8
2 Diversification | 2025 | 3 | -26.4 | 9
2 Diversification | 2025 | 3 | -26.3 | 8
2 Diversification | 2025 | 3 | -26.2 | 8
2 Diversification | 2025 | 3 | -26.1 | 3
2 Diversification | 2025 | 3 | -26 | 6
2 Diversification | 2025 | 3 | -25.9 | 7
2 Diversification | 2025 | 3 | -25.8 | 9
2 Diversification | 2025 | 3 | -25.7 | 8
2 Diversification | 2025 | 3 | -25.6 | 8
2 Diversification | 2025 | 3 | -25.5 | 8
2 Diversification | 2025 | 3 | -25.4 | 7
2 Diversification | 2025 | 3 | -25.3 | 8
2 Diversification | 2025 | 3 | -25.2 | 9
2 Diversification | 2025 | 3 | -25.1 | 3
2 Diversification | 2025 | 3 | -25 | 7
2 Diversification | 2025 | 3 | -24.9 | 8
2 Diversification | 2025 | 3 | -24.8 | 10
2 Diversification | 2025 | 3 | -24.7 | 6
2 Diversification | 2025 | 3 | -24.6 | 10
2 Diversification | 2025 | 3 | -24.5 | 12
2 Diversification | 2025 | 3 | -24.4 | 6
2 Diversification | 2025 | 3 | -24.3 | 7
2 Diversification | 2025 | 3 | -24.2 | 10
2 Diversification | 2025 | 3 | -24.1 | 9
2 Diversification | 2025 | 3 | -24 | 7
2 Diversification | 2025 | 3 | -23.9 | 13
2 Diversification | 2025 | 3 | -23.8 | 14
2 Diversification | 2025 | 3 | -23.7 | 7
2 Diversification | 2025 | 3 | -23.6 | 9
2 Diversification | 2025 | 3 | -23.5 | 9
2 Diversification | 2025 | 3 | -23.4 | 6
2 Diversification | 2025 | 3 | -23.3 | 12
2 Diversification | 2025 | 3 | -23.2 | 5
2 Diversification | 2025 | 3 | -23.1 | 11
2 Diversification | 2025 | 3 | -23 | 6
2 Diversification | 2025 | 3 | -22.9 | 11
2 Diversification | 2025 | 3 | -22.8 | 13
2 Diversification | 2025 | 3 | -22.7 | 9
2 Diversification | 2025 | 3 | -22.6 | 7
2 Diversification | 2025 | 3 | -22.5 | 9
2 Diversification | 2025 | 3 | -22.4 | 8
2 Diversification | 2025 | 3 | -22.3 | 9
2 Diversification | 2025 | 3 | -22.2 | 10
2 Diversification | 2025 | 3 | -22.1 | 9
2 Diversification | 2025 | 3 | -22 | 14
2 Diversification | 2025 | 3 | -21.9 | 12
2 Diversification | 2025 | 3 | -21.8 | 9
2 Diversification | 2025 | 3 | -21.7 | 8
2 Diversification | 2025 | 3 | -21.6 | 6
2 Diversification | 2025 | 3 | -21.5 | 12
2 Diversification | 2025 | 3 | -21.4 | 10
2 Diversification | 2025 | 3 | -21.3 | 11
2 Diversification | 2025 | 3 | -21.2 | 14
2 Diversification | 2025 | 3 | -21.1 | 9
2 Diversification | 2025 | 3 | -21 | 12
2 Diversification | 2025 | 3 | -20.9 | 15
2 Diversification | 2025 | 3 | -20.8 | 10
2 Diversification | 2025 | 3 | -20.7 | 16
2 Diversification | 2025 | 3 | -20.6 | 10
2 Diversification | 2025 | 3 | -20.5 | 3
2 Diversification | 2025 | 3 | -20.4 | 13
2 Diversification | 2025 | 3 | -20.3 | 19
2 Diversification | 2025 | 3 | -20.2 | 14
2 Diversification | 2025 | 3 | -20.1 | 17
2 Diversification | 2025 | 3 | -20 | 14
2 Diversification | 2025 | 3 | -19.9 | 14
2 Diversification | 2025 | 3 | -19.8 | 22
2 Diversification | 2025 | 3 | -19.7 | 13
2 Diversification | 2025 | 3 | -19.6 | 9
2 Diversification | 2025 | 3 | -19.5 | 19
2 Diversification | 2025 | 3 | -19.4 | 17
2 Diversification | 2025 | 3 | -19.3 | 13
2 Diversification | 2025 | 3 | -19.2 | 14
2 Diversification | 2025 | 3 | -19.1 | 12
2 Diversification | 2025 | 3 | -19 | 13
2 Diversification | 2025 | 3 | -18.9 | 11
2 Diversification | 2025 | 3 | -18.8 | 11
2 Diversification | 2025 | 3 | -18.7 | 17
2 Diversification | 2025 | 3 | -18.6 | 13
2 Diversification | 2025 | 3 | -18.5 | 15
2 Diversification | 2025 | 3 | -18.4 | 14
2 Diversification | 2025 | 3 | -18.3 | 17
2 Diversification | 2025 | 3 | -18.2 | 13
2 Diversification | 2025 | 3 | -18.1 | 20
2 Diversification | 2025 | 3 | -18 | 15
2 Diversification | 2025 | 3 | -17.9 | 16
2 Diversification | 2025 | 3 | -17.8 | 16
2 Diversification | 2025 | 3 | -17.7 | 23
2 Diversification | 2025 | 3 | -17.6 | 18
2 Diversification | 2025 | 3 | -17.5 | 26
2 Diversification | 2025 | 3 | -17.4 | 21
2 Diversification | 2025 | 3 | -17.3 | 15
2 Diversification | 2025 | 3 | -17.2 | 16
2 Diversification | 2025 | 3 | -17.1 | 23
2 Diversification | 2025 | 3 | -17 | 10
2 Diversification | 2025 | 3 | -16.9 | 22
2 Diversification | 2025 | 3 | -16.8 | 19
2 Diversification | 2025 | 3 | -16.7 | 23
2 Diversification | 2025 | 3 | -16.6 | 19
2 Diversification | 2025 | 3 | -16.5 | 21
2 Diversification | 2025 | 3 | -16.4 | 15
2 Diversification | 2025 | 3 | -16.3 | 21
2 Diversification | 2025 | 3 | -16.2 | 19
2 Diversification | 2025 | 3 | -16.1 | 17
2 Diversification | 2025 | 3 | -16 | 26
2 Diversification | 2025 | 3 | -15.9 | 21
2 Diversification | 2025 | 3 | -15.8 | 23
2 Diversification | 2025 | 3 | -15.7 | 20
2 Diversification | 2025 | 3 | -15.6 | 23
2 Diversification | 2025 | 3 | -15.5 | 26
2 Diversification | 2025 | 3 | -15.4 | 19
2 Diversification | 2025 | 3 | -15.3 | 17
2 Diversification | 2025 | 3 | -15.2 | 27
2 Diversification | 2025 | 3 | -15.1 | 21
2 Diversification | 2025 | 3 | -15 | 27
2 Diversification | 2025 | 3 | -14.9 | 19
2 Diversification | 2025 | 3 | -14.8 | 25
2 Diversification | 2025 | 3 | -14.7 | 22
2 Diversification | 2025 | 3 | -14.6 | 34
2 Diversification | 2025 | 3 | -14.5 | 20
2 Diversification | 2025 | 3 | -14.4 | 24
2 Diversification | 2025 | 3 | -14.3 | 22
2 Diversification | 2025 | 3 | -14.2 | 26
2 Diversification | 2025 | 3 | -14.1 | 12
2 Diversification | 2025 | 3 | -14 | 19
2 Diversification | 2025 | 3 | -13.9 | 23
2 Diversification | 2025 | 3 | -13.8 | 18
2 Diversification | 2025 | 3 | -13.7 | 26
2 Diversification | 2025 | 3 | -13.6 | 28
2 Diversification | 2025 | 3 | -13.5 | 15
2 Diversification | 2025 | 3 | -13.4 | 34
2 Diversification | 2025 | 3 | -13.3 | 28
2 Diversification | 2025 | 3 | -13.2 | 26
2 Diversification | 2025 | 3 | -13.1 | 16
2 Diversification | 2025 | 3 | -13 | 22
2 Diversification | 2025 | 3 | -12.9 | 26
2 Diversification | 2025 | 3 | -12.8 | 33
2 Diversification | 2025 | 3 | -12.7 | 32
2 Diversification | 2025 | 3 | -12.6 | 25
2 Diversification | 2025 | 3 | -12.5 | 28
2 Diversification | 2025 | 3 | -12.4 | 25
2 Diversification | 2025 | 3 | -12.3 | 19
2 Diversification | 2025 | 3 | -12.2 | 27
2 Diversification | 2025 | 3 | -12.1 | 26
2 Diversification | 2025 | 3 | -12 | 23
2 Diversification | 2025 | 3 | -11.9 | 29
2 Diversification | 2025 | 3 | -11.8 | 23
2 Diversification | 2025 | 3 | -11.7 | 29
2 Diversification | 2025 | 3 | -11.6 | 31
2 Diversification | 2025 | 3 | -11.5 | 21
2 Diversification | 2025 | 3 | -11.4 | 25
2 Diversification | 2025 | 3 | -11.3 | 30
2 Diversification | 2025 | 3 | -11.2 | 20
2 Diversification | 2025 | 3 | -11.1 | 27
2 Diversification | 2025 | 3 | -11 | 34
2 Diversification | 2025 | 3 | -10.9 | 31
2 Diversification | 2025 | 3 | -10.8 | 31
2 Diversification | 2025 | 3 | -10.7 | 15
2 Diversification | 2025 | 3 | -10.6 | 27
2 Diversification | 2025 | 3 | -10.5 | 23
2 Diversification | 2025 | 3 | -10.4 | 38
2 Diversification | 2025 | 3 | -10.3 | 18
2 Diversification | 2025 | 3 | -10.2 | 34
2 Diversification | 2025 | 3 | -10.1 | 19
2 Diversification | 2025 | 3 | -10 | 32
2 Diversification | 2025 | 3 | -9.9 | 32
2 Diversification | 2025 | 3 | -9.8 | 34
2 Diversification | 2025 | 3 | -9.7 | 27
2 Diversification | 2025 | 3 | -9.6 | 36
2 Diversification | 2025 | 3 | -9.5 | 26
2 Diversification | 2025 | 3 | -9.4 | 21
2 Diversification | 2025 | 3 | -9.3 | 30
2 Diversification | 2025 | 3 | -9.2 | 32
2 Diversification | 2025 | 3 | -9.1 | 26
2 Diversification | 2025 | 3 | -9 | 24
2 Diversification | 2025 | 3 | -8.9 | 28
2 Diversification | 2025 | 3 | -8.8 | 21
2 Diversification | 2025 | 3 | -8.7 | 24
2 Diversification | 2025 | 3 | -8.6 | 27
2 Diversification | 2025 | 3 | -8.5 | 24
2 Diversification | 2025 | 3 | -8.4 | 27
2 Diversification | 2025 | 3 | -8.3 | 27
2 Diversification | 2025 | 3 | -8.2 | 34
2 Diversification | 2025 | 3 | -8.1 | 28
2 Diversification | 2025 | 3 | -8 | 30
2 Diversification | 2025 | 3 | -7.9 | 25
2 Diversification | 2025 | 3 | -7.8 | 36
2 Diversification | 2025 | 3 | -7.7 | 29
2 Diversification | 2025 | 3 | -7.6 | 25
2 Diversification | 2025 | 3 | -7.5 | 31
2 Diversification | 2025 | 3 | -7.4 | 20
2 Diversification | 2025 | 3 | -7.3 | 24
2 Diversification | 2025 | 3 | -7.2 | 25
2 Diversification | 2025 | 3 | -7.1 | 26
2 Diversification | 2025 | 3 | -7 | 22
2 Diversification | 2025 | 3 | -6.9 | 25
2 Diversification | 2025 | 3 | -6.8 | 25
2 Diversification | 2025 | 3 | -6.7 | 34
2 Diversification | 2025 | 3 | -6.6 | 26
2 Diversification | 2025 | 3 | -6.5 | 32
2 Diversification | 2025 | 3 | -6.4 | 18
2 Diversification | 2025 | 3 | -6.3 | 26
2 Diversification | 2025 | 3 | -6.2 | 32
2 Diversification | 2025 | 3 | -6.1 | 24
2 Diversification | 2025 | 3 | -6 | 16
2 Diversification | 2025 | 3 | -5.9 | 25
2 Diversification | 2025 | 3 | -5.8 | 24
2 Diversification | 2025 | 3 | -5.7 | 30
2 Diversification | 2025 | 3 | -5.6 | 21
2 Diversification | 2025 | 3 | -5.5 | 17
2 Diversification | 2025 | 3 | -5.4 | 17
2 Diversification | 2025 | 3 | -5.3 | 26
2 Diversification | 2025 | 3 | -5.2 | 26
2 Diversification | 2025 | 3 | -5.1 | 23
2 Diversification | 2025 | 3 | -5 | 20
2 Diversification | 2025 | 3 | -4.9 | 25
2 Diversification | 2025 | 3 | -4.8 | 20
2 Diversification | 2025 | 3 | -4.7 | 14
2 Diversification | 2025 | 3 | -4.6 | 29
2 Diversification | 2025 | 3 | -4.5 | 21
2 Diversification | 2025 | 3 | -4.4 | 22
2 Diversification | 2025 | 3 | -4.3 | 17
2 Diversification | 2025 | 3 | -4.2 | 19
2 Diversification | 2025 | 3 | -4.1 | 21
2 Diversification | 2025 | 3 | -4 | 21
2 Diversification | 2025 | 3 | -3.9 | 20
2 Diversification | 2025 | 3 | -3.8 | 27
2 Diversification | 2025 | 3 | -3.7 | 22
2 Diversification | 2025 | 3 | -3.6 | 12
2 Diversification | 2025 | 3 | -3.5 | 27
2 Diversification | 2025 | 3 | -3.4 | 11
2 Diversification | 2025 | 3 | -3.3 | 14
2 Diversification | 2025 | 3 | -3.2 | 13
2 Diversification | 2025 | 3 | -3.1 | 23
2 Diversification | 2025 | 3 | -3 | 17
2 Diversification | 2025 | 3 | -2.9 | 12
2 Diversification | 2025 | 3 | -2.8 | 16
2 Diversification | 2025 | 3 | -2.7 | 12
2 Diversification | 2025 | 3 | -2.6 | 13
2 Diversification | 2025 | 3 | -2.5 | 13
2 Diversification | 2025 | 3 | -2.4 | 16
2 Diversification | 2025 | 3 | -2.3 | 13
2 Diversification | 2025 | 3 | -2.2 | 12
2 Diversification | 2025 | 3 | -2.1 | 8
2 Diversification | 2025 | 3 | -2 | 15
2 Diversification | 2025 | 3 | -1.9 | 15
2 Diversification | 2025 | 3 | -1.8 | 15
2 Diversification | 2025 | 3 | -1.7 | 11
2 Diversification | 2025 | 3 | -1.6 | 14
2 Diversification | 2025 | 3 | -1.5 | 11
2 Diversification | 2025 | 3 | -1.4 | 9
2 Diversification | 2025 | 3 | -1.3 | 12
2 Diversification | 2025 | 3 | -1.2 | 11
2 Diversification | 2025 | 3 | -1.1 | 11
2 Diversification | 2025 | 3 | -1 | 10
2 Diversification | 2025 | 3 | -0.9 | 10
2 Diversification | 2025 | 3 | -0.8 | 9
2 Diversification | 2025 | 3 | -0.7 | 13
2 Diversification | 2025 | 3 | -0.6 | 10
2 Diversification | 2025 | 3 | -0.5 | 7
2 Diversification | 2025 | 3 | -0.4 | 9
2 Diversification | 2025 | 3 | -0.3 | 13
2 Diversification | 2025 | 3 | -0.2 | 13
2 Diversification | 2025 | 3 | -0.1 | 9
2 Diversification | 2025 | 3 | 0 | 122
2 Diversification | 2025 | 3 | 0.1 | 9
2 Diversification | 2025 | 3 | 0.2 | 6
2 Diversification | 2025 | 3 | 0.3 | 7
2 Diversification | 2025 | 3 | 0.4 | 11
2 Diversification | 2025 | 3 | 0.5 | 7
2 Diversification | 2025 | 3 | 0.6 | 7
2 Diversification | 2025 | 3 | 0.7 | 14
2 Diversification | 2025 | 3 | 0.8 | 6
2 Diversification | 2025 | 3 | 0.9 | 10
2 Diversification | 2025 | 3 | 1 | 7
2 Diversification | 2025 | 3 | 1.1 | 14
2 Diversification | 2025 | 3 | 1.2 | 12
2 Diversification | 2025 | 3 | 1.3 | 10
2 Diversification | 2025 | 3 | 1.4 | 9
2 Diversification | 2025 | 3 | 1.5 | 12
2 Diversification | 2025 | 3 | 1.6 | 8
2 Diversification | 2025 | 3 | 1.7 | 11
2 Diversification | 2025 | 3 | 1.8 | 14
2 Diversification | 2025 | 3 | 1.9 | 10
2 Diversification | 2025 | 3 | 2 | 7
2 Diversification | 2025 | 3 | 2.1 | 15
2 Diversification | 2025 | 3 | 2.2 | 16
2 Diversification | 2025 | 3 | 2.3 | 15
2 Diversification | 2025 | 3 | 2.4 | 18
2 Diversification | 2025 | 3 | 2.5 | 12
2 Diversification | 2025 | 3 | 2.6 | 10
2 Diversification | 2025 | 3 | 2.7 | 23
2 Diversification | 2025 | 3 | 2.8 | 11
2 Diversification | 2025 | 3 | 2.9 | 10
2 Diversification | 2025 | 3 | 3 | 14
2 Diversification | 2025 | 3 | 3.1 | 17
2 Diversification | 2025 | 3 | 3.2 | 11
2 Diversification | 2025 | 3 | 3.3 | 16
2 Diversification | 2025 | 3 | 3.4 | 14
2 Diversification | 2025 | 3 | 3.5 | 18
2 Diversification | 2025 | 3 | 3.6 | 14
2 Diversification | 2025 | 3 | 3.7 | 21
2 Diversification | 2025 | 3 | 3.8 | 23
2 Diversification | 2025 | 3 | 3.9 | 20
2 Diversification | 2025 | 3 | 4 | 17
2 Diversification | 2025 | 3 | 4.1 | 19
2 Diversification | 2025 | 3 | 4.2 | 23
2 Diversification | 2025 | 3 | 4.3 | 16
2 Diversification | 2025 | 3 | 4.4 | 27
2 Diversification | 2025 | 3 | 4.5 | 25
2 Diversification | 2025 | 3 | 4.6 | 16
2 Diversification | 2025 | 3 | 4.7 | 27
2 Diversification | 2025 | 3 | 4.8 | 27
2 Diversification | 2025 | 3 | 4.9 | 25
2 Diversification | 2025 | 3 | 5 | 27
2 Diversification | 2025 | 3 | 5.1 | 25
2 Diversification | 2025 | 3 | 5.2 | 31
2 Diversification | 2025 | 3 | 5.3 | 21
2 Diversification | 2025 | 3 | 5.4 | 19
2 Diversification | 2025 | 3 | 5.5 | 22
2 Diversification | 2025 | 3 | 5.6 | 30
2 Diversification | 2025 | 3 | 5.7 | 30
2 Diversification | 2025 | 3 | 5.8 | 20
2 Diversification | 2025 | 3 | 5.9 | 23
2 Diversification | 2025 | 3 | 6 | 21
2 Diversification | 2025 | 3 | 6.1 | 32
2 Diversification | 2025 | 3 | 6.2 | 23
2 Diversification | 2025 | 3 | 6.3 | 29
2 Diversification | 2025 | 3 | 6.4 | 18
2 Diversification | 2025 | 3 | 6.5 | 23
2 Diversification | 2025 | 3 | 6.6 | 25
2 Diversification | 2025 | 3 | 6.7 | 35
2 Diversification | 2025 | 3 | 6.8 | 19
2 Diversification | 2025 | 3 | 6.9 | 18
2 Diversification | 2025 | 3 | 7 | 35
2 Diversification | 2025 | 3 | 7.1 | 28
2 Diversification | 2025 | 3 | 7.2 | 26
2 Diversification | 2025 | 3 | 7.3 | 25
2 Diversification | 2025 | 3 | 7.4 | 24
2 Diversification | 2025 | 3 | 7.5 | 26
2 Diversification | 2025 | 3 | 7.6 | 23
2 Diversification | 2025 | 3 | 7.7 | 23
2 Diversification | 2025 | 3 | 7.8 | 24
2 Diversification | 2025 | 3 | 7.9 | 19
2 Diversification | 2025 | 3 | 8 | 23
2 Diversification | 2025 | 3 | 8.1 | 30
2 Diversification | 2025 | 3 | 8.2 | 29
2 Diversification | 2025 | 3 | 8.3 | 27
2 Diversification | 2025 | 3 | 8.4 | 23
2 Diversification | 2025 | 3 | 8.5 | 27
2 Diversification | 2025 | 3 | 8.6 | 29
2 Diversification | 2025 | 3 | 8.7 | 26
2 Diversification | 2025 | 3 | 8.8 | 24
2 Diversification | 2025 | 3 | 8.9 | 25
2 Diversification | 2025 | 3 | 9 | 24
2 Diversification | 2025 | 3 | 9.1 | 26
2 Diversification | 2025 | 3 | 9.2 | 21
2 Diversification | 2025 | 3 | 9.3 | 36
2 Diversification | 2025 | 3 | 9.4 | 22
2 Diversification | 2025 | 3 | 9.5 | 28
2 Diversification | 2025 | 3 | 9.6 | 31
2 Diversification | 2025 | 3 | 9.7 | 27
2 Diversification | 2025 | 3 | 9.8 | 22
2 Diversification | 2025 | 3 | 9.9 | 28
2 Diversification | 2025 | 3 | 10 | 32
2 Diversification | 2025 | 3 | 10.1 | 24
2 Diversification | 2025 | 3 | 10.2 | 28
2 Diversification | 2025 | 3 | 10.3 | 33
2 Diversification | 2025 | 3 | 10.4 | 30
2 Diversification | 2025 | 3 | 10.5 | 27
2 Diversification | 2025 | 3 | 10.6 | 28
2 Diversification | 2025 | 3 | 10.7 | 33
2 Diversification | 2025 | 3 | 10.8 | 31
2 Diversification | 2025 | 3 | 10.9 | 22
2 Diversification | 2025 | 3 | 11 | 17
2 Diversification | 2025 | 3 | 11.1 | 27
2 Diversification | 2025 | 3 | 11.2 | 33
2 Diversification | 2025 | 3 | 11.3 | 44
2 Diversification | 2025 | 3 | 11.4 | 20
2 Diversification | 2025 | 3 | 11.5 | 26
2 Diversification | 2025 | 3 | 11.6 | 29
2 Diversification | 2025 | 3 | 11.7 | 29
2 Diversification | 2025 | 3 | 11.8 | 17
2 Diversification | 2025 | 3 | 11.9 | 19
2 Diversification | 2025 | 3 | 12 | 24
2 Diversification | 2025 | 3 | 12.1 | 30
2 Diversification | 2025 | 3 | 12.2 | 31
2 Diversification | 2025 | 3 | 12.3 | 32
2 Diversification | 2025 | 3 | 12.4 | 19
2 Diversification | 2025 | 3 | 12.5 | 27
2 Diversification | 2025 | 3 | 12.6 | 16
2 Diversification | 2025 | 3 | 12.7 | 13
2 Diversification | 2025 | 3 | 12.8 | 20
2 Diversification | 2025 | 3 | 12.9 | 27
2 Diversification | 2025 | 3 | 13 | 39
2 Diversification | 2025 | 3 | 13.1 | 20
2 Diversification | 2025 | 3 | 13.2 | 24
2 Diversification | 2025 | 3 | 13.3 | 21
2 Diversification | 2025 | 3 | 13.4 | 19
2 Diversification | 2025 | 3 | 13.5 | 25
2 Diversification | 2025 | 3 | 13.6 | 27
2 Diversification | 2025 | 3 | 13.7 | 17
2 Diversification | 2025 | 3 | 13.8 | 20
2 Diversification | 2025 | 3 | 13.9 | 22
2 Diversification | 2025 | 3 | 14 | 28
2 Diversification | 2025 | 3 | 14.1 | 23
2 Diversification | 2025 | 3 | 14.2 | 13
2 Diversification | 2025 | 3 | 14.3 | 25
2 Diversification | 2025 | 3 | 14.4 | 19
2 Diversification | 2025 | 3 | 14.5 | 21
2 Diversification | 2025 | 3 | 14.6 | 18
2 Diversification | 2025 | 3 | 14.7 | 26
2 Diversification | 2025 | 3 | 14.8 | 17
2 Diversification | 2025 | 3 | 14.9 | 21
2 Diversification | 2025 | 3 | 15 | 20
2 Diversification | 2025 | 3 | 15.1 | 29
2 Diversification | 2025 | 3 | 15.2 | 23
2 Diversification | 2025 | 3 | 15.3 | 24
2 Diversification | 2025 | 3 | 15.4 | 14
2 Diversification | 2025 | 3 | 15.5 | 19
2 Diversification | 2025 | 3 | 15.6 | 15
2 Diversification | 2025 | 3 | 15.7 | 21
2 Diversification | 2025 | 3 | 15.8 | 18
2 Diversification | 2025 | 3 | 15.9 | 21
2 Diversification | 2025 | 3 | 16 | 23
2 Diversification | 2025 | 3 | 16.1 | 21
2 Diversification | 2025 | 3 | 16.2 | 14
2 Diversification | 2025 | 3 | 16.3 | 23
2 Diversification | 2025 | 3 | 16.4 | 11
2 Diversification | 2025 | 3 | 16.5 | 24
2 Diversification | 2025 | 3 | 16.6 | 25
2 Diversification | 2025 | 3 | 16.7 | 25
2 Diversification | 2025 | 3 | 16.8 | 24
2 Diversification | 2025 | 3 | 16.9 | 17
2 Diversification | 2025 | 3 | 17 | 26
2 Diversification | 2025 | 3 | 17.1 | 15
2 Diversification | 2025 | 3 | 17.2 | 23
2 Diversification | 2025 | 3 | 17.3 | 14
2 Diversification | 2025 | 3 | 17.4 | 20
2 Diversification | 2025 | 3 | 17.5 | 16
2 Diversification | 2025 | 3 | 17.6 | 16
2 Diversification | 2025 | 3 | 17.7 | 13
2 Diversification | 2025 | 3 | 17.8 | 17
2 Diversification | 2025 | 3 | 17.9 | 18
2 Diversification | 2025 | 3 | 18 | 19
2 Diversification | 2025 | 3 | 18.1 | 13
2 Diversification | 2025 | 3 | 18.2 | 19
2 Diversification | 2025 | 3 | 18.3 | 16
2 Diversification | 2025 | 3 | 18.4 | 14
2 Diversification | 2025 | 3 | 18.5 | 12
2 Diversification | 2025 | 3 | 18.6 | 18
2 Diversification | 2025 | 3 | 18.7 | 18
2 Diversification | 2025 | 3 | 18.8 | 26
2 Diversification | 2025 | 3 | 18.9 | 19
2 Diversification | 2025 | 3 | 19 | 13
2 Diversification | 2025 | 3 | 19.1 | 16
2 Diversification | 2025 | 3 | 19.2 | 11
2 Diversification | 2025 | 3 | 19.3 | 16
2 Diversification | 2025 | 3 | 19.4 | 23
2 Diversification | 2025 | 3 | 19.5 | 14
2 Diversification | 2025 | 3 | 19.6 | 11
2 Diversification | 2025 | 3 | 19.7 | 11
2 Diversification | 2025 | 3 | 19.8 | 13
2 Diversification | 2025 | 3 | 19.9 | 14
2 Diversification | 2025 | 3 | 20 | 13
2 Diversification | 2025 | 3 | 20.1 | 11
2 Diversification | 2025 | 3 | 20.2 | 14
2 Diversification | 2025 | 3 | 20.3 | 20
2 Diversification | 2025 | 3 | 20.4 | 17
2 Diversification | 2025 | 3 | 20.5 | 10
2 Diversification | 2025 | 3 | 20.6 | 16
2 Diversification | 2025 | 3 | 20.7 | 14
2 Diversification | 2025 | 3 | 20.8 | 12
2 Diversification | 2025 | 3 | 20.9 | 17
2 Diversification | 2025 | 3 | 21 | 9
2 Diversification | 2025 | 3 | 21.1 | 13
2 Diversification | 2025 | 3 | 21.2 | 14
2 Diversification | 2025 | 3 | 21.3 | 17
2 Diversification | 2025 | 3 | 21.4 | 11
2 Diversification | 2025 | 3 | 21.5 | 13
2 Diversification | 2025 | 3 | 21.6 | 18
2 Diversification | 2025 | 3 | 21.7 | 16
2 Diversification | 2025 | 3 | 21.8 | 10
2 Diversification | 2025 | 3 | 21.9 | 20
2 Diversification | 2025 | 3 | 22 | 18
2 Diversification | 2025 | 3 | 22.1 | 14
2 Diversification | 2025 | 3 | 22.2 | 12
2 Diversification | 2025 | 3 | 22.3 | 11
2 Diversification | 2025 | 3 | 22.4 | 8
2 Diversification | 2025 | 3 | 22.5 | 10
2 Diversification | 2025 | 3 | 22.6 | 12
2 Diversification | 2025 | 3 | 22.7 | 7
2 Diversification | 2025 | 3 | 22.8 | 10
2 Diversification | 2025 | 3 | 22.9 | 12
2 Diversification | 2025 | 3 | 23 | 11
2 Diversification | 2025 | 3 | 23.1 | 15
2 Diversification | 2025 | 3 | 23.2 | 15
2 Diversification | 2025 | 3 | 23.3 | 13
2 Diversification | 2025 | 3 | 23.4 | 13
2 Diversification | 2025 | 3 | 23.5 | 12
2 Diversification | 2025 | 3 | 23.6 | 8
2 Diversification | 2025 | 3 | 23.7 | 9
2 Diversification | 2025 | 3 | 23.8 | 10
2 Diversification | 2025 | 3 | 23.9 | 13
2 Diversification | 2025 | 3 | 24 | 18
2 Diversification | 2025 | 3 | 24.1 | 16
2 Diversification | 2025 | 3 | 24.2 | 19
2 Diversification | 2025 | 3 | 24.3 | 17
2 Diversification | 2025 | 3 | 24.4 | 9
2 Diversification | 2025 | 3 | 24.5 | 11
2 Diversification | 2025 | 3 | 24.6 | 10
2 Diversification | 2025 | 3 | 24.7 | 9
2 Diversification | 2025 | 3 | 24.8 | 9
2 Diversification | 2025 | 3 | 24.9 | 8
2 Diversification | 2025 | 3 | 25 | 6
2 Diversification | 2025 | 3 | 25.1 | 11
2 Diversification | 2025 | 3 | 25.2 | 6
2 Diversification | 2025 | 3 | 25.3 | 10
2 Diversification | 2025 | 3 | 25.4 | 11
2 Diversification | 2025 | 3 | 25.5 | 11
2 Diversification | 2025 | 3 | 25.6 | 8
2 Diversification | 2025 | 3 | 25.7 | 11
2 Diversification | 2025 | 3 | 25.8 | 13
2 Diversification | 2025 | 3 | 25.9 | 13
2 Diversification | 2025 | 3 | 26 | 12
2 Diversification | 2025 | 3 | 26.1 | 8
2 Diversification | 2025 | 3 | 26.2 | 8
2 Diversification | 2025 | 3 | 26.3 | 13
2 Diversification | 2025 | 3 | 26.4 | 7
2 Diversification | 2025 | 3 | 26.5 | 2
2 Diversification | 2025 | 3 | 26.6 | 11
2 Diversification | 2025 | 3 | 26.7 | 12
2 Diversification | 2025 | 3 | 26.8 | 6
2 Diversification | 2025 | 3 | 26.9 | 8
2 Diversification | 2025 | 3 | 27 | 11
2 Diversification | 2025 | 3 | 27.1 | 2
2 Diversification | 2025 | 3 | 27.2 | 8
2 Diversification | 2025 | 3 | 27.3 | 9
2 Diversification | 2025 | 3 | 27.4 | 9
2 Diversification | 2025 | 3 | 27.5 | 10
2 Diversification | 2025 | 3 | 27.6 | 8
2 Diversification | 2025 | 3 | 27.7 | 8
2 Diversification | 2025 | 3 | 27.8 | 5
2 Diversification | 2025 | 3 | 27.9 | 13
2 Diversification | 2025 | 3 | 28 | 10
2 Diversification | 2025 | 3 | 28.1 | 10
2 Diversification | 2025 | 3 | 28.2 | 4
2 Diversification | 2025 | 3 | 28.3 | 7
2 Diversification | 2025 | 3 | 28.4 | 7
2 Diversification | 2025 | 3 | 28.5 | 3
2 Diversification | 2025 | 3 | 28.6 | 6
2 Diversification | 2025 | 3 | 28.7 | 4
2 Diversification | 2025 | 3 | 28.8 | 8
2 Diversification | 2025 | 3 | 28.9 | 5
2 Diversification | 2025 | 3 | 29 | 6
2 Diversification | 2025 | 3 | 29.1 | 6
2 Diversification | 2025 | 3 | 29.2 | 9
2 Diversification | 2025 | 3 | 29.3 | 9
2 Diversification | 2025 | 3 | 29.4 | 4
2 Diversification | 2025 | 3 | 29.5 | 4
2 Diversification | 2025 | 3 | 29.6 | 5
2 Diversification | 2025 | 3 | 29.7 | 7
2 Diversification | 2025 | 3 | 29.8 | 4
2 Diversification | 2025 | 3 | 29.9 | 8
2 Diversification | 2025 | 3 | 30 | 7
2 Diversification | 2025 | 3 | 30.1 | 8
2 Diversification | 2025 | 3 | 30.2 | 5
2 Diversification | 2025 | 3 | 30.3 | 6
2 Diversification | 2025 | 3 | 30.4 | 5
2 Diversification | 2025 | 3 | 30.5 | 5
2 Diversification | 2025 | 3 | 30.6 | 5
2 Diversification | 2025 | 3 | 30.7 | 5
2 Diversification | 2025 | 3 | 30.8 | 8
2 Diversification | 2025 | 3 | 30.9 | 2
2 Diversification | 2025 | 3 | 31 | 3
2 Diversification | 2025 | 3 | 31.1 | 11
2 Diversification | 2025 | 3 | 31.2 | 10
2 Diversification | 2025 | 3 | 31.3 | 4
2 Diversification | 2025 | 3 | 31.4 | 2
2 Diversification | 2025 | 3 | 31.5 | 4
2 Diversification | 2025 | 3 | 31.6 | 3
2 Diversification | 2025 | 3 | 31.7 | 7
2 Diversification | 2025 | 3 | 31.8 | 4
2 Diversification | 2025 | 3 | 31.9 | 9
2 Diversification | 2025 | 3 | 32 | 7
2 Diversification | 2025 | 3 | 32.1 | 6
2 Diversification | 2025 | 3 | 32.2 | 3
2 Diversification | 2025 | 3 | 32.3 | 7
2 Diversification | 2025 | 3 | 32.4 | 7
2 Diversification | 2025 | 3 | 32.5 | 6
2 Diversification | 2025 | 3 | 32.6 | 5
2 Diversification | 2025 | 3 | 32.7 | 1
2 Diversification | 2025 | 3 | 32.8 | 5
2 Diversification | 2025 | 3 | 32.9 | 3
2 Diversification | 2025 | 3 | 33 | 4
2 Diversification | 2025 | 3 | 33.1 | 4
2 Diversification | 2025 | 3 | 33.2 | 5
2 Diversification | 2025 | 3 | 33.3 | 7
2 Diversification | 2025 | 3 | 33.4 | 9
2 Diversification | 2025 | 3 | 33.5 | 1
2 Diversification | 2025 | 3 | 33.6 | 7
2 Diversification | 2025 | 3 | 33.7 | 3
2 Diversification | 2025 | 3 | 33.8 | 3
2 Diversification | 2025 | 3 | 33.9 | 6
2 Diversification | 2025 | 3 | 34 | 5
2 Diversification | 2025 | 3 | 34.1 | 7
2 Diversification | 2025 | 3 | 34.2 | 4
2 Diversification | 2025 | 3 | 34.3 | 3
2 Diversification | 2025 | 3 | 34.4 | 6
2 Diversification | 2025 | 3 | 34.5 | 3
2 Diversification | 2025 | 3 | 34.7 | 10
2 Diversification | 2025 | 3 | 34.8 | 3
2 Diversification | 2025 | 3 | 34.9 | 5
2 Diversification | 2025 | 3 | 35 | 3
2 Diversification | 2025 | 3 | 35.1 | 3
2 Diversification | 2025 | 3 | 35.2 | 1
2 Diversification | 2025 | 3 | 35.3 | 4
2 Diversification | 2025 | 3 | 35.4 | 6
2 Diversification | 2025 | 3 | 35.5 | 2
2 Diversification | 2025 | 3 | 35.6 | 7
2 Diversification | 2025 | 3 | 35.7 | 1
2 Diversification | 2025 | 3 | 35.8 | 7
2 Diversification | 2025 | 3 | 35.9 | 3
2 Diversification | 2025 | 3 | 36 | 5
2 Diversification | 2025 | 3 | 36.1 | 2
2 Diversification | 2025 | 3 | 36.2 | 1
2 Diversification | 2025 | 3 | 36.3 | 2
2 Diversification | 2025 | 3 | 36.4 | 5
2 Diversification | 2025 | 3 | 36.5 | 4
2 Diversification | 2025 | 3 | 36.6 | 3
2 Diversification | 2025 | 3 | 36.7 | 6
2 Diversification | 2025 | 3 | 36.8 | 7
2 Diversification | 2025 | 3 | 36.9 | 4
2 Diversification | 2025 | 3 | 37 | 6
2 Diversification | 2025 | 3 | 37.1 | 2
2 Diversification | 2025 | 3 | 37.2 | 4
2 Diversification | 2025 | 3 | 37.4 | 2
2 Diversification | 2025 | 3 | 37.5 | 1
2 Diversification | 2025 | 3 | 37.6 | 2
2 Diversification | 2025 | 3 | 37.7 | 4
2 Diversification | 2025 | 3 | 37.8 | 3
2 Diversification | 2025 | 3 | 37.9 | 4
2 Diversification | 2025 | 3 | 38.1 | 4
2 Diversification | 2025 | 3 | 38.3 | 3
2 Diversification | 2025 | 3 | 38.4 | 2
2 Diversification | 2025 | 3 | 38.5 | 2
2 Diversification | 2025 | 3 | 38.6 | 3
2 Diversification | 2025 | 3 | 38.7 | 5
2 Diversification | 2025 | 3 | 38.8 | 2
2 Diversification | 2025 | 3 | 38.9 | 4
2 Diversification | 2025 | 3 | 39.1 | 5
2 Diversification | 2025 | 3 | 39.2 | 2
2 Diversification | 2025 | 3 | 39.3 | 4
2 Diversification | 2025 | 3 | 39.4 | 1
2 Diversification | 2025 | 3 | 39.5 | 3
2 Diversification | 2025 | 3 | 39.6 | 2
2 Diversification | 2025 | 3 | 39.7 | 3
2 Diversification | 2025 | 3 | 39.8 | 2
2 Diversification | 2025 | 3 | 39.9 | 2
2 Diversification | 2025 | 3 | 40 | 2
2 Diversification | 2025 | 3 | 40.1 | 5
2 Diversification | 2025 | 3 | 40.2 | 3
2 Diversification | 2025 | 3 | 40.3 | 2
2 Diversification | 2025 | 3 | 40.6 | 3
2 Diversification | 2025 | 3 | 40.7 | 4
2 Diversification | 2025 | 3 | 40.8 | 2
2 Diversification | 2025 | 3 | 41 | 4
2 Diversification | 2025 | 3 | 41.1 | 2
2 Diversification | 2025 | 3 | 41.2 | 3
2 Diversification | 2025 | 3 | 41.3 | 1
2 Diversification | 2025 | 3 | 41.4 | 2
2 Diversification | 2025 | 3 | 41.5 | 2
2 Diversification | 2025 | 3 | 41.6 | 1
2 Diversification | 2025 | 3 | 41.7 | 1
2 Diversification | 2025 | 3 | 41.8 | 1
2 Diversification | 2025 | 3 | 41.9 | 1
2 Diversification | 2025 | 3 | 42.1 | 2
2 Diversification | 2025 | 3 | 42.2 | 3
2 Diversification | 2025 | 3 | 42.3 | 2
2 Diversification | 2025 | 3 | 42.4 | 2
2 Diversification | 2025 | 3 | 42.7 | 1
2 Diversification | 2025 | 3 | 42.8 | 1
2 Diversification | 2025 | 3 | 43 | 1
2 Diversification | 2025 | 3 | 43.2 | 4
2 Diversification | 2025 | 3 | 43.3 | 2
2 Diversification | 2025 | 3 | 43.4 | 3
2 Diversification | 2025 | 3 | 43.5 | 1
2 Diversification | 2025 | 3 | 43.6 | 3
2 Diversification | 2025 | 3 | 43.7 | 2
2 Diversification | 2025 | 3 | 43.9 | 3
2 Diversification | 2025 | 3 | 44 | 1
2 Diversification | 2025 | 3 | 44.1 | 1
2 Diversification | 2025 | 3 | 44.2 | 1
2 Diversification | 2025 | 3 | 44.3 | 4
2 Diversification | 2025 | 3 | 44.4 | 1
2 Diversification | 2025 | 3 | 44.5 | 1
2 Diversification | 2025 | 3 | 44.6 | 2
2 Diversification | 2025 | 3 | 44.7 | 2
2 Diversification | 2025 | 3 | 44.9 | 1
2 Diversification | 2025 | 3 | 45.2 | 1
2 Diversification | 2025 | 3 | 45.5 | 1
2 Diversification | 2025 | 3 | 45.8 | 1
2 Diversification | 2025 | 3 | 45.9 | 2
2 Diversification | 2025 | 3 | 46 | 2
2 Diversification | 2025 | 3 | 46.1 | 1
2 Diversification | 2025 | 3 | 46.2 | 1
2 Diversification | 2025 | 3 | 46.3 | 1
2 Diversification | 2025 | 3 | 46.4 | 1
2 Diversification | 2025 | 3 | 46.7 | 2
2 Diversification | 2025 | 3 | 46.8 | 1
2 Diversification | 2025 | 3 | 47 | 1
2 Diversification | 2025 | 3 | 47.1 | 3
2 Diversification | 2025 | 3 | 47.2 | 1
2 Diversification | 2025 | 3 | 47.3 | 2
2 Diversification | 2025 | 3 | 47.4 | 2
2 Diversification | 2025 | 3 | 47.8 | 4
2 Diversification | 2025 | 3 | 47.9 | 1
2 Diversification | 2025 | 3 | 48 | 1
2 Diversification | 2025 | 3 | 48.1 | 1
2 Diversification | 2025 | 3 | 48.2 | 2
2 Diversification | 2025 | 3 | 48.4 | 3
2 Diversification | 2025 | 3 | 48.7 | 1
2 Diversification | 2025 | 3 | 48.8 | 1
2 Diversification | 2025 | 3 | 48.9 | 1
2 Diversification | 2025 | 3 | 49.2 | 1
2 Diversification | 2025 | 3 | 49.6 | 1
2 Diversification | 2025 | 3 | 49.8 | 1
2 Diversification | 2025 | 3 | 49.9 | 1
2 Diversification | 2025 | 3 | 50.1 | 1
2 Diversification | 2025 | 3 | 50.2 | 2
2 Diversification | 2025 | 3 | 50.3 | 1
2 Diversification | 2025 | 3 | 50.4 | 1
2 Diversification | 2025 | 3 | 51.2 | 2
2 Diversification | 2025 | 3 | 51.4 | 1
2 Diversification | 2025 | 3 | 51.5 | 3
2 Diversification | 2025 | 3 | 51.7 | 1
2 Diversification | 2025 | 3 | 52 | 2
2 Diversification | 2025 | 3 | 52.1 | 1
2 Diversification | 2025 | 3 | 52.3 | 1
2 Diversification | 2025 | 3 | 52.5 | 1
2 Diversification | 2025 | 3 | 52.6 | 1
2 Diversification | 2025 | 3 | 52.8 | 2
2 Diversification | 2025 | 3 | 53.2 | 1
2 Diversification | 2025 | 3 | 53.4 | 1
2 Diversification | 2025 | 3 | 54 | 1
2 Diversification | 2025 | 3 | 54.3 | 1
2 Diversification | 2025 | 3 | 54.6 | 2
2 Diversification | 2025 | 3 | 55.1 | 1
2 Diversification | 2025 | 3 | 56.2 | 1
2 Diversification | 2025 | 3 | 56.3 | 1
2 Diversification | 2025 | 3 | 56.4 | 1
2 Diversification | 2025 | 3 | 56.5 | 1
2 Diversification | 2025 | 3 | 57.1 | 1
2 Diversification | 2025 | 3 | 57.6 | 1
2 Diversification | 2025 | 3 | 58 | 1
2 Diversification | 2025 | 3 | 59.6 | 1
2 Diversification | 2025 | 3 | 59.8 | 1
2 Diversification | 2025 | 3 | 61.1 | 1
2 Diversification | 2025 | 3 | 61.3 | 1
2 Diversification | 2025 | 3 | 62 | 1
2 Diversification | 2025 | 3 | 62.4 | 1
2 Diversification | 2025 | 3 | 63.5 | 1
2 Diversification | 2025 | 3 | 65 | 1
2 Diversification | 2025 | 3 | 65.4 | 1
2 Diversification | 2025 | 3 | 67.9 | 1
2 Diversification | 2025 | 3 | 70.4 | 1
2 Diversification | 2025 | 3 | 71.1 | 1
2 Diversification | 2025 | 3 | 71.5 | 1
2 Diversification | 2025 | 3 | 71.7 | 1
2 Diversification | 2025 | 3 | 75.5 | 1
2 Diversification | 2025 | 3 | 119.1 | 1
2 Diversification | 2025 | 4 | -182.8 | 1
2 Diversification | 2025 | 4 | -78.7 | 1
2 Diversification | 2025 | 4 | -68.3 | 1
2 Diversification | 2025 | 4 | -68 | 1
2 Diversification | 2025 | 4 | -64.5 | 1
2 Diversification | 2025 | 4 | -61.6 | 1
2 Diversification | 2025 | 4 | -58.9 | 1
2 Diversification | 2025 | 4 | -57.2 | 1
2 Diversification | 2025 | 4 | -56.7 | 1
2 Diversification | 2025 | 4 | -55.6 | 1
2 Diversification | 2025 | 4 | -55.2 | 1
2 Diversification | 2025 | 4 | -55 | 1
2 Diversification | 2025 | 4 | -53.3 | 1
2 Diversification | 2025 | 4 | -53 | 1
2 Diversification | 2025 | 4 | -51.6 | 1
2 Diversification | 2025 | 4 | -51.4 | 1
2 Diversification | 2025 | 4 | -50.6 | 1
2 Diversification | 2025 | 4 | -50.4 | 1
2 Diversification | 2025 | 4 | -49.8 | 1
2 Diversification | 2025 | 4 | -49 | 1
2 Diversification | 2025 | 4 | -48.1 | 1
2 Diversification | 2025 | 4 | -48 | 1
2 Diversification | 2025 | 4 | -47.7 | 1
2 Diversification | 2025 | 4 | -47.6 | 1
2 Diversification | 2025 | 4 | -47.2 | 1
2 Diversification | 2025 | 4 | -46.9 | 1
2 Diversification | 2025 | 4 | -46.4 | 2
2 Diversification | 2025 | 4 | -46.3 | 1
2 Diversification | 2025 | 4 | -45.9 | 1
2 Diversification | 2025 | 4 | -45.5 | 1
2 Diversification | 2025 | 4 | -45.4 | 1
2 Diversification | 2025 | 4 | -44.9 | 1
2 Diversification | 2025 | 4 | -44.8 | 2
2 Diversification | 2025 | 4 | -44.5 | 1
2 Diversification | 2025 | 4 | -44.3 | 1
2 Diversification | 2025 | 4 | -43.9 | 2
2 Diversification | 2025 | 4 | -43.8 | 1
2 Diversification | 2025 | 4 | -43.6 | 2
2 Diversification | 2025 | 4 | -43.5 | 1
2 Diversification | 2025 | 4 | -43.1 | 1
2 Diversification | 2025 | 4 | -42.9 | 2
2 Diversification | 2025 | 4 | -42.8 | 1
2 Diversification | 2025 | 4 | -42.7 | 1
2 Diversification | 2025 | 4 | -42.5 | 1
2 Diversification | 2025 | 4 | -42.4 | 1
2 Diversification | 2025 | 4 | -42.1 | 1
2 Diversification | 2025 | 4 | -41.9 | 1
2 Diversification | 2025 | 4 | -41.8 | 1
2 Diversification | 2025 | 4 | -41.4 | 1
2 Diversification | 2025 | 4 | -41.3 | 1
2 Diversification | 2025 | 4 | -41.1 | 1
2 Diversification | 2025 | 4 | -41 | 1
2 Diversification | 2025 | 4 | -40.9 | 1
2 Diversification | 2025 | 4 | -40.5 | 2
2 Diversification | 2025 | 4 | -40.4 | 1
2 Diversification | 2025 | 4 | -40.2 | 3
2 Diversification | 2025 | 4 | -40.1 | 1
2 Diversification | 2025 | 4 | -40 | 1
2 Diversification | 2025 | 4 | -39.8 | 2
2 Diversification | 2025 | 4 | -39.7 | 1
2 Diversification | 2025 | 4 | -39.6 | 2
2 Diversification | 2025 | 4 | -39.5 | 1
2 Diversification | 2025 | 4 | -39.3 | 1
2 Diversification | 2025 | 4 | -39.2 | 1
2 Diversification | 2025 | 4 | -39 | 1
2 Diversification | 2025 | 4 | -38.9 | 2
2 Diversification | 2025 | 4 | -38.6 | 1
2 Diversification | 2025 | 4 | -38.3 | 2
2 Diversification | 2025 | 4 | -38 | 1
2 Diversification | 2025 | 4 | -37.9 | 2
2 Diversification | 2025 | 4 | -37.8 | 2
2 Diversification | 2025 | 4 | -37.6 | 1
2 Diversification | 2025 | 4 | -37.4 | 2
2 Diversification | 2025 | 4 | -37.2 | 1
2 Diversification | 2025 | 4 | -36.9 | 1
2 Diversification | 2025 | 4 | -36.6 | 1
2 Diversification | 2025 | 4 | -36.5 | 1
2 Diversification | 2025 | 4 | -36.4 | 3
2 Diversification | 2025 | 4 | -36.3 | 3
2 Diversification | 2025 | 4 | -36.2 | 3
2 Diversification | 2025 | 4 | -36.1 | 1
2 Diversification | 2025 | 4 | -36 | 2
2 Diversification | 2025 | 4 | -35.9 | 1
2 Diversification | 2025 | 4 | -35.8 | 2
2 Diversification | 2025 | 4 | -35.7 | 2
2 Diversification | 2025 | 4 | -35.6 | 1
2 Diversification | 2025 | 4 | -35.4 | 2
2 Diversification | 2025 | 4 | -35.3 | 2
2 Diversification | 2025 | 4 | -35.1 | 2
2 Diversification | 2025 | 4 | -35 | 1
2 Diversification | 2025 | 4 | -34.8 | 1
2 Diversification | 2025 | 4 | -34.6 | 4
2 Diversification | 2025 | 4 | -34.5 | 2
2 Diversification | 2025 | 4 | -34.4 | 1
2 Diversification | 2025 | 4 | -34.3 | 3
2 Diversification | 2025 | 4 | -34.2 | 1
2 Diversification | 2025 | 4 | -34.1 | 4
2 Diversification | 2025 | 4 | -33.9 | 3
2 Diversification | 2025 | 4 | -33.8 | 2
2 Diversification | 2025 | 4 | -33.6 | 5
2 Diversification | 2025 | 4 | -33.5 | 1
2 Diversification | 2025 | 4 | -33.4 | 3
2 Diversification | 2025 | 4 | -33.3 | 3
2 Diversification | 2025 | 4 | -33.1 | 3
2 Diversification | 2025 | 4 | -32.9 | 2
2 Diversification | 2025 | 4 | -32.8 | 4
2 Diversification | 2025 | 4 | -32.5 | 2
2 Diversification | 2025 | 4 | -32.4 | 3
2 Diversification | 2025 | 4 | -32.3 | 4
2 Diversification | 2025 | 4 | -32.2 | 3
2 Diversification | 2025 | 4 | -32 | 3
2 Diversification | 2025 | 4 | -31.9 | 1
2 Diversification | 2025 | 4 | -31.8 | 3
2 Diversification | 2025 | 4 | -31.7 | 1
2 Diversification | 2025 | 4 | -31.6 | 1
2 Diversification | 2025 | 4 | -31.4 | 3
2 Diversification | 2025 | 4 | -31.3 | 2
2 Diversification | 2025 | 4 | -31.2 | 2
2 Diversification | 2025 | 4 | -31.1 | 3
2 Diversification | 2025 | 4 | -31 | 1
2 Diversification | 2025 | 4 | -30.9 | 4
2 Diversification | 2025 | 4 | -30.8 | 2
2 Diversification | 2025 | 4 | -30.7 | 1
2 Diversification | 2025 | 4 | -30.5 | 2
2 Diversification | 2025 | 4 | -30.4 | 1
2 Diversification | 2025 | 4 | -30.3 | 1
2 Diversification | 2025 | 4 | -30.2 | 6
2 Diversification | 2025 | 4 | -30.1 | 2
2 Diversification | 2025 | 4 | -30 | 6
2 Diversification | 2025 | 4 | -29.9 | 2
2 Diversification | 2025 | 4 | -29.8 | 2
2 Diversification | 2025 | 4 | -29.7 | 4
2 Diversification | 2025 | 4 | -29.6 | 2
2 Diversification | 2025 | 4 | -29.5 | 4
2 Diversification | 2025 | 4 | -29.4 | 3
2 Diversification | 2025 | 4 | -29.3 | 5
2 Diversification | 2025 | 4 | -29.2 | 3
2 Diversification | 2025 | 4 | -29.1 | 6
2 Diversification | 2025 | 4 | -29 | 4
2 Diversification | 2025 | 4 | -28.9 | 5
2 Diversification | 2025 | 4 | -28.8 | 2
2 Diversification | 2025 | 4 | -28.7 | 2
2 Diversification | 2025 | 4 | -28.6 | 1
2 Diversification | 2025 | 4 | -28.5 | 3
2 Diversification | 2025 | 4 | -28.4 | 5
2 Diversification | 2025 | 4 | -28.3 | 4
2 Diversification | 2025 | 4 | -28.2 | 6
2 Diversification | 2025 | 4 | -28.1 | 5
2 Diversification | 2025 | 4 | -28 | 3
2 Diversification | 2025 | 4 | -27.9 | 2
2 Diversification | 2025 | 4 | -27.8 | 3
2 Diversification | 2025 | 4 | -27.7 | 1
2 Diversification | 2025 | 4 | -27.6 | 10
2 Diversification | 2025 | 4 | -27.5 | 7
2 Diversification | 2025 | 4 | -27.4 | 4
2 Diversification | 2025 | 4 | -27.3 | 4
2 Diversification | 2025 | 4 | -27.2 | 4
2 Diversification | 2025 | 4 | -27.1 | 7
2 Diversification | 2025 | 4 | -27 | 3
2 Diversification | 2025 | 4 | -26.9 | 3
2 Diversification | 2025 | 4 | -26.8 | 2
2 Diversification | 2025 | 4 | -26.7 | 3
2 Diversification | 2025 | 4 | -26.6 | 7
2 Diversification | 2025 | 4 | -26.5 | 5
2 Diversification | 2025 | 4 | -26.4 | 1
2 Diversification | 2025 | 4 | -26.3 | 4
2 Diversification | 2025 | 4 | -26.2 | 3
2 Diversification | 2025 | 4 | -26.1 | 4
2 Diversification | 2025 | 4 | -26 | 3
2 Diversification | 2025 | 4 | -25.9 | 4
2 Diversification | 2025 | 4 | -25.8 | 2
2 Diversification | 2025 | 4 | -25.7 | 1
2 Diversification | 2025 | 4 | -25.6 | 4
2 Diversification | 2025 | 4 | -25.5 | 3
2 Diversification | 2025 | 4 | -25.4 | 2
2 Diversification | 2025 | 4 | -25.3 | 4
2 Diversification | 2025 | 4 | -25.2 | 5
2 Diversification | 2025 | 4 | -25.1 | 7
2 Diversification | 2025 | 4 | -25 | 8
2 Diversification | 2025 | 4 | -24.9 | 7
2 Diversification | 2025 | 4 | -24.8 | 3
2 Diversification | 2025 | 4 | -24.7 | 4
2 Diversification | 2025 | 4 | -24.6 | 4
2 Diversification | 2025 | 4 | -24.5 | 6
2 Diversification | 2025 | 4 | -24.4 | 11
2 Diversification | 2025 | 4 | -24.3 | 5
2 Diversification | 2025 | 4 | -24.2 | 2
2 Diversification | 2025 | 4 | -24.1 | 9
2 Diversification | 2025 | 4 | -24 | 3
2 Diversification | 2025 | 4 | -23.9 | 7
2 Diversification | 2025 | 4 | -23.8 | 7
2 Diversification | 2025 | 4 | -23.7 | 10
2 Diversification | 2025 | 4 | -23.6 | 3
2 Diversification | 2025 | 4 | -23.5 | 6
2 Diversification | 2025 | 4 | -23.4 | 4
2 Diversification | 2025 | 4 | -23.3 | 7
2 Diversification | 2025 | 4 | -23.2 | 8
2 Diversification | 2025 | 4 | -23.1 | 7
2 Diversification | 2025 | 4 | -23 | 5
2 Diversification | 2025 | 4 | -22.9 | 7
2 Diversification | 2025 | 4 | -22.8 | 4
2 Diversification | 2025 | 4 | -22.7 | 4
2 Diversification | 2025 | 4 | -22.6 | 6
2 Diversification | 2025 | 4 | -22.5 | 7
2 Diversification | 2025 | 4 | -22.4 | 6
2 Diversification | 2025 | 4 | -22.3 | 12
2 Diversification | 2025 | 4 | -22.2 | 6
2 Diversification | 2025 | 4 | -22.1 | 5
2 Diversification | 2025 | 4 | -22 | 8
2 Diversification | 2025 | 4 | -21.9 | 7
2 Diversification | 2025 | 4 | -21.8 | 7
2 Diversification | 2025 | 4 | -21.7 | 10
2 Diversification | 2025 | 4 | -21.6 | 11
2 Diversification | 2025 | 4 | -21.5 | 7
2 Diversification | 2025 | 4 | -21.4 | 8
2 Diversification | 2025 | 4 | -21.3 | 12
2 Diversification | 2025 | 4 | -21.2 | 5
2 Diversification | 2025 | 4 | -21.1 | 6
2 Diversification | 2025 | 4 | -21 | 8
2 Diversification | 2025 | 4 | -20.9 | 9
2 Diversification | 2025 | 4 | -20.8 | 10
2 Diversification | 2025 | 4 | -20.7 | 9
2 Diversification | 2025 | 4 | -20.6 | 10
2 Diversification | 2025 | 4 | -20.5 | 7
2 Diversification | 2025 | 4 | -20.3 | 9
2 Diversification | 2025 | 4 | -20.2 | 9
2 Diversification | 2025 | 4 | -20.1 | 6
2 Diversification | 2025 | 4 | -20 | 5
2 Diversification | 2025 | 4 | -19.9 | 12
2 Diversification | 2025 | 4 | -19.8 | 9
2 Diversification | 2025 | 4 | -19.7 | 7
2 Diversification | 2025 | 4 | -19.6 | 12
2 Diversification | 2025 | 4 | -19.5 | 5
2 Diversification | 2025 | 4 | -19.4 | 6
2 Diversification | 2025 | 4 | -19.3 | 8
2 Diversification | 2025 | 4 | -19.2 | 10
2 Diversification | 2025 | 4 | -19.1 | 9
2 Diversification | 2025 | 4 | -19 | 9
2 Diversification | 2025 | 4 | -18.9 | 8
2 Diversification | 2025 | 4 | -18.8 | 11
2 Diversification | 2025 | 4 | -18.7 | 7
2 Diversification | 2025 | 4 | -18.6 | 12
2 Diversification | 2025 | 4 | -18.5 | 10
2 Diversification | 2025 | 4 | -18.4 | 11
2 Diversification | 2025 | 4 | -18.3 | 21
2 Diversification | 2025 | 4 | -18.2 | 9
2 Diversification | 2025 | 4 | -18.1 | 7
2 Diversification | 2025 | 4 | -18 | 10
2 Diversification | 2025 | 4 | -17.9 | 7
2 Diversification | 2025 | 4 | -17.8 | 9
2 Diversification | 2025 | 4 | -17.7 | 11
2 Diversification | 2025 | 4 | -17.6 | 7
2 Diversification | 2025 | 4 | -17.5 | 12
2 Diversification | 2025 | 4 | -17.4 | 10
2 Diversification | 2025 | 4 | -17.3 | 8
2 Diversification | 2025 | 4 | -17.2 | 9
2 Diversification | 2025 | 4 | -17.1 | 13
2 Diversification | 2025 | 4 | -17 | 12
2 Diversification | 2025 | 4 | -16.9 | 8
2 Diversification | 2025 | 4 | -16.8 | 12
2 Diversification | 2025 | 4 | -16.7 | 10
2 Diversification | 2025 | 4 | -16.6 | 13
2 Diversification | 2025 | 4 | -16.5 | 9
2 Diversification | 2025 | 4 | -16.4 | 13
2 Diversification | 2025 | 4 | -16.3 | 6
2 Diversification | 2025 | 4 | -16.2 | 10
2 Diversification | 2025 | 4 | -16.1 | 7
2 Diversification | 2025 | 4 | -16 | 10
2 Diversification | 2025 | 4 | -15.9 | 10
2 Diversification | 2025 | 4 | -15.8 | 14
2 Diversification | 2025 | 4 | -15.7 | 16
2 Diversification | 2025 | 4 | -15.6 | 12
2 Diversification | 2025 | 4 | -15.5 | 15
2 Diversification | 2025 | 4 | -15.4 | 17
2 Diversification | 2025 | 4 | -15.3 | 11
2 Diversification | 2025 | 4 | -15.2 | 12
2 Diversification | 2025 | 4 | -15.1 | 14
2 Diversification | 2025 | 4 | -15 | 12
2 Diversification | 2025 | 4 | -14.9 | 17
2 Diversification | 2025 | 4 | -14.8 | 13
2 Diversification | 2025 | 4 | -14.7 | 11
2 Diversification | 2025 | 4 | -14.6 | 8
2 Diversification | 2025 | 4 | -14.5 | 13
2 Diversification | 2025 | 4 | -14.4 | 15
2 Diversification | 2025 | 4 | -14.3 | 8
2 Diversification | 2025 | 4 | -14.2 | 18
2 Diversification | 2025 | 4 | -14.1 | 15
2 Diversification | 2025 | 4 | -14 | 17
2 Diversification | 2025 | 4 | -13.9 | 15
2 Diversification | 2025 | 4 | -13.8 | 16
2 Diversification | 2025 | 4 | -13.7 | 15
2 Diversification | 2025 | 4 | -13.6 | 9
2 Diversification | 2025 | 4 | -13.5 | 18
2 Diversification | 2025 | 4 | -13.4 | 14
2 Diversification | 2025 | 4 | -13.3 | 15
2 Diversification | 2025 | 4 | -13.2 | 5
2 Diversification | 2025 | 4 | -13.1 | 17
2 Diversification | 2025 | 4 | -13 | 10
2 Diversification | 2025 | 4 | -12.9 | 11
2 Diversification | 2025 | 4 | -12.8 | 14
2 Diversification | 2025 | 4 | -12.7 | 13
2 Diversification | 2025 | 4 | -12.6 | 14
2 Diversification | 2025 | 4 | -12.5 | 15
2 Diversification | 2025 | 4 | -12.4 | 15
2 Diversification | 2025 | 4 | -12.3 | 15
2 Diversification | 2025 | 4 | -12.2 | 12
2 Diversification | 2025 | 4 | -12.1 | 19
2 Diversification | 2025 | 4 | -12 | 11
2 Diversification | 2025 | 4 | -11.9 | 12
2 Diversification | 2025 | 4 | -11.8 | 16
2 Diversification | 2025 | 4 | -11.7 | 14
2 Diversification | 2025 | 4 | -11.6 | 10
2 Diversification | 2025 | 4 | -11.5 | 14
2 Diversification | 2025 | 4 | -11.4 | 12
2 Diversification | 2025 | 4 | -11.3 | 15
2 Diversification | 2025 | 4 | -11.2 | 9
2 Diversification | 2025 | 4 | -11.1 | 12
2 Diversification | 2025 | 4 | -11 | 8
2 Diversification | 2025 | 4 | -10.9 | 16
2 Diversification | 2025 | 4 | -10.8 | 12
2 Diversification | 2025 | 4 | -10.7 | 15
2 Diversification | 2025 | 4 | -10.6 | 13
2 Diversification | 2025 | 4 | -10.5 | 9
2 Diversification | 2025 | 4 | -10.4 | 13
2 Diversification | 2025 | 4 | -10.3 | 15
2 Diversification | 2025 | 4 | -10.2 | 10
2 Diversification | 2025 | 4 | -10.1 | 15
2 Diversification | 2025 | 4 | -10 | 14
2 Diversification | 2025 | 4 | -9.9 | 10
2 Diversification | 2025 | 4 | -9.8 | 5
2 Diversification | 2025 | 4 | -9.7 | 14
2 Diversification | 2025 | 4 | -9.6 | 7
2 Diversification | 2025 | 4 | -9.5 | 11
2 Diversification | 2025 | 4 | -9.4 | 10
2 Diversification | 2025 | 4 | -9.3 | 9
2 Diversification | 2025 | 4 | -9.2 | 9
2 Diversification | 2025 | 4 | -9.1 | 13
2 Diversification | 2025 | 4 | -9 | 13
2 Diversification | 2025 | 4 | -8.9 | 14
2 Diversification | 2025 | 4 | -8.8 | 12
2 Diversification | 2025 | 4 | -8.7 | 10
2 Diversification | 2025 | 4 | -8.6 | 6
2 Diversification | 2025 | 4 | -8.5 | 13
2 Diversification | 2025 | 4 | -8.4 | 8
2 Diversification | 2025 | 4 | -8.3 | 9
2 Diversification | 2025 | 4 | -8.2 | 9
2 Diversification | 2025 | 4 | -8.1 | 12
2 Diversification | 2025 | 4 | -8 | 9
2 Diversification | 2025 | 4 | -7.9 | 12
2 Diversification | 2025 | 4 | -7.8 | 4
2 Diversification | 2025 | 4 | -7.7 | 8
2 Diversification | 2025 | 4 | -7.6 | 6
2 Diversification | 2025 | 4 | -7.5 | 7
2 Diversification | 2025 | 4 | -7.4 | 11
2 Diversification | 2025 | 4 | -7.3 | 11
2 Diversification | 2025 | 4 | -7.2 | 9
2 Diversification | 2025 | 4 | -7.1 | 9
2 Diversification | 2025 | 4 | -7 | 9
2 Diversification | 2025 | 4 | -6.9 | 13
2 Diversification | 2025 | 4 | -6.8 | 12
2 Diversification | 2025 | 4 | -6.7 | 10
2 Diversification | 2025 | 4 | -6.6 | 12
2 Diversification | 2025 | 4 | -6.5 | 16
2 Diversification | 2025 | 4 | -6.4 | 6
2 Diversification | 2025 | 4 | -6.3 | 9
2 Diversification | 2025 | 4 | -6.2 | 14
2 Diversification | 2025 | 4 | -6.1 | 8
2 Diversification | 2025 | 4 | -6 | 8
2 Diversification | 2025 | 4 | -5.9 | 6
2 Diversification | 2025 | 4 | -5.8 | 7
2 Diversification | 2025 | 4 | -5.7 | 7
2 Diversification | 2025 | 4 | -5.6 | 8
2 Diversification | 2025 | 4 | -5.5 | 13
2 Diversification | 2025 | 4 | -5.4 | 7
2 Diversification | 2025 | 4 | -5.3 | 5
2 Diversification | 2025 | 4 | -5.2 | 11
2 Diversification | 2025 | 4 | -5.1 | 9
2 Diversification | 2025 | 4 | -5 | 5
2 Diversification | 2025 | 4 | -4.9 | 9
2 Diversification | 2025 | 4 | -4.8 | 4
2 Diversification | 2025 | 4 | -4.7 | 6
2 Diversification | 2025 | 4 | -4.6 | 10
2 Diversification | 2025 | 4 | -4.5 | 7
2 Diversification | 2025 | 4 | -4.4 | 4
2 Diversification | 2025 | 4 | -4.3 | 4
2 Diversification | 2025 | 4 | -4.2 | 7
2 Diversification | 2025 | 4 | -4.1 | 9
2 Diversification | 2025 | 4 | -4 | 3
2 Diversification | 2025 | 4 | -3.9 | 8
2 Diversification | 2025 | 4 | -3.8 | 6
2 Diversification | 2025 | 4 | -3.7 | 6
2 Diversification | 2025 | 4 | -3.6 | 5
2 Diversification | 2025 | 4 | -3.5 | 7
2 Diversification | 2025 | 4 | -3.4 | 9
2 Diversification | 2025 | 4 | -3.3 | 8
2 Diversification | 2025 | 4 | -3.2 | 2
2 Diversification | 2025 | 4 | -3.1 | 4
2 Diversification | 2025 | 4 | -3 | 4
2 Diversification | 2025 | 4 | -2.9 | 4
2 Diversification | 2025 | 4 | -2.8 | 1
2 Diversification | 2025 | 4 | -2.7 | 3
2 Diversification | 2025 | 4 | -2.6 | 6
2 Diversification | 2025 | 4 | -2.5 | 3
2 Diversification | 2025 | 4 | -2.4 | 2
2 Diversification | 2025 | 4 | -2.2 | 4
2 Diversification | 2025 | 4 | -2.1 | 7
2 Diversification | 2025 | 4 | -2 | 2
2 Diversification | 2025 | 4 | -1.9 | 6
2 Diversification | 2025 | 4 | -1.8 | 8
2 Diversification | 2025 | 4 | -1.7 | 4
2 Diversification | 2025 | 4 | -1.6 | 1
2 Diversification | 2025 | 4 | -1.5 | 4
2 Diversification | 2025 | 4 | -1.4 | 1
2 Diversification | 2025 | 4 | -1.3 | 2
2 Diversification | 2025 | 4 | -1.2 | 4
2 Diversification | 2025 | 4 | -1.1 | 1
2 Diversification | 2025 | 4 | -1 | 4
2 Diversification | 2025 | 4 | -0.9 | 4
2 Diversification | 2025 | 4 | -0.8 | 6
2 Diversification | 2025 | 4 | -0.7 | 2
2 Diversification | 2025 | 4 | -0.6 | 1
2 Diversification | 2025 | 4 | -0.5 | 2
2 Diversification | 2025 | 4 | -0.4 | 3
2 Diversification | 2025 | 4 | -0.3 | 3
2 Diversification | 2025 | 4 | -0.2 | 1
2 Diversification | 2025 | 4 | -0.1 | 3
2 Diversification | 2025 | 4 | 0 | 29
2 Diversification | 2025 | 4 | 0.1 | 1
2 Diversification | 2025 | 4 | 0.2 | 5
2 Diversification | 2025 | 4 | 0.3 | 2
2 Diversification | 2025 | 4 | 0.4 | 2
2 Diversification | 2025 | 4 | 0.5 | 1
2 Diversification | 2025 | 4 | 0.6 | 1
2 Diversification | 2025 | 4 | 0.7 | 1
2 Diversification | 2025 | 4 | 0.8 | 4
2 Diversification | 2025 | 4 | 0.9 | 4
2 Diversification | 2025 | 4 | 1 | 1
2 Diversification | 2025 | 4 | 1.1 | 2
2 Diversification | 2025 | 4 | 1.2 | 4
2 Diversification | 2025 | 4 | 1.3 | 3
2 Diversification | 2025 | 4 | 1.4 | 4
2 Diversification | 2025 | 4 | 1.5 | 2
2 Diversification | 2025 | 4 | 1.6 | 2
2 Diversification | 2025 | 4 | 1.7 | 4
2 Diversification | 2025 | 4 | 1.8 | 2
2 Diversification | 2025 | 4 | 1.9 | 2
2 Diversification | 2025 | 4 | 2.1 | 3
2 Diversification | 2025 | 4 | 2.2 | 4
2 Diversification | 2025 | 4 | 2.3 | 5
2 Diversification | 2025 | 4 | 2.4 | 4
2 Diversification | 2025 | 4 | 2.5 | 4
2 Diversification | 2025 | 4 | 2.6 | 5
2 Diversification | 2025 | 4 | 2.7 | 4
2 Diversification | 2025 | 4 | 2.8 | 8
2 Diversification | 2025 | 4 | 2.9 | 5
2 Diversification | 2025 | 4 | 3 | 3
2 Diversification | 2025 | 4 | 3.1 | 2
2 Diversification | 2025 | 4 | 3.2 | 6
2 Diversification | 2025 | 4 | 3.3 | 8
2 Diversification | 2025 | 4 | 3.4 | 6
2 Diversification | 2025 | 4 | 3.5 | 1
2 Diversification | 2025 | 4 | 3.6 | 5
2 Diversification | 2025 | 4 | 3.7 | 2
2 Diversification | 2025 | 4 | 3.8 | 5
2 Diversification | 2025 | 4 | 3.9 | 5
2 Diversification | 2025 | 4 | 4 | 6
2 Diversification | 2025 | 4 | 4.1 | 3
2 Diversification | 2025 | 4 | 4.2 | 4
2 Diversification | 2025 | 4 | 4.3 | 3
2 Diversification | 2025 | 4 | 4.4 | 5
2 Diversification | 2025 | 4 | 4.5 | 8
2 Diversification | 2025 | 4 | 4.6 | 3
2 Diversification | 2025 | 4 | 4.7 | 7
2 Diversification | 2025 | 4 | 4.8 | 11
2 Diversification | 2025 | 4 | 4.9 | 9
2 Diversification | 2025 | 4 | 5 | 6
2 Diversification | 2025 | 4 | 5.1 | 5
2 Diversification | 2025 | 4 | 5.2 | 4
2 Diversification | 2025 | 4 | 5.3 | 4
2 Diversification | 2025 | 4 | 5.4 | 9
2 Diversification | 2025 | 4 | 5.5 | 6
2 Diversification | 2025 | 4 | 5.6 | 4
2 Diversification | 2025 | 4 | 5.7 | 8
2 Diversification | 2025 | 4 | 5.8 | 6
2 Diversification | 2025 | 4 | 5.9 | 4
2 Diversification | 2025 | 4 | 6 | 6
2 Diversification | 2025 | 4 | 6.1 | 6
2 Diversification | 2025 | 4 | 6.2 | 10
2 Diversification | 2025 | 4 | 6.3 | 7
2 Diversification | 2025 | 4 | 6.4 | 6
2 Diversification | 2025 | 4 | 6.5 | 13
2 Diversification | 2025 | 4 | 6.6 | 12
2 Diversification | 2025 | 4 | 6.7 | 6
2 Diversification | 2025 | 4 | 6.8 | 7
2 Diversification | 2025 | 4 | 6.9 | 3
2 Diversification | 2025 | 4 | 7 | 11
2 Diversification | 2025 | 4 | 7.1 | 12
2 Diversification | 2025 | 4 | 7.2 | 12
2 Diversification | 2025 | 4 | 7.3 | 2
2 Diversification | 2025 | 4 | 7.4 | 16
2 Diversification | 2025 | 4 | 7.5 | 8
2 Diversification | 2025 | 4 | 7.6 | 7
2 Diversification | 2025 | 4 | 7.7 | 19
2 Diversification | 2025 | 4 | 7.8 | 5
2 Diversification | 2025 | 4 | 7.9 | 8
2 Diversification | 2025 | 4 | 8 | 9
2 Diversification | 2025 | 4 | 8.1 | 12
2 Diversification | 2025 | 4 | 8.2 | 7
2 Diversification | 2025 | 4 | 8.3 | 8
2 Diversification | 2025 | 4 | 8.4 | 8
2 Diversification | 2025 | 4 | 8.5 | 8
2 Diversification | 2025 | 4 | 8.6 | 6
2 Diversification | 2025 | 4 | 8.7 | 12
2 Diversification | 2025 | 4 | 8.8 | 6
2 Diversification | 2025 | 4 | 8.9 | 11
2 Diversification | 2025 | 4 | 9 | 9
2 Diversification | 2025 | 4 | 9.1 | 9
2 Diversification | 2025 | 4 | 9.2 | 12
2 Diversification | 2025 | 4 | 9.3 | 15
2 Diversification | 2025 | 4 | 9.4 | 14
2 Diversification | 2025 | 4 | 9.5 | 12
2 Diversification | 2025 | 4 | 9.6 | 10
2 Diversification | 2025 | 4 | 9.7 | 10
2 Diversification | 2025 | 4 | 9.8 | 11
2 Diversification | 2025 | 4 | 9.9 | 7
2 Diversification | 2025 | 4 | 10 | 13
2 Diversification | 2025 | 4 | 10.1 | 12
2 Diversification | 2025 | 4 | 10.2 | 8
2 Diversification | 2025 | 4 | 10.3 | 9
2 Diversification | 2025 | 4 | 10.4 | 13
2 Diversification | 2025 | 4 | 10.5 | 14
2 Diversification | 2025 | 4 | 10.6 | 7
2 Diversification | 2025 | 4 | 10.7 | 8
2 Diversification | 2025 | 4 | 10.8 | 15
2 Diversification | 2025 | 4 | 10.9 | 11
2 Diversification | 2025 | 4 | 11 | 8
2 Diversification | 2025 | 4 | 11.1 | 14
2 Diversification | 2025 | 4 | 11.2 | 16
2 Diversification | 2025 | 4 | 11.3 | 11
2 Diversification | 2025 | 4 | 11.4 | 8
2 Diversification | 2025 | 4 | 11.5 | 10
2 Diversification | 2025 | 4 | 11.6 | 12
2 Diversification | 2025 | 4 | 11.7 | 13
2 Diversification | 2025 | 4 | 11.8 | 9
2 Diversification | 2025 | 4 | 11.9 | 13
2 Diversification | 2025 | 4 | 12 | 11
2 Diversification | 2025 | 4 | 12.1 | 17
2 Diversification | 2025 | 4 | 12.2 | 12
2 Diversification | 2025 | 4 | 12.3 | 15
2 Diversification | 2025 | 4 | 12.4 | 12
2 Diversification | 2025 | 4 | 12.5 | 16
2 Diversification | 2025 | 4 | 12.6 | 11
2 Diversification | 2025 | 4 | 12.7 | 7
2 Diversification | 2025 | 4 | 12.8 | 19
2 Diversification | 2025 | 4 | 12.9 | 16
2 Diversification | 2025 | 4 | 13 | 11
2 Diversification | 2025 | 4 | 13.1 | 9
2 Diversification | 2025 | 4 | 13.2 | 9
2 Diversification | 2025 | 4 | 13.3 | 9
2 Diversification | 2025 | 4 | 13.4 | 8
2 Diversification | 2025 | 4 | 13.5 | 13
2 Diversification | 2025 | 4 | 13.6 | 6
2 Diversification | 2025 | 4 | 13.7 | 24
2 Diversification | 2025 | 4 | 13.8 | 10
2 Diversification | 2025 | 4 | 13.9 | 10
2 Diversification | 2025 | 4 | 14 | 9
2 Diversification | 2025 | 4 | 14.1 | 6
2 Diversification | 2025 | 4 | 14.2 | 14
2 Diversification | 2025 | 4 | 14.3 | 13
2 Diversification | 2025 | 4 | 14.4 | 19
2 Diversification | 2025 | 4 | 14.5 | 14
2 Diversification | 2025 | 4 | 14.6 | 12
2 Diversification | 2025 | 4 | 14.7 | 14
2 Diversification | 2025 | 4 | 14.8 | 12
2 Diversification | 2025 | 4 | 14.9 | 12
2 Diversification | 2025 | 4 | 15 | 18
2 Diversification | 2025 | 4 | 15.1 | 12
2 Diversification | 2025 | 4 | 15.2 | 9
2 Diversification | 2025 | 4 | 15.3 | 6
2 Diversification | 2025 | 4 | 15.4 | 11
2 Diversification | 2025 | 4 | 15.5 | 13
2 Diversification | 2025 | 4 | 15.6 | 9
2 Diversification | 2025 | 4 | 15.7 | 13
2 Diversification | 2025 | 4 | 15.8 | 13
2 Diversification | 2025 | 4 | 15.9 | 11
2 Diversification | 2025 | 4 | 16 | 13
2 Diversification | 2025 | 4 | 16.1 | 10
2 Diversification | 2025 | 4 | 16.2 | 16
2 Diversification | 2025 | 4 | 16.3 | 9
2 Diversification | 2025 | 4 | 16.4 | 14
2 Diversification | 2025 | 4 | 16.5 | 7
2 Diversification | 2025 | 4 | 16.6 | 9
2 Diversification | 2025 | 4 | 16.7 | 13
2 Diversification | 2025 | 4 | 16.8 | 8
2 Diversification | 2025 | 4 | 16.9 | 16
2 Diversification | 2025 | 4 | 17 | 10
2 Diversification | 2025 | 4 | 17.1 | 10
2 Diversification | 2025 | 4 | 17.2 | 3
2 Diversification | 2025 | 4 | 17.3 | 11
2 Diversification | 2025 | 4 | 17.4 | 13
2 Diversification | 2025 | 4 | 17.5 | 11
2 Diversification | 2025 | 4 | 17.6 | 13
2 Diversification | 2025 | 4 | 17.7 | 7
2 Diversification | 2025 | 4 | 17.8 | 10
2 Diversification | 2025 | 4 | 17.9 | 20
2 Diversification | 2025 | 4 | 18 | 6
2 Diversification | 2025 | 4 | 18.1 | 11
2 Diversification | 2025 | 4 | 18.2 | 13
2 Diversification | 2025 | 4 | 18.3 | 10
2 Diversification | 2025 | 4 | 18.4 | 13
2 Diversification | 2025 | 4 | 18.5 | 17
2 Diversification | 2025 | 4 | 18.6 | 5
2 Diversification | 2025 | 4 | 18.7 | 6
2 Diversification | 2025 | 4 | 18.8 | 8
2 Diversification | 2025 | 4 | 18.9 | 10
2 Diversification | 2025 | 4 | 19 | 11
2 Diversification | 2025 | 4 | 19.1 | 10
2 Diversification | 2025 | 4 | 19.2 | 8
2 Diversification | 2025 | 4 | 19.3 | 12
2 Diversification | 2025 | 4 | 19.4 | 11
2 Diversification | 2025 | 4 | 19.5 | 10
2 Diversification | 2025 | 4 | 19.6 | 10
2 Diversification | 2025 | 4 | 19.7 | 17
2 Diversification | 2025 | 4 | 19.8 | 11
2 Diversification | 2025 | 4 | 19.9 | 9
2 Diversification | 2025 | 4 | 20 | 7
2 Diversification | 2025 | 4 | 20.1 | 9
2 Diversification | 2025 | 4 | 20.2 | 9
2 Diversification | 2025 | 4 | 20.3 | 12
2 Diversification | 2025 | 4 | 20.4 | 9
2 Diversification | 2025 | 4 | 20.5 | 9
2 Diversification | 2025 | 4 | 20.6 | 6
2 Diversification | 2025 | 4 | 20.7 | 8
2 Diversification | 2025 | 4 | 20.8 | 8
2 Diversification | 2025 | 4 | 20.9 | 8
2 Diversification | 2025 | 4 | 21 | 4
2 Diversification | 2025 | 4 | 21.1 | 5
2 Diversification | 2025 | 4 | 21.2 | 6
2 Diversification | 2025 | 4 | 21.3 | 10
2 Diversification | 2025 | 4 | 21.4 | 11
2 Diversification | 2025 | 4 | 21.5 | 4
2 Diversification | 2025 | 4 | 21.6 | 9
2 Diversification | 2025 | 4 | 21.7 | 6
2 Diversification | 2025 | 4 | 21.8 | 15
2 Diversification | 2025 | 4 | 21.9 | 8
2 Diversification | 2025 | 4 | 22 | 5
2 Diversification | 2025 | 4 | 22.1 | 9
2 Diversification | 2025 | 4 | 22.2 | 10
2 Diversification | 2025 | 4 | 22.3 | 6
2 Diversification | 2025 | 4 | 22.4 | 7
2 Diversification | 2025 | 4 | 22.5 | 5
2 Diversification | 2025 | 4 | 22.6 | 10
2 Diversification | 2025 | 4 | 22.7 | 10
2 Diversification | 2025 | 4 | 22.8 | 7
2 Diversification | 2025 | 4 | 22.9 | 7
2 Diversification | 2025 | 4 | 23 | 2
2 Diversification | 2025 | 4 | 23.1 | 6
2 Diversification | 2025 | 4 | 23.2 | 2
2 Diversification | 2025 | 4 | 23.3 | 5
2 Diversification | 2025 | 4 | 23.4 | 3
2 Diversification | 2025 | 4 | 23.5 | 5
2 Diversification | 2025 | 4 | 23.6 | 7
2 Diversification | 2025 | 4 | 23.7 | 9
2 Diversification | 2025 | 4 | 23.8 | 9
2 Diversification | 2025 | 4 | 23.9 | 4
2 Diversification | 2025 | 4 | 24 | 7
2 Diversification | 2025 | 4 | 24.1 | 6
2 Diversification | 2025 | 4 | 24.2 | 4
2 Diversification | 2025 | 4 | 24.3 | 7
2 Diversification | 2025 | 4 | 24.4 | 4
2 Diversification | 2025 | 4 | 24.5 | 11
2 Diversification | 2025 | 4 | 24.6 | 4
2 Diversification | 2025 | 4 | 24.7 | 4
2 Diversification | 2025 | 4 | 24.8 | 5
2 Diversification | 2025 | 4 | 24.9 | 9
2 Diversification | 2025 | 4 | 25 | 10
2 Diversification | 2025 | 4 | 25.1 | 6
2 Diversification | 2025 | 4 | 25.2 | 5
2 Diversification | 2025 | 4 | 25.3 | 7
2 Diversification | 2025 | 4 | 25.4 | 3
2 Diversification | 2025 | 4 | 25.5 | 6
2 Diversification | 2025 | 4 | 25.6 | 9
2 Diversification | 2025 | 4 | 25.7 | 7
2 Diversification | 2025 | 4 | 25.8 | 7
2 Diversification | 2025 | 4 | 25.9 | 10
2 Diversification | 2025 | 4 | 26 | 6
2 Diversification | 2025 | 4 | 26.1 | 6
2 Diversification | 2025 | 4 | 26.2 | 8
2 Diversification | 2025 | 4 | 26.3 | 5
2 Diversification | 2025 | 4 | 26.4 | 2
2 Diversification | 2025 | 4 | 26.5 | 6
2 Diversification | 2025 | 4 | 26.6 | 8
2 Diversification | 2025 | 4 | 26.7 | 5
2 Diversification | 2025 | 4 | 26.8 | 8
2 Diversification | 2025 | 4 | 26.9 | 11
2 Diversification | 2025 | 4 | 27 | 6
2 Diversification | 2025 | 4 | 27.1 | 7
2 Diversification | 2025 | 4 | 27.2 | 5
2 Diversification | 2025 | 4 | 27.3 | 7
2 Diversification | 2025 | 4 | 27.4 | 4
2 Diversification | 2025 | 4 | 27.5 | 3
2 Diversification | 2025 | 4 | 27.6 | 7
2 Diversification | 2025 | 4 | 27.7 | 7
2 Diversification | 2025 | 4 | 27.8 | 9
2 Diversification | 2025 | 4 | 27.9 | 3
2 Diversification | 2025 | 4 | 28 | 2
2 Diversification | 2025 | 4 | 28.1 | 2
2 Diversification | 2025 | 4 | 28.2 | 2
2 Diversification | 2025 | 4 | 28.3 | 5
2 Diversification | 2025 | 4 | 28.4 | 2
2 Diversification | 2025 | 4 | 28.5 | 5
2 Diversification | 2025 | 4 | 28.6 | 2
2 Diversification | 2025 | 4 | 28.7 | 7
2 Diversification | 2025 | 4 | 28.8 | 5
2 Diversification | 2025 | 4 | 28.9 | 5
2 Diversification | 2025 | 4 | 29 | 6
2 Diversification | 2025 | 4 | 29.1 | 4
2 Diversification | 2025 | 4 | 29.2 | 4
2 Diversification | 2025 | 4 | 29.3 | 7
2 Diversification | 2025 | 4 | 29.4 | 5
2 Diversification | 2025 | 4 | 29.5 | 4
2 Diversification | 2025 | 4 | 29.6 | 6
2 Diversification | 2025 | 4 | 29.7 | 4
2 Diversification | 2025 | 4 | 29.8 | 4
2 Diversification | 2025 | 4 | 29.9 | 6
2 Diversification | 2025 | 4 | 30 | 6
2 Diversification | 2025 | 4 | 30.1 | 5
2 Diversification | 2025 | 4 | 30.2 | 4
2 Diversification | 2025 | 4 | 30.3 | 3
2 Diversification | 2025 | 4 | 30.4 | 2
2 Diversification | 2025 | 4 | 30.5 | 3
2 Diversification | 2025 | 4 | 30.6 | 2
2 Diversification | 2025 | 4 | 30.7 | 2
2 Diversification | 2025 | 4 | 30.8 | 6
2 Diversification | 2025 | 4 | 30.9 | 4
2 Diversification | 2025 | 4 | 31 | 3
2 Diversification | 2025 | 4 | 31.1 | 1
2 Diversification | 2025 | 4 | 31.2 | 5
2 Diversification | 2025 | 4 | 31.3 | 4
2 Diversification | 2025 | 4 | 31.4 | 7
2 Diversification | 2025 | 4 | 31.5 | 3
2 Diversification | 2025 | 4 | 31.6 | 2
2 Diversification | 2025 | 4 | 31.7 | 1
2 Diversification | 2025 | 4 | 31.8 | 1
2 Diversification | 2025 | 4 | 31.9 | 5
2 Diversification | 2025 | 4 | 32.1 | 3
2 Diversification | 2025 | 4 | 32.2 | 1
2 Diversification | 2025 | 4 | 32.3 | 4
2 Diversification | 2025 | 4 | 32.4 | 5
2 Diversification | 2025 | 4 | 32.5 | 3
2 Diversification | 2025 | 4 | 32.6 | 4
2 Diversification | 2025 | 4 | 32.7 | 4
2 Diversification | 2025 | 4 | 32.8 | 2
2 Diversification | 2025 | 4 | 32.9 | 3
2 Diversification | 2025 | 4 | 33 | 3
2 Diversification | 2025 | 4 | 33.1 | 3
2 Diversification | 2025 | 4 | 33.2 | 3
2 Diversification | 2025 | 4 | 33.4 | 4
2 Diversification | 2025 | 4 | 33.5 | 3
2 Diversification | 2025 | 4 | 33.6 | 2
2 Diversification | 2025 | 4 | 33.7 | 2
2 Diversification | 2025 | 4 | 33.8 | 1
2 Diversification | 2025 | 4 | 33.9 | 4
2 Diversification | 2025 | 4 | 34 | 1
2 Diversification | 2025 | 4 | 34.1 | 2
2 Diversification | 2025 | 4 | 34.2 | 1
2 Diversification | 2025 | 4 | 34.3 | 2
2 Diversification | 2025 | 4 | 34.4 | 1
2 Diversification | 2025 | 4 | 34.5 | 1
2 Diversification | 2025 | 4 | 34.6 | 2
2 Diversification | 2025 | 4 | 34.7 | 1
2 Diversification | 2025 | 4 | 34.8 | 2
2 Diversification | 2025 | 4 | 34.9 | 6
2 Diversification | 2025 | 4 | 35 | 3
2 Diversification | 2025 | 4 | 35.1 | 3
2 Diversification | 2025 | 4 | 35.3 | 1
2 Diversification | 2025 | 4 | 35.4 | 3
2 Diversification | 2025 | 4 | 35.5 | 1
2 Diversification | 2025 | 4 | 35.7 | 3
2 Diversification | 2025 | 4 | 35.8 | 2
2 Diversification | 2025 | 4 | 35.9 | 1
2 Diversification | 2025 | 4 | 36 | 1
2 Diversification | 2025 | 4 | 36.1 | 2
2 Diversification | 2025 | 4 | 36.2 | 4
2 Diversification | 2025 | 4 | 36.3 | 1
2 Diversification | 2025 | 4 | 36.4 | 3
2 Diversification | 2025 | 4 | 36.5 | 2
2 Diversification | 2025 | 4 | 36.7 | 2
2 Diversification | 2025 | 4 | 36.8 | 1
2 Diversification | 2025 | 4 | 37 | 1
2 Diversification | 2025 | 4 | 37.1 | 1
2 Diversification | 2025 | 4 | 37.2 | 6
2 Diversification | 2025 | 4 | 37.3 | 3
2 Diversification | 2025 | 4 | 37.4 | 1
2 Diversification | 2025 | 4 | 37.5 | 3
2 Diversification | 2025 | 4 | 37.6 | 4
2 Diversification | 2025 | 4 | 37.7 | 2
2 Diversification | 2025 | 4 | 37.8 | 2
2 Diversification | 2025 | 4 | 37.9 | 2
2 Diversification | 2025 | 4 | 38 | 1
2 Diversification | 2025 | 4 | 38.1 | 3
2 Diversification | 2025 | 4 | 38.4 | 3
2 Diversification | 2025 | 4 | 38.5 | 1
2 Diversification | 2025 | 4 | 38.6 | 1
2 Diversification | 2025 | 4 | 38.8 | 1
2 Diversification | 2025 | 4 | 38.9 | 1
2 Diversification | 2025 | 4 | 39 | 3
2 Diversification | 2025 | 4 | 39.2 | 2
2 Diversification | 2025 | 4 | 39.3 | 3
2 Diversification | 2025 | 4 | 39.5 | 1
2 Diversification | 2025 | 4 | 39.8 | 1
2 Diversification | 2025 | 4 | 39.9 | 2
2 Diversification | 2025 | 4 | 40 | 3
2 Diversification | 2025 | 4 | 40.1 | 2
2 Diversification | 2025 | 4 | 40.2 | 2
2 Diversification | 2025 | 4 | 40.4 | 3
2 Diversification | 2025 | 4 | 40.5 | 3
2 Diversification | 2025 | 4 | 40.6 | 2
2 Diversification | 2025 | 4 | 40.7 | 2
2 Diversification | 2025 | 4 | 40.8 | 3
2 Diversification | 2025 | 4 | 41 | 2
2 Diversification | 2025 | 4 | 41.1 | 1
2 Diversification | 2025 | 4 | 41.2 | 3
2 Diversification | 2025 | 4 | 41.6 | 1
2 Diversification | 2025 | 4 | 41.7 | 1
2 Diversification | 2025 | 4 | 41.8 | 2
2 Diversification | 2025 | 4 | 42 | 1
2 Diversification | 2025 | 4 | 42.1 | 1
2 Diversification | 2025 | 4 | 42.2 | 2
2 Diversification | 2025 | 4 | 42.3 | 2
2 Diversification | 2025 | 4 | 42.4 | 1
2 Diversification | 2025 | 4 | 42.5 | 1
2 Diversification | 2025 | 4 | 42.7 | 1
2 Diversification | 2025 | 4 | 42.9 | 2
2 Diversification | 2025 | 4 | 43.1 | 1
2 Diversification | 2025 | 4 | 43.2 | 1
2 Diversification | 2025 | 4 | 43.3 | 2
2 Diversification | 2025 | 4 | 43.4 | 2
2 Diversification | 2025 | 4 | 43.5 | 2
2 Diversification | 2025 | 4 | 43.6 | 2
2 Diversification | 2025 | 4 | 43.7 | 1
2 Diversification | 2025 | 4 | 43.8 | 1
2 Diversification | 2025 | 4 | 44 | 2
2 Diversification | 2025 | 4 | 44.1 | 1
2 Diversification | 2025 | 4 | 44.2 | 1
2 Diversification | 2025 | 4 | 44.3 | 1
2 Diversification | 2025 | 4 | 44.4 | 2
2 Diversification | 2025 | 4 | 44.9 | 1
2 Diversification | 2025 | 4 | 45 | 1
2 Diversification | 2025 | 4 | 45.1 | 1
2 Diversification | 2025 | 4 | 45.2 | 1
2 Diversification | 2025 | 4 | 45.5 | 1
2 Diversification | 2025 | 4 | 45.6 | 1
2 Diversification | 2025 | 4 | 45.7 | 2
2 Diversification | 2025 | 4 | 46 | 1
2 Diversification | 2025 | 4 | 46.2 | 3
2 Diversification | 2025 | 4 | 46.3 | 1
2 Diversification | 2025 | 4 | 46.5 | 2
2 Diversification | 2025 | 4 | 46.6 | 1
2 Diversification | 2025 | 4 | 46.7 | 2
2 Diversification | 2025 | 4 | 46.8 | 1
2 Diversification | 2025 | 4 | 46.9 | 2
2 Diversification | 2025 | 4 | 47 | 1
2 Diversification | 2025 | 4 | 47.1 | 1
2 Diversification | 2025 | 4 | 47.2 | 1
2 Diversification | 2025 | 4 | 47.5 | 2
2 Diversification | 2025 | 4 | 48.1 | 1
2 Diversification | 2025 | 4 | 48.2 | 1
2 Diversification | 2025 | 4 | 48.3 | 1
2 Diversification | 2025 | 4 | 48.5 | 2
2 Diversification | 2025 | 4 | 48.7 | 1
2 Diversification | 2025 | 4 | 48.8 | 1
2 Diversification | 2025 | 4 | 49 | 2
2 Diversification | 2025 | 4 | 49.5 | 2
2 Diversification | 2025 | 4 | 49.7 | 1
2 Diversification | 2025 | 4 | 49.8 | 1
2 Diversification | 2025 | 4 | 49.9 | 1
2 Diversification | 2025 | 4 | 50.3 | 1
2 Diversification | 2025 | 4 | 50.8 | 1
2 Diversification | 2025 | 4 | 50.9 | 1
2 Diversification | 2025 | 4 | 51.2 | 1
2 Diversification | 2025 | 4 | 51.7 | 1
2 Diversification | 2025 | 4 | 51.9 | 1
2 Diversification | 2025 | 4 | 52.1 | 1
2 Diversification | 2025 | 4 | 52.6 | 1
2 Diversification | 2025 | 4 | 54.8 | 1
2 Diversification | 2025 | 4 | 56.7 | 2
2 Diversification | 2025 | 4 | 57.3 | 1
2 Diversification | 2025 | 4 | 57.6 | 1
2 Diversification | 2025 | 4 | 58 | 1
2 Diversification | 2025 | 4 | 58.6 | 1
2 Diversification | 2025 | 4 | 59 | 1
2 Diversification | 2025 | 4 | 59.6 | 1
2 Diversification | 2025 | 4 | 60.4 | 1
2 Diversification | 2025 | 4 | 61.7 | 1
2 Diversification | 2025 | 4 | 61.9 | 1
2 Diversification | 2025 | 4 | 62.1 | 1
2 Diversification | 2025 | 4 | 62.8 | 1
2 Diversification | 2025 | 4 | 63.3 | 1
2 Diversification | 2025 | 4 | 64 | 1
2 Diversification | 2025 | 4 | 64.2 | 1
2 Diversification | 2025 | 4 | 65 | 1
2 Diversification | 2025 | 4 | 69.8 | 1
2 Diversification | 2025 | 4 | 70.5 | 1
2 Diversification | 2025 | 4 | 73.4 | 1
2 Diversification | 2025 | 4 | 79 | 1
2 Diversification | 2025 | 4 | 91.4 | 1
2 Diversification | 2025 | 5 | -114.4 | 1
2 Diversification | 2025 | 5 | -69.5 | 1
2 Diversification | 2025 | 5 | -68.7 | 1
2 Diversification | 2025 | 5 | -63.1 | 1
2 Diversification | 2025 | 5 | -62.4 | 1
2 Diversification | 2025 | 5 | -59 | 1
2 Diversification | 2025 | 5 | -58.4 | 1
2 Diversification | 2025 | 5 | -58.1 | 1
2 Diversification | 2025 | 5 | -56.7 | 1
2 Diversification | 2025 | 5 | -56.3 | 1
2 Diversification | 2025 | 5 | -55 | 1
2 Diversification | 2025 | 5 | -54.5 | 2
2 Diversification | 2025 | 5 | -54.1 | 1
2 Diversification | 2025 | 5 | -53.8 | 1
2 Diversification | 2025 | 5 | -53.5 | 1
2 Diversification | 2025 | 5 | -53.1 | 1
2 Diversification | 2025 | 5 | -52.1 | 1
2 Diversification | 2025 | 5 | -51.7 | 2
2 Diversification | 2025 | 5 | -51.2 | 1
2 Diversification | 2025 | 5 | -50.6 | 1
2 Diversification | 2025 | 5 | -50.3 | 1
2 Diversification | 2025 | 5 | -50.1 | 1
2 Diversification | 2025 | 5 | -50 | 1
2 Diversification | 2025 | 5 | -49.1 | 1
2 Diversification | 2025 | 5 | -49 | 1
2 Diversification | 2025 | 5 | -48 | 2
2 Diversification | 2025 | 5 | -47.6 | 2
2 Diversification | 2025 | 5 | -46.9 | 2
2 Diversification | 2025 | 5 | -46.7 | 1
2 Diversification | 2025 | 5 | -46.2 | 1
2 Diversification | 2025 | 5 | -45.9 | 1
2 Diversification | 2025 | 5 | -45.2 | 1
2 Diversification | 2025 | 5 | -44.7 | 1
2 Diversification | 2025 | 5 | -44.6 | 1
2 Diversification | 2025 | 5 | -44 | 1
2 Diversification | 2025 | 5 | -43.9 | 2
2 Diversification | 2025 | 5 | -43.8 | 1
2 Diversification | 2025 | 5 | -43.7 | 1
2 Diversification | 2025 | 5 | -43.5 | 1
2 Diversification | 2025 | 5 | -43.1 | 2
2 Diversification | 2025 | 5 | -43 | 2
2 Diversification | 2025 | 5 | -42.9 | 1
2 Diversification | 2025 | 5 | -42.7 | 1
2 Diversification | 2025 | 5 | -42.6 | 1
2 Diversification | 2025 | 5 | -42.5 | 2
2 Diversification | 2025 | 5 | -42.4 | 1
2 Diversification | 2025 | 5 | -41.8 | 2
2 Diversification | 2025 | 5 | -41.6 | 1
2 Diversification | 2025 | 5 | -41.4 | 1
2 Diversification | 2025 | 5 | -41.2 | 1
2 Diversification | 2025 | 5 | -41 | 1
2 Diversification | 2025 | 5 | -40.8 | 1
2 Diversification | 2025 | 5 | -40.6 | 2
2 Diversification | 2025 | 5 | -40.5 | 1
2 Diversification | 2025 | 5 | -40.4 | 3
2 Diversification | 2025 | 5 | -40.1 | 1
2 Diversification | 2025 | 5 | -39.9 | 1
2 Diversification | 2025 | 5 | -39.8 | 3
2 Diversification | 2025 | 5 | -39.7 | 1
2 Diversification | 2025 | 5 | -39.6 | 7
2 Diversification | 2025 | 5 | -39.3 | 2
2 Diversification | 2025 | 5 | -39.2 | 1
2 Diversification | 2025 | 5 | -38.4 | 2
2 Diversification | 2025 | 5 | -38.3 | 1
2 Diversification | 2025 | 5 | -38.2 | 1
2 Diversification | 2025 | 5 | -38.1 | 1
2 Diversification | 2025 | 5 | -38 | 2
2 Diversification | 2025 | 5 | -37.9 | 1
2 Diversification | 2025 | 5 | -37.1 | 1
2 Diversification | 2025 | 5 | -37 | 1
2 Diversification | 2025 | 5 | -36.8 | 2
2 Diversification | 2025 | 5 | -36.7 | 1
2 Diversification | 2025 | 5 | -36.6 | 2
2 Diversification | 2025 | 5 | -36.5 | 4
2 Diversification | 2025 | 5 | -36.3 | 3
2 Diversification | 2025 | 5 | -36.2 | 1
2 Diversification | 2025 | 5 | -36 | 1
2 Diversification | 2025 | 5 | -35.8 | 2
2 Diversification | 2025 | 5 | -35.6 | 2
2 Diversification | 2025 | 5 | -35.5 | 5
2 Diversification | 2025 | 5 | -35.2 | 2
2 Diversification | 2025 | 5 | -35.1 | 3
2 Diversification | 2025 | 5 | -34.7 | 1
2 Diversification | 2025 | 5 | -34.6 | 1
2 Diversification | 2025 | 5 | -34.5 | 1
2 Diversification | 2025 | 5 | -34.4 | 1
2 Diversification | 2025 | 5 | -34.2 | 1
2 Diversification | 2025 | 5 | -34.1 | 4
2 Diversification | 2025 | 5 | -33.9 | 1
2 Diversification | 2025 | 5 | -33.8 | 1
2 Diversification | 2025 | 5 | -33.7 | 1
2 Diversification | 2025 | 5 | -33.6 | 2
2 Diversification | 2025 | 5 | -33.5 | 2
2 Diversification | 2025 | 5 | -33.3 | 2
2 Diversification | 2025 | 5 | -33.2 | 2
2 Diversification | 2025 | 5 | -33 | 2
2 Diversification | 2025 | 5 | -32.9 | 6
2 Diversification | 2025 | 5 | -32.8 | 2
2 Diversification | 2025 | 5 | -32.7 | 1
2 Diversification | 2025 | 5 | -32.6 | 2
2 Diversification | 2025 | 5 | -32.5 | 1
2 Diversification | 2025 | 5 | -32.4 | 1
2 Diversification | 2025 | 5 | -32.2 | 4
2 Diversification | 2025 | 5 | -32.1 | 2
2 Diversification | 2025 | 5 | -32 | 1
2 Diversification | 2025 | 5 | -31.9 | 1
2 Diversification | 2025 | 5 | -31.8 | 2
2 Diversification | 2025 | 5 | -31.7 | 2
2 Diversification | 2025 | 5 | -31.5 | 1
2 Diversification | 2025 | 5 | -31.4 | 4
2 Diversification | 2025 | 5 | -31.3 | 1
2 Diversification | 2025 | 5 | -31.2 | 1
2 Diversification | 2025 | 5 | -31 | 1
2 Diversification | 2025 | 5 | -30.8 | 2
2 Diversification | 2025 | 5 | -30.6 | 1
2 Diversification | 2025 | 5 | -30.5 | 2
2 Diversification | 2025 | 5 | -30.4 | 2
2 Diversification | 2025 | 5 | -30.3 | 4
2 Diversification | 2025 | 5 | -30.2 | 3
2 Diversification | 2025 | 5 | -30.1 | 2
2 Diversification | 2025 | 5 | -30 | 1
2 Diversification | 2025 | 5 | -29.9 | 2
2 Diversification | 2025 | 5 | -29.8 | 2
2 Diversification | 2025 | 5 | -29.6 | 1
2 Diversification | 2025 | 5 | -29.5 | 2
2 Diversification | 2025 | 5 | -29.4 | 3
2 Diversification | 2025 | 5 | -29.3 | 2
2 Diversification | 2025 | 5 | -29.2 | 2
2 Diversification | 2025 | 5 | -29.1 | 1
2 Diversification | 2025 | 5 | -29 | 1
2 Diversification | 2025 | 5 | -28.9 | 3
2 Diversification | 2025 | 5 | -28.8 | 2
2 Diversification | 2025 | 5 | -28.6 | 3
2 Diversification | 2025 | 5 | -28.5 | 3
2 Diversification | 2025 | 5 | -28.4 | 5
2 Diversification | 2025 | 5 | -28.3 | 6
2 Diversification | 2025 | 5 | -28.2 | 2
2 Diversification | 2025 | 5 | -28.1 | 3
2 Diversification | 2025 | 5 | -28 | 4
2 Diversification | 2025 | 5 | -27.9 | 2
2 Diversification | 2025 | 5 | -27.8 | 4
2 Diversification | 2025 | 5 | -27.7 | 3
2 Diversification | 2025 | 5 | -27.6 | 2
2 Diversification | 2025 | 5 | -27.5 | 2
2 Diversification | 2025 | 5 | -27.4 | 2
2 Diversification | 2025 | 5 | -27.3 | 3
2 Diversification | 2025 | 5 | -27.2 | 2
2 Diversification | 2025 | 5 | -27 | 5
2 Diversification | 2025 | 5 | -26.9 | 2
2 Diversification | 2025 | 5 | -26.8 | 8
2 Diversification | 2025 | 5 | -26.7 | 4
2 Diversification | 2025 | 5 | -26.6 | 2
2 Diversification | 2025 | 5 | -26.5 | 3
2 Diversification | 2025 | 5 | -26.4 | 5
2 Diversification | 2025 | 5 | -26.3 | 7
2 Diversification | 2025 | 5 | -26.2 | 4
2 Diversification | 2025 | 5 | -26 | 5
2 Diversification | 2025 | 5 | -25.9 | 4
2 Diversification | 2025 | 5 | -25.8 | 5
2 Diversification | 2025 | 5 | -25.7 | 2
2 Diversification | 2025 | 5 | -25.6 | 2
2 Diversification | 2025 | 5 | -25.5 | 1
2 Diversification | 2025 | 5 | -25.4 | 4
2 Diversification | 2025 | 5 | -25.3 | 4
2 Diversification | 2025 | 5 | -25.2 | 2
2 Diversification | 2025 | 5 | -25.1 | 5
2 Diversification | 2025 | 5 | -25 | 6
2 Diversification | 2025 | 5 | -24.9 | 1
2 Diversification | 2025 | 5 | -24.8 | 5
2 Diversification | 2025 | 5 | -24.7 | 2
2 Diversification | 2025 | 5 | -24.6 | 2
2 Diversification | 2025 | 5 | -24.5 | 1
2 Diversification | 2025 | 5 | -24.4 | 2
2 Diversification | 2025 | 5 | -24.3 | 2
2 Diversification | 2025 | 5 | -24.2 | 4
2 Diversification | 2025 | 5 | -24.1 | 3
2 Diversification | 2025 | 5 | -24 | 6
2 Diversification | 2025 | 5 | -23.9 | 3
2 Diversification | 2025 | 5 | -23.8 | 5
2 Diversification | 2025 | 5 | -23.7 | 4
2 Diversification | 2025 | 5 | -23.6 | 4
2 Diversification | 2025 | 5 | -23.5 | 3
2 Diversification | 2025 | 5 | -23.4 | 3
2 Diversification | 2025 | 5 | -23.3 | 4
2 Diversification | 2025 | 5 | -23.2 | 3
2 Diversification | 2025 | 5 | -23.1 | 5
2 Diversification | 2025 | 5 | -23 | 3
2 Diversification | 2025 | 5 | -22.9 | 5
2 Diversification | 2025 | 5 | -22.8 | 2
2 Diversification | 2025 | 5 | -22.7 | 4
2 Diversification | 2025 | 5 | -22.6 | 3
2 Diversification | 2025 | 5 | -22.5 | 9
2 Diversification | 2025 | 5 | -22.4 | 3
2 Diversification | 2025 | 5 | -22.3 | 5
2 Diversification | 2025 | 5 | -22.2 | 5
2 Diversification | 2025 | 5 | -22.1 | 6
2 Diversification | 2025 | 5 | -22 | 7
2 Diversification | 2025 | 5 | -21.9 | 3
2 Diversification | 2025 | 5 | -21.8 | 3
2 Diversification | 2025 | 5 | -21.7 | 7
2 Diversification | 2025 | 5 | -21.6 | 6
2 Diversification | 2025 | 5 | -21.5 | 6
2 Diversification | 2025 | 5 | -21.4 | 4
2 Diversification | 2025 | 5 | -21.3 | 5
2 Diversification | 2025 | 5 | -21.2 | 4
2 Diversification | 2025 | 5 | -21.1 | 6
2 Diversification | 2025 | 5 | -21 | 6
2 Diversification | 2025 | 5 | -20.9 | 4
2 Diversification | 2025 | 5 | -20.8 | 10
2 Diversification | 2025 | 5 | -20.7 | 3
2 Diversification | 2025 | 5 | -20.6 | 4
2 Diversification | 2025 | 5 | -20.5 | 4
2 Diversification | 2025 | 5 | -20.4 | 3
2 Diversification | 2025 | 5 | -20.3 | 4
2 Diversification | 2025 | 5 | -20.2 | 9
2 Diversification | 2025 | 5 | -20.1 | 4
2 Diversification | 2025 | 5 | -20 | 8
2 Diversification | 2025 | 5 | -19.9 | 10
2 Diversification | 2025 | 5 | -19.8 | 4
2 Diversification | 2025 | 5 | -19.7 | 3
2 Diversification | 2025 | 5 | -19.6 | 9
2 Diversification | 2025 | 5 | -19.5 | 3
2 Diversification | 2025 | 5 | -19.4 | 6
2 Diversification | 2025 | 5 | -19.3 | 5
2 Diversification | 2025 | 5 | -19.2 | 5
2 Diversification | 2025 | 5 | -19.1 | 5
2 Diversification | 2025 | 5 | -19 | 9
2 Diversification | 2025 | 5 | -18.9 | 7
2 Diversification | 2025 | 5 | -18.8 | 3
2 Diversification | 2025 | 5 | -18.7 | 6
2 Diversification | 2025 | 5 | -18.6 | 5
2 Diversification | 2025 | 5 | -18.5 | 7
2 Diversification | 2025 | 5 | -18.4 | 5
2 Diversification | 2025 | 5 | -18.3 | 8
2 Diversification | 2025 | 5 | -18.2 | 3
2 Diversification | 2025 | 5 | -18.1 | 2
2 Diversification | 2025 | 5 | -18 | 6
2 Diversification | 2025 | 5 | -17.9 | 5
2 Diversification | 2025 | 5 | -17.8 | 7
2 Diversification | 2025 | 5 | -17.7 | 4
2 Diversification | 2025 | 5 | -17.6 | 2
2 Diversification | 2025 | 5 | -17.5 | 6
2 Diversification | 2025 | 5 | -17.4 | 4
2 Diversification | 2025 | 5 | -17.3 | 7
2 Diversification | 2025 | 5 | -17.2 | 2
2 Diversification | 2025 | 5 | -17.1 | 8
2 Diversification | 2025 | 5 | -17 | 4
2 Diversification | 2025 | 5 | -16.9 | 9
2 Diversification | 2025 | 5 | -16.8 | 8
2 Diversification | 2025 | 5 | -16.7 | 8
2 Diversification | 2025 | 5 | -16.6 | 3
2 Diversification | 2025 | 5 | -16.5 | 11
2 Diversification | 2025 | 5 | -16.4 | 4
2 Diversification | 2025 | 5 | -16.3 | 5
2 Diversification | 2025 | 5 | -16.2 | 6
2 Diversification | 2025 | 5 | -16.1 | 9
2 Diversification | 2025 | 5 | -16 | 4
2 Diversification | 2025 | 5 | -15.9 | 11
2 Diversification | 2025 | 5 | -15.8 | 7
2 Diversification | 2025 | 5 | -15.7 | 2
2 Diversification | 2025 | 5 | -15.6 | 4
2 Diversification | 2025 | 5 | -15.5 | 7
2 Diversification | 2025 | 5 | -15.4 | 9
2 Diversification | 2025 | 5 | -15.3 | 12
2 Diversification | 2025 | 5 | -15.2 | 8
2 Diversification | 2025 | 5 | -15.1 | 4
2 Diversification | 2025 | 5 | -15 | 4
2 Diversification | 2025 | 5 | -14.9 | 8
2 Diversification | 2025 | 5 | -14.8 | 5
2 Diversification | 2025 | 5 | -14.7 | 5
2 Diversification | 2025 | 5 | -14.6 | 6
2 Diversification | 2025 | 5 | -14.5 | 11
2 Diversification | 2025 | 5 | -14.4 | 5
2 Diversification | 2025 | 5 | -14.3 | 8
2 Diversification | 2025 | 5 | -14.2 | 7
2 Diversification | 2025 | 5 | -14.1 | 6
2 Diversification | 2025 | 5 | -14 | 6
2 Diversification | 2025 | 5 | -13.9 | 5
2 Diversification | 2025 | 5 | -13.8 | 3
2 Diversification | 2025 | 5 | -13.7 | 3
2 Diversification | 2025 | 5 | -13.6 | 6
2 Diversification | 2025 | 5 | -13.5 | 8
2 Diversification | 2025 | 5 | -13.4 | 3
2 Diversification | 2025 | 5 | -13.3 | 6
2 Diversification | 2025 | 5 | -13.2 | 8
2 Diversification | 2025 | 5 | -13.1 | 7
2 Diversification | 2025 | 5 | -13 | 8
2 Diversification | 2025 | 5 | -12.9 | 9
2 Diversification | 2025 | 5 | -12.8 | 3
2 Diversification | 2025 | 5 | -12.7 | 4
2 Diversification | 2025 | 5 | -12.6 | 2
2 Diversification | 2025 | 5 | -12.5 | 4
2 Diversification | 2025 | 5 | -12.4 | 7
2 Diversification | 2025 | 5 | -12.3 | 8
2 Diversification | 2025 | 5 | -12.2 | 6
2 Diversification | 2025 | 5 | -12.1 | 7
2 Diversification | 2025 | 5 | -12 | 4
2 Diversification | 2025 | 5 | -11.9 | 5
2 Diversification | 2025 | 5 | -11.8 | 5
2 Diversification | 2025 | 5 | -11.7 | 8
2 Diversification | 2025 | 5 | -11.6 | 8
2 Diversification | 2025 | 5 | -11.5 | 9
2 Diversification | 2025 | 5 | -11.4 | 7
2 Diversification | 2025 | 5 | -11.3 | 2
2 Diversification | 2025 | 5 | -11.2 | 5
2 Diversification | 2025 | 5 | -11.1 | 7
2 Diversification | 2025 | 5 | -11 | 6
2 Diversification | 2025 | 5 | -10.9 | 5
2 Diversification | 2025 | 5 | -10.8 | 5
2 Diversification | 2025 | 5 | -10.7 | 6
2 Diversification | 2025 | 5 | -10.6 | 11
2 Diversification | 2025 | 5 | -10.5 | 6
2 Diversification | 2025 | 5 | -10.4 | 3
2 Diversification | 2025 | 5 | -10.3 | 5
2 Diversification | 2025 | 5 | -10.2 | 6
2 Diversification | 2025 | 5 | -10.1 | 6
2 Diversification | 2025 | 5 | -10 | 9
2 Diversification | 2025 | 5 | -9.9 | 3
2 Diversification | 2025 | 5 | -9.8 | 3
2 Diversification | 2025 | 5 | -9.7 | 6
2 Diversification | 2025 | 5 | -9.6 | 9
2 Diversification | 2025 | 5 | -9.5 | 10
2 Diversification | 2025 | 5 | -9.4 | 6
2 Diversification | 2025 | 5 | -9.3 | 10
2 Diversification | 2025 | 5 | -9.2 | 8
2 Diversification | 2025 | 5 | -9.1 | 4
2 Diversification | 2025 | 5 | -9 | 5
2 Diversification | 2025 | 5 | -8.9 | 5
2 Diversification | 2025 | 5 | -8.8 | 5
2 Diversification | 2025 | 5 | -8.7 | 5
2 Diversification | 2025 | 5 | -8.5 | 5
2 Diversification | 2025 | 5 | -8.4 | 6
2 Diversification | 2025 | 5 | -8.3 | 5
2 Diversification | 2025 | 5 | -8.2 | 8
2 Diversification | 2025 | 5 | -8.1 | 4
2 Diversification | 2025 | 5 | -8 | 5
2 Diversification | 2025 | 5 | -7.9 | 6
2 Diversification | 2025 | 5 | -7.8 | 5
2 Diversification | 2025 | 5 | -7.7 | 7
2 Diversification | 2025 | 5 | -7.6 | 4
2 Diversification | 2025 | 5 | -7.5 | 3
2 Diversification | 2025 | 5 | -7.4 | 4
2 Diversification | 2025 | 5 | -7.3 | 2
2 Diversification | 2025 | 5 | -7.2 | 2
2 Diversification | 2025 | 5 | -6.9 | 7
2 Diversification | 2025 | 5 | -6.8 | 6
2 Diversification | 2025 | 5 | -6.7 | 7
2 Diversification | 2025 | 5 | -6.6 | 4
2 Diversification | 2025 | 5 | -6.5 | 3
2 Diversification | 2025 | 5 | -6.4 | 4
2 Diversification | 2025 | 5 | -6.3 | 5
2 Diversification | 2025 | 5 | -6.2 | 3
2 Diversification | 2025 | 5 | -6.1 | 4
2 Diversification | 2025 | 5 | -6 | 4
2 Diversification | 2025 | 5 | -5.9 | 3
2 Diversification | 2025 | 5 | -5.8 | 3
2 Diversification | 2025 | 5 | -5.7 | 1
2 Diversification | 2025 | 5 | -5.6 | 2
2 Diversification | 2025 | 5 | -5.5 | 3
2 Diversification | 2025 | 5 | -5.4 | 4
2 Diversification | 2025 | 5 | -5.3 | 2
2 Diversification | 2025 | 5 | -5.2 | 4
2 Diversification | 2025 | 5 | -5.1 | 3
2 Diversification | 2025 | 5 | -5 | 3
2 Diversification | 2025 | 5 | -4.9 | 4
2 Diversification | 2025 | 5 | -4.8 | 5
2 Diversification | 2025 | 5 | -4.7 | 1
2 Diversification | 2025 | 5 | -4.6 | 1
2 Diversification | 2025 | 5 | -4.5 | 1
2 Diversification | 2025 | 5 | -4.4 | 3
2 Diversification | 2025 | 5 | -4.3 | 4
2 Diversification | 2025 | 5 | -4.2 | 4
2 Diversification | 2025 | 5 | -4.1 | 3
2 Diversification | 2025 | 5 | -4 | 2
2 Diversification | 2025 | 5 | -3.9 | 1
2 Diversification | 2025 | 5 | -3.8 | 2
2 Diversification | 2025 | 5 | -3.7 | 1
2 Diversification | 2025 | 5 | -3.6 | 3
2 Diversification | 2025 | 5 | -3.5 | 1
2 Diversification | 2025 | 5 | -3.4 | 2
2 Diversification | 2025 | 5 | -3.1 | 3
2 Diversification | 2025 | 5 | -3 | 2
2 Diversification | 2025 | 5 | -2.9 | 1
2 Diversification | 2025 | 5 | -2.8 | 1
2 Diversification | 2025 | 5 | -2.7 | 2
2 Diversification | 2025 | 5 | -2.6 | 2
2 Diversification | 2025 | 5 | -2.5 | 1
2 Diversification | 2025 | 5 | -2.4 | 1
2 Diversification | 2025 | 5 | -2.3 | 3
2 Diversification | 2025 | 5 | -2.2 | 1
2 Diversification | 2025 | 5 | -2.1 | 1
2 Diversification | 2025 | 5 | -1.9 | 1
2 Diversification | 2025 | 5 | -1.8 | 2
2 Diversification | 2025 | 5 | -1.7 | 1
2 Diversification | 2025 | 5 | -1.6 | 1
2 Diversification | 2025 | 5 | -1.5 | 1
2 Diversification | 2025 | 5 | -1.4 | 1
2 Diversification | 2025 | 5 | -1.3 | 3
2 Diversification | 2025 | 5 | -1.1 | 1
2 Diversification | 2025 | 5 | -1 | 4
2 Diversification | 2025 | 5 | -0.9 | 1
2 Diversification | 2025 | 5 | -0.8 | 1
2 Diversification | 2025 | 5 | -0.7 | 1
2 Diversification | 2025 | 5 | -0.5 | 1
2 Diversification | 2025 | 5 | -0.4 | 3
2 Diversification | 2025 | 5 | 0 | 5
2 Diversification | 2025 | 5 | 0.4 | 1
2 Diversification | 2025 | 5 | 0.5 | 2
2 Diversification | 2025 | 5 | 0.6 | 1
2 Diversification | 2025 | 5 | 1.2 | 1
2 Diversification | 2025 | 5 | 1.3 | 1
2 Diversification | 2025 | 5 | 1.8 | 1
2 Diversification | 2025 | 5 | 2.1 | 1
2 Diversification | 2025 | 5 | 2.2 | 4
2 Diversification | 2025 | 5 | 2.3 | 2
2 Diversification | 2025 | 5 | 2.4 | 1
2 Diversification | 2025 | 5 | 2.5 | 1
2 Diversification | 2025 | 5 | 3 | 2
2 Diversification | 2025 | 5 | 3.1 | 1
2 Diversification | 2025 | 5 | 3.2 | 4
2 Diversification | 2025 | 5 | 3.3 | 1
2 Diversification | 2025 | 5 | 3.4 | 2
2 Diversification | 2025 | 5 | 3.5 | 2
2 Diversification | 2025 | 5 | 3.6 | 1
2 Diversification | 2025 | 5 | 3.7 | 4
2 Diversification | 2025 | 5 | 3.8 | 1
2 Diversification | 2025 | 5 | 3.9 | 2
2 Diversification | 2025 | 5 | 4 | 3
2 Diversification | 2025 | 5 | 4.1 | 3
2 Diversification | 2025 | 5 | 4.2 | 1
2 Diversification | 2025 | 5 | 4.3 | 2
2 Diversification | 2025 | 5 | 4.4 | 2
2 Diversification | 2025 | 5 | 4.5 | 3
2 Diversification | 2025 | 5 | 4.6 | 1
2 Diversification | 2025 | 5 | 4.7 | 4
2 Diversification | 2025 | 5 | 4.8 | 4
2 Diversification | 2025 | 5 | 4.9 | 2
2 Diversification | 2025 | 5 | 5 | 2
2 Diversification | 2025 | 5 | 5.1 | 3
2 Diversification | 2025 | 5 | 5.2 | 2
2 Diversification | 2025 | 5 | 5.3 | 3
2 Diversification | 2025 | 5 | 5.4 | 2
2 Diversification | 2025 | 5 | 5.5 | 3
2 Diversification | 2025 | 5 | 5.6 | 3
2 Diversification | 2025 | 5 | 5.7 | 2
2 Diversification | 2025 | 5 | 5.8 | 4
2 Diversification | 2025 | 5 | 5.9 | 1
2 Diversification | 2025 | 5 | 6 | 1
2 Diversification | 2025 | 5 | 6.1 | 3
2 Diversification | 2025 | 5 | 6.2 | 7
2 Diversification | 2025 | 5 | 6.3 | 2
2 Diversification | 2025 | 5 | 6.4 | 5
2 Diversification | 2025 | 5 | 6.5 | 1
2 Diversification | 2025 | 5 | 6.6 | 2
2 Diversification | 2025 | 5 | 6.7 | 6
2 Diversification | 2025 | 5 | 6.8 | 4
2 Diversification | 2025 | 5 | 6.9 | 1
2 Diversification | 2025 | 5 | 7 | 3
2 Diversification | 2025 | 5 | 7.1 | 2
2 Diversification | 2025 | 5 | 7.2 | 2
2 Diversification | 2025 | 5 | 7.3 | 6
2 Diversification | 2025 | 5 | 7.4 | 4
2 Diversification | 2025 | 5 | 7.5 | 5
2 Diversification | 2025 | 5 | 7.6 | 3
2 Diversification | 2025 | 5 | 7.7 | 4
2 Diversification | 2025 | 5 | 7.8 | 4
2 Diversification | 2025 | 5 | 7.9 | 8
2 Diversification | 2025 | 5 | 8.1 | 4
2 Diversification | 2025 | 5 | 8.2 | 9
2 Diversification | 2025 | 5 | 8.3 | 2
2 Diversification | 2025 | 5 | 8.4 | 8
2 Diversification | 2025 | 5 | 8.5 | 3
2 Diversification | 2025 | 5 | 8.6 | 4
2 Diversification | 2025 | 5 | 8.7 | 6
2 Diversification | 2025 | 5 | 8.8 | 7
2 Diversification | 2025 | 5 | 8.9 | 5
2 Diversification | 2025 | 5 | 9 | 6
2 Diversification | 2025 | 5 | 9.1 | 6
2 Diversification | 2025 | 5 | 9.2 | 5
2 Diversification | 2025 | 5 | 9.3 | 3
2 Diversification | 2025 | 5 | 9.4 | 7
2 Diversification | 2025 | 5 | 9.5 | 3
2 Diversification | 2025 | 5 | 9.6 | 4
2 Diversification | 2025 | 5 | 9.7 | 2
2 Diversification | 2025 | 5 | 9.8 | 6
2 Diversification | 2025 | 5 | 9.9 | 4
2 Diversification | 2025 | 5 | 10 | 5
2 Diversification | 2025 | 5 | 10.1 | 4
2 Diversification | 2025 | 5 | 10.2 | 3
2 Diversification | 2025 | 5 | 10.3 | 4
2 Diversification | 2025 | 5 | 10.4 | 3
2 Diversification | 2025 | 5 | 10.5 | 10
2 Diversification | 2025 | 5 | 10.6 | 6
2 Diversification | 2025 | 5 | 10.7 | 8
2 Diversification | 2025 | 5 | 10.8 | 4
2 Diversification | 2025 | 5 | 10.9 | 5
2 Diversification | 2025 | 5 | 11 | 6
2 Diversification | 2025 | 5 | 11.1 | 5
2 Diversification | 2025 | 5 | 11.2 | 6
2 Diversification | 2025 | 5 | 11.3 | 1
2 Diversification | 2025 | 5 | 11.4 | 10
2 Diversification | 2025 | 5 | 11.5 | 10
2 Diversification | 2025 | 5 | 11.6 | 10
2 Diversification | 2025 | 5 | 11.7 | 7
2 Diversification | 2025 | 5 | 11.8 | 6
2 Diversification | 2025 | 5 | 11.9 | 6
2 Diversification | 2025 | 5 | 12 | 4
2 Diversification | 2025 | 5 | 12.1 | 6
2 Diversification | 2025 | 5 | 12.2 | 3
2 Diversification | 2025 | 5 | 12.3 | 5
2 Diversification | 2025 | 5 | 12.4 | 7
2 Diversification | 2025 | 5 | 12.5 | 9
2 Diversification | 2025 | 5 | 12.6 | 5
2 Diversification | 2025 | 5 | 12.7 | 7
2 Diversification | 2025 | 5 | 12.8 | 5
2 Diversification | 2025 | 5 | 12.9 | 5
2 Diversification | 2025 | 5 | 13 | 6
2 Diversification | 2025 | 5 | 13.1 | 5
2 Diversification | 2025 | 5 | 13.2 | 7
2 Diversification | 2025 | 5 | 13.3 | 8
2 Diversification | 2025 | 5 | 13.4 | 12
2 Diversification | 2025 | 5 | 13.5 | 9
2 Diversification | 2025 | 5 | 13.6 | 8
2 Diversification | 2025 | 5 | 13.7 | 2
2 Diversification | 2025 | 5 | 13.8 | 4
2 Diversification | 2025 | 5 | 13.9 | 3
2 Diversification | 2025 | 5 | 14 | 5
2 Diversification | 2025 | 5 | 14.1 | 8
2 Diversification | 2025 | 5 | 14.2 | 4
2 Diversification | 2025 | 5 | 14.3 | 5
2 Diversification | 2025 | 5 | 14.4 | 7
2 Diversification | 2025 | 5 | 14.5 | 7
2 Diversification | 2025 | 5 | 14.6 | 3
2 Diversification | 2025 | 5 | 14.7 | 5
2 Diversification | 2025 | 5 | 14.8 | 6
2 Diversification | 2025 | 5 | 14.9 | 6
2 Diversification | 2025 | 5 | 15 | 2
2 Diversification | 2025 | 5 | 15.1 | 8
2 Diversification | 2025 | 5 | 15.2 | 7
2 Diversification | 2025 | 5 | 15.3 | 4
2 Diversification | 2025 | 5 | 15.4 | 4
2 Diversification | 2025 | 5 | 15.5 | 4
2 Diversification | 2025 | 5 | 15.6 | 4
2 Diversification | 2025 | 5 | 15.7 | 7
2 Diversification | 2025 | 5 | 15.8 | 7
2 Diversification | 2025 | 5 | 15.9 | 5
2 Diversification | 2025 | 5 | 16 | 4
2 Diversification | 2025 | 5 | 16.1 | 9
2 Diversification | 2025 | 5 | 16.2 | 7
2 Diversification | 2025 | 5 | 16.3 | 7
2 Diversification | 2025 | 5 | 16.4 | 5
2 Diversification | 2025 | 5 | 16.5 | 4
2 Diversification | 2025 | 5 | 16.6 | 6
2 Diversification | 2025 | 5 | 16.7 | 9
2 Diversification | 2025 | 5 | 16.8 | 10
2 Diversification | 2025 | 5 | 16.9 | 4
2 Diversification | 2025 | 5 | 17 | 4
2 Diversification | 2025 | 5 | 17.1 | 4
2 Diversification | 2025 | 5 | 17.2 | 7
2 Diversification | 2025 | 5 | 17.3 | 9
2 Diversification | 2025 | 5 | 17.4 | 7
2 Diversification | 2025 | 5 | 17.5 | 7
2 Diversification | 2025 | 5 | 17.6 | 10
2 Diversification | 2025 | 5 | 17.7 | 5
2 Diversification | 2025 | 5 | 17.8 | 1
2 Diversification | 2025 | 5 | 17.9 | 7
2 Diversification | 2025 | 5 | 18 | 9
2 Diversification | 2025 | 5 | 18.1 | 6
2 Diversification | 2025 | 5 | 18.2 | 3
2 Diversification | 2025 | 5 | 18.3 | 9
2 Diversification | 2025 | 5 | 18.4 | 7
2 Diversification | 2025 | 5 | 18.5 | 7
2 Diversification | 2025 | 5 | 18.6 | 6
2 Diversification | 2025 | 5 | 18.7 | 4
2 Diversification | 2025 | 5 | 18.8 | 6
2 Diversification | 2025 | 5 | 18.9 | 4
2 Diversification | 2025 | 5 | 19 | 6
2 Diversification | 2025 | 5 | 19.1 | 8
2 Diversification | 2025 | 5 | 19.2 | 8
2 Diversification | 2025 | 5 | 19.3 | 6
2 Diversification | 2025 | 5 | 19.4 | 5
2 Diversification | 2025 | 5 | 19.5 | 5
2 Diversification | 2025 | 5 | 19.6 | 9
2 Diversification | 2025 | 5 | 19.7 | 4
2 Diversification | 2025 | 5 | 19.8 | 4
2 Diversification | 2025 | 5 | 19.9 | 4
2 Diversification | 2025 | 5 | 20 | 3
2 Diversification | 2025 | 5 | 20.1 | 5
2 Diversification | 2025 | 5 | 20.2 | 8
2 Diversification | 2025 | 5 | 20.3 | 5
2 Diversification | 2025 | 5 | 20.4 | 8
2 Diversification | 2025 | 5 | 20.5 | 8
2 Diversification | 2025 | 5 | 20.6 | 12
2 Diversification | 2025 | 5 | 20.7 | 6
2 Diversification | 2025 | 5 | 20.8 | 4
2 Diversification | 2025 | 5 | 20.9 | 4
2 Diversification | 2025 | 5 | 21 | 2
2 Diversification | 2025 | 5 | 21.1 | 4
2 Diversification | 2025 | 5 | 21.2 | 5
2 Diversification | 2025 | 5 | 21.3 | 9
2 Diversification | 2025 | 5 | 21.4 | 3
2 Diversification | 2025 | 5 | 21.5 | 9
2 Diversification | 2025 | 5 | 21.6 | 3
2 Diversification | 2025 | 5 | 21.7 | 9
2 Diversification | 2025 | 5 | 21.8 | 7
2 Diversification | 2025 | 5 | 21.9 | 3
2 Diversification | 2025 | 5 | 22 | 4
2 Diversification | 2025 | 5 | 22.1 | 1
2 Diversification | 2025 | 5 | 22.2 | 7
2 Diversification | 2025 | 5 | 22.3 | 4
2 Diversification | 2025 | 5 | 22.4 | 9
2 Diversification | 2025 | 5 | 22.5 | 4
2 Diversification | 2025 | 5 | 22.6 | 5
2 Diversification | 2025 | 5 | 22.7 | 6
2 Diversification | 2025 | 5 | 22.8 | 3
2 Diversification | 2025 | 5 | 22.9 | 1
2 Diversification | 2025 | 5 | 23 | 1
2 Diversification | 2025 | 5 | 23.1 | 5
2 Diversification | 2025 | 5 | 23.2 | 3
2 Diversification | 2025 | 5 | 23.3 | 3
2 Diversification | 2025 | 5 | 23.4 | 3
2 Diversification | 2025 | 5 | 23.5 | 5
2 Diversification | 2025 | 5 | 23.6 | 7
2 Diversification | 2025 | 5 | 23.7 | 5
2 Diversification | 2025 | 5 | 23.8 | 5
2 Diversification | 2025 | 5 | 23.9 | 3
2 Diversification | 2025 | 5 | 24 | 7
2 Diversification | 2025 | 5 | 24.1 | 5
2 Diversification | 2025 | 5 | 24.2 | 3
2 Diversification | 2025 | 5 | 24.3 | 4
2 Diversification | 2025 | 5 | 24.4 | 3
2 Diversification | 2025 | 5 | 24.5 | 3
2 Diversification | 2025 | 5 | 24.6 | 6
2 Diversification | 2025 | 5 | 24.7 | 5
2 Diversification | 2025 | 5 | 24.8 | 4
2 Diversification | 2025 | 5 | 24.9 | 3
2 Diversification | 2025 | 5 | 25 | 3
2 Diversification | 2025 | 5 | 25.1 | 2
2 Diversification | 2025 | 5 | 25.2 | 3
2 Diversification | 2025 | 5 | 25.3 | 4
2 Diversification | 2025 | 5 | 25.4 | 5
2 Diversification | 2025 | 5 | 25.5 | 7
2 Diversification | 2025 | 5 | 25.6 | 2
2 Diversification | 2025 | 5 | 25.7 | 1
2 Diversification | 2025 | 5 | 25.8 | 4
2 Diversification | 2025 | 5 | 25.9 | 5
2 Diversification | 2025 | 5 | 26 | 4
2 Diversification | 2025 | 5 | 26.1 | 7
2 Diversification | 2025 | 5 | 26.2 | 5
2 Diversification | 2025 | 5 | 26.3 | 3
2 Diversification | 2025 | 5 | 26.4 | 7
2 Diversification | 2025 | 5 | 26.5 | 7
2 Diversification | 2025 | 5 | 26.6 | 4
2 Diversification | 2025 | 5 | 26.7 | 6
2 Diversification | 2025 | 5 | 26.8 | 6
2 Diversification | 2025 | 5 | 26.9 | 1
2 Diversification | 2025 | 5 | 27 | 3
2 Diversification | 2025 | 5 | 27.1 | 3
2 Diversification | 2025 | 5 | 27.2 | 2
2 Diversification | 2025 | 5 | 27.3 | 5
2 Diversification | 2025 | 5 | 27.4 | 3
2 Diversification | 2025 | 5 | 27.5 | 4
2 Diversification | 2025 | 5 | 27.6 | 5
2 Diversification | 2025 | 5 | 27.7 | 2
2 Diversification | 2025 | 5 | 27.8 | 4
2 Diversification | 2025 | 5 | 28 | 5
2 Diversification | 2025 | 5 | 28.1 | 6
2 Diversification | 2025 | 5 | 28.2 | 4
2 Diversification | 2025 | 5 | 28.3 | 3
2 Diversification | 2025 | 5 | 28.4 | 1
2 Diversification | 2025 | 5 | 28.5 | 3
2 Diversification | 2025 | 5 | 28.6 | 2
2 Diversification | 2025 | 5 | 28.7 | 2
2 Diversification | 2025 | 5 | 28.9 | 3
2 Diversification | 2025 | 5 | 29 | 2
2 Diversification | 2025 | 5 | 29.1 | 1
2 Diversification | 2025 | 5 | 29.2 | 3
2 Diversification | 2025 | 5 | 29.3 | 3
2 Diversification | 2025 | 5 | 29.4 | 2
2 Diversification | 2025 | 5 | 29.5 | 3
2 Diversification | 2025 | 5 | 29.6 | 5
2 Diversification | 2025 | 5 | 29.7 | 1
2 Diversification | 2025 | 5 | 29.8 | 6
2 Diversification | 2025 | 5 | 29.9 | 3
2 Diversification | 2025 | 5 | 30 | 2
2 Diversification | 2025 | 5 | 30.1 | 4
2 Diversification | 2025 | 5 | 30.2 | 9
2 Diversification | 2025 | 5 | 30.3 | 4
2 Diversification | 2025 | 5 | 30.4 | 2
2 Diversification | 2025 | 5 | 30.5 | 1
2 Diversification | 2025 | 5 | 30.6 | 3
2 Diversification | 2025 | 5 | 30.7 | 4
2 Diversification | 2025 | 5 | 30.8 | 2
2 Diversification | 2025 | 5 | 30.9 | 1
2 Diversification | 2025 | 5 | 31 | 3
2 Diversification | 2025 | 5 | 31.1 | 1
2 Diversification | 2025 | 5 | 31.2 | 5
2 Diversification | 2025 | 5 | 31.4 | 2
2 Diversification | 2025 | 5 | 31.5 | 2
2 Diversification | 2025 | 5 | 31.6 | 2
2 Diversification | 2025 | 5 | 31.7 | 1
2 Diversification | 2025 | 5 | 31.9 | 1
2 Diversification | 2025 | 5 | 32 | 1
2 Diversification | 2025 | 5 | 32.1 | 2
2 Diversification | 2025 | 5 | 32.2 | 1
2 Diversification | 2025 | 5 | 32.3 | 2
2 Diversification | 2025 | 5 | 32.4 | 7
2 Diversification | 2025 | 5 | 32.5 | 4
2 Diversification | 2025 | 5 | 32.6 | 3
2 Diversification | 2025 | 5 | 32.7 | 3
2 Diversification | 2025 | 5 | 32.8 | 1
2 Diversification | 2025 | 5 | 32.9 | 3
2 Diversification | 2025 | 5 | 33 | 2
2 Diversification | 2025 | 5 | 33.1 | 2
2 Diversification | 2025 | 5 | 33.2 | 3
2 Diversification | 2025 | 5 | 33.3 | 2
2 Diversification | 2025 | 5 | 33.4 | 3
2 Diversification | 2025 | 5 | 33.5 | 1
2 Diversification | 2025 | 5 | 33.6 | 3
2 Diversification | 2025 | 5 | 33.7 | 1
2 Diversification | 2025 | 5 | 33.8 | 3
2 Diversification | 2025 | 5 | 33.9 | 2
2 Diversification | 2025 | 5 | 34 | 2
2 Diversification | 2025 | 5 | 34.1 | 2
2 Diversification | 2025 | 5 | 34.2 | 1
2 Diversification | 2025 | 5 | 34.3 | 3
2 Diversification | 2025 | 5 | 34.4 | 1
2 Diversification | 2025 | 5 | 34.5 | 4
2 Diversification | 2025 | 5 | 34.6 | 1
2 Diversification | 2025 | 5 | 34.8 | 2
2 Diversification | 2025 | 5 | 35.1 | 1
2 Diversification | 2025 | 5 | 35.2 | 2
2 Diversification | 2025 | 5 | 35.3 | 6
2 Diversification | 2025 | 5 | 35.4 | 2
2 Diversification | 2025 | 5 | 35.5 | 2
2 Diversification | 2025 | 5 | 35.6 | 2
2 Diversification | 2025 | 5 | 35.7 | 2
2 Diversification | 2025 | 5 | 35.8 | 2
2 Diversification | 2025 | 5 | 35.9 | 2
2 Diversification | 2025 | 5 | 36 | 3
2 Diversification | 2025 | 5 | 36.1 | 1
2 Diversification | 2025 | 5 | 36.2 | 2
2 Diversification | 2025 | 5 | 36.4 | 3
2 Diversification | 2025 | 5 | 36.5 | 2
2 Diversification | 2025 | 5 | 36.7 | 2
2 Diversification | 2025 | 5 | 36.8 | 2
2 Diversification | 2025 | 5 | 36.9 | 2
2 Diversification | 2025 | 5 | 37 | 3
2 Diversification | 2025 | 5 | 37.2 | 1
2 Diversification | 2025 | 5 | 37.3 | 1
2 Diversification | 2025 | 5 | 37.4 | 1
2 Diversification | 2025 | 5 | 37.5 | 2
2 Diversification | 2025 | 5 | 37.6 | 2
2 Diversification | 2025 | 5 | 37.8 | 2
2 Diversification | 2025 | 5 | 37.9 | 1
2 Diversification | 2025 | 5 | 38.1 | 4
2 Diversification | 2025 | 5 | 38.2 | 3
2 Diversification | 2025 | 5 | 38.3 | 1
2 Diversification | 2025 | 5 | 38.4 | 1
2 Diversification | 2025 | 5 | 38.5 | 1
2 Diversification | 2025 | 5 | 38.9 | 1
2 Diversification | 2025 | 5 | 39.1 | 1
2 Diversification | 2025 | 5 | 39.2 | 1
2 Diversification | 2025 | 5 | 39.4 | 2
2 Diversification | 2025 | 5 | 39.6 | 2
2 Diversification | 2025 | 5 | 39.7 | 1
2 Diversification | 2025 | 5 | 39.8 | 2
2 Diversification | 2025 | 5 | 39.9 | 1
2 Diversification | 2025 | 5 | 40.1 | 2
2 Diversification | 2025 | 5 | 40.2 | 2
2 Diversification | 2025 | 5 | 40.3 | 2
2 Diversification | 2025 | 5 | 40.7 | 2
2 Diversification | 2025 | 5 | 40.9 | 1
2 Diversification | 2025 | 5 | 41 | 4
2 Diversification | 2025 | 5 | 41.4 | 2
2 Diversification | 2025 | 5 | 41.6 | 1
2 Diversification | 2025 | 5 | 41.7 | 1
2 Diversification | 2025 | 5 | 41.8 | 1
2 Diversification | 2025 | 5 | 41.9 | 4
2 Diversification | 2025 | 5 | 42 | 2
2 Diversification | 2025 | 5 | 42.1 | 1
2 Diversification | 2025 | 5 | 42.2 | 1
2 Diversification | 2025 | 5 | 42.4 | 3
2 Diversification | 2025 | 5 | 42.7 | 1
2 Diversification | 2025 | 5 | 42.9 | 1
2 Diversification | 2025 | 5 | 43.2 | 1
2 Diversification | 2025 | 5 | 43.4 | 1
2 Diversification | 2025 | 5 | 43.6 | 1
2 Diversification | 2025 | 5 | 43.7 | 1
2 Diversification | 2025 | 5 | 43.8 | 2
2 Diversification | 2025 | 5 | 43.9 | 3
2 Diversification | 2025 | 5 | 44.1 | 1
2 Diversification | 2025 | 5 | 44.2 | 1
2 Diversification | 2025 | 5 | 44.6 | 1
2 Diversification | 2025 | 5 | 44.7 | 2
2 Diversification | 2025 | 5 | 45 | 1
2 Diversification | 2025 | 5 | 45.3 | 1
2 Diversification | 2025 | 5 | 45.4 | 1
2 Diversification | 2025 | 5 | 45.5 | 2
2 Diversification | 2025 | 5 | 45.7 | 1
2 Diversification | 2025 | 5 | 45.9 | 1
2 Diversification | 2025 | 5 | 46 | 1
2 Diversification | 2025 | 5 | 46.1 | 1
2 Diversification | 2025 | 5 | 46.2 | 1
2 Diversification | 2025 | 5 | 46.9 | 1
2 Diversification | 2025 | 5 | 47 | 1
2 Diversification | 2025 | 5 | 47.6 | 1
2 Diversification | 2025 | 5 | 47.7 | 2
2 Diversification | 2025 | 5 | 47.9 | 1
2 Diversification | 2025 | 5 | 48.7 | 3
2 Diversification | 2025 | 5 | 48.8 | 2
2 Diversification | 2025 | 5 | 49.1 | 1
2 Diversification | 2025 | 5 | 49.3 | 1
2 Diversification | 2025 | 5 | 49.6 | 1
2 Diversification | 2025 | 5 | 49.7 | 1
2 Diversification | 2025 | 5 | 50.1 | 3
2 Diversification | 2025 | 5 | 50.3 | 1
2 Diversification | 2025 | 5 | 50.7 | 1
2 Diversification | 2025 | 5 | 51.1 | 1
2 Diversification | 2025 | 5 | 51.5 | 1
2 Diversification | 2025 | 5 | 51.6 | 1
2 Diversification | 2025 | 5 | 51.9 | 1
2 Diversification | 2025 | 5 | 52.1 | 1
2 Diversification | 2025 | 5 | 52.6 | 1
2 Diversification | 2025 | 5 | 53.1 | 1
2 Diversification | 2025 | 5 | 53.3 | 1
2 Diversification | 2025 | 5 | 53.6 | 1
2 Diversification | 2025 | 5 | 54.1 | 1
2 Diversification | 2025 | 5 | 54.4 | 1
2 Diversification | 2025 | 5 | 55.4 | 1
2 Diversification | 2025 | 5 | 55.6 | 1
2 Diversification | 2025 | 5 | 55.8 | 1
2 Diversification | 2025 | 5 | 56.2 | 1
2 Diversification | 2025 | 5 | 56.7 | 1
2 Diversification | 2025 | 5 | 57.3 | 1
2 Diversification | 2025 | 5 | 58.1 | 1
2 Diversification | 2025 | 5 | 58.3 | 1
2 Diversification | 2025 | 5 | 58.8 | 2
2 Diversification | 2025 | 5 | 60.9 | 1
2 Diversification | 2025 | 5 | 62 | 1
2 Diversification | 2025 | 5 | 63.4 | 1
2 Diversification | 2025 | 5 | 64.1 | 1
2 Diversification | 2025 | 5 | 68.7 | 1
2 Diversification | 2025 | 5 | 70.1 | 1
2 Diversification | 2025 | 5 | 72.2 | 1
2 Diversification | 2025 | 5 | 148.2 | 1
2 Diversification | 2025 | 5 | 428.1 | 1
2 Diversification | 2025 | 6 | -87.5 | 1
2 Diversification | 2025 | 6 | -83.8 | 1
2 Diversification | 2025 | 6 | -75.3 | 1
2 Diversification | 2025 | 6 | -67.5 | 1
2 Diversification | 2025 | 6 | -66.5 | 1
2 Diversification | 2025 | 6 | -62.4 | 1
2 Diversification | 2025 | 6 | -60.7 | 1
2 Diversification | 2025 | 6 | -58.3 | 1
2 Diversification | 2025 | 6 | -56.4 | 1
2 Diversification | 2025 | 6 | -56 | 1
2 Diversification | 2025 | 6 | -55.9 | 1
2 Diversification | 2025 | 6 | -52.1 | 1
2 Diversification | 2025 | 6 | -51.2 | 1
2 Diversification | 2025 | 6 | -49 | 1
2 Diversification | 2025 | 6 | -48.6 | 1
2 Diversification | 2025 | 6 | -48.5 | 1
2 Diversification | 2025 | 6 | -47.6 | 1
2 Diversification | 2025 | 6 | -46.9 | 1
2 Diversification | 2025 | 6 | -46.8 | 1
2 Diversification | 2025 | 6 | -46.7 | 1
2 Diversification | 2025 | 6 | -46.5 | 1
2 Diversification | 2025 | 6 | -46.4 | 1
2 Diversification | 2025 | 6 | -46.3 | 1
2 Diversification | 2025 | 6 | -46 | 2
2 Diversification | 2025 | 6 | -45.9 | 1
2 Diversification | 2025 | 6 | -45.8 | 1
2 Diversification | 2025 | 6 | -44.8 | 1
2 Diversification | 2025 | 6 | -44.5 | 3
2 Diversification | 2025 | 6 | -44.3 | 2
2 Diversification | 2025 | 6 | -44 | 1
2 Diversification | 2025 | 6 | -43.9 | 1
2 Diversification | 2025 | 6 | -43.8 | 1
2 Diversification | 2025 | 6 | -43.5 | 1
2 Diversification | 2025 | 6 | -43.4 | 1
2 Diversification | 2025 | 6 | -43.2 | 2
2 Diversification | 2025 | 6 | -42.8 | 1
2 Diversification | 2025 | 6 | -42.7 | 1
2 Diversification | 2025 | 6 | -42.6 | 1
2 Diversification | 2025 | 6 | -42 | 1
2 Diversification | 2025 | 6 | -41.8 | 1
2 Diversification | 2025 | 6 | -41.5 | 2
2 Diversification | 2025 | 6 | -41.4 | 1
2 Diversification | 2025 | 6 | -41 | 1
2 Diversification | 2025 | 6 | -40.9 | 1
2 Diversification | 2025 | 6 | -40.8 | 1
2 Diversification | 2025 | 6 | -40.4 | 2
2 Diversification | 2025 | 6 | -40 | 2
2 Diversification | 2025 | 6 | -39.9 | 3
2 Diversification | 2025 | 6 | -39.5 | 1
2 Diversification | 2025 | 6 | -39.2 | 1
2 Diversification | 2025 | 6 | -38.9 | 1
2 Diversification | 2025 | 6 | -38.7 | 1
2 Diversification | 2025 | 6 | -38.6 | 2
2 Diversification | 2025 | 6 | -38.1 | 1
2 Diversification | 2025 | 6 | -38 | 1
2 Diversification | 2025 | 6 | -37.9 | 1
2 Diversification | 2025 | 6 | -37.8 | 2
2 Diversification | 2025 | 6 | -37.6 | 1
2 Diversification | 2025 | 6 | -37.3 | 1
2 Diversification | 2025 | 6 | -37.2 | 3
2 Diversification | 2025 | 6 | -37.1 | 1
2 Diversification | 2025 | 6 | -37 | 1
2 Diversification | 2025 | 6 | -36.7 | 1
2 Diversification | 2025 | 6 | -36.6 | 2
2 Diversification | 2025 | 6 | -36.4 | 1
2 Diversification | 2025 | 6 | -36.3 | 2
2 Diversification | 2025 | 6 | -36.2 | 1
2 Diversification | 2025 | 6 | -35.9 | 1
2 Diversification | 2025 | 6 | -35.7 | 2
2 Diversification | 2025 | 6 | -35.5 | 1
2 Diversification | 2025 | 6 | -35.4 | 1
2 Diversification | 2025 | 6 | -35.3 | 1
2 Diversification | 2025 | 6 | -35 | 1
2 Diversification | 2025 | 6 | -34.9 | 1
2 Diversification | 2025 | 6 | -34.8 | 4
2 Diversification | 2025 | 6 | -34.7 | 3
2 Diversification | 2025 | 6 | -34.6 | 3
2 Diversification | 2025 | 6 | -34.5 | 1
2 Diversification | 2025 | 6 | -34.1 | 1
2 Diversification | 2025 | 6 | -34 | 1
2 Diversification | 2025 | 6 | -33.9 | 1
2 Diversification | 2025 | 6 | -33.8 | 2
2 Diversification | 2025 | 6 | -33.7 | 1
2 Diversification | 2025 | 6 | -33.6 | 3
2 Diversification | 2025 | 6 | -33.5 | 1
2 Diversification | 2025 | 6 | -33.3 | 4
2 Diversification | 2025 | 6 | -33.2 | 3
2 Diversification | 2025 | 6 | -33 | 1
2 Diversification | 2025 | 6 | -32.9 | 1
2 Diversification | 2025 | 6 | -32.8 | 1
2 Diversification | 2025 | 6 | -32.6 | 1
2 Diversification | 2025 | 6 | -32.5 | 1
2 Diversification | 2025 | 6 | -32.3 | 3
2 Diversification | 2025 | 6 | -31.8 | 5
2 Diversification | 2025 | 6 | -31.5 | 1
2 Diversification | 2025 | 6 | -31.4 | 2
2 Diversification | 2025 | 6 | -31.3 | 2
2 Diversification | 2025 | 6 | -31.2 | 1
2 Diversification | 2025 | 6 | -31.1 | 2
2 Diversification | 2025 | 6 | -31 | 3
2 Diversification | 2025 | 6 | -30.8 | 1
2 Diversification | 2025 | 6 | -30.7 | 4
2 Diversification | 2025 | 6 | -30.6 | 2
2 Diversification | 2025 | 6 | -30.5 | 2
2 Diversification | 2025 | 6 | -30.4 | 2
2 Diversification | 2025 | 6 | -30.3 | 1
2 Diversification | 2025 | 6 | -30.1 | 2
2 Diversification | 2025 | 6 | -30 | 1
2 Diversification | 2025 | 6 | -29.9 | 3
2 Diversification | 2025 | 6 | -29.8 | 1
2 Diversification | 2025 | 6 | -29.7 | 2
2 Diversification | 2025 | 6 | -29.5 | 1
2 Diversification | 2025 | 6 | -29.4 | 4
2 Diversification | 2025 | 6 | -29.3 | 1
2 Diversification | 2025 | 6 | -29.2 | 2
2 Diversification | 2025 | 6 | -29.1 | 4
2 Diversification | 2025 | 6 | -29 | 1
2 Diversification | 2025 | 6 | -28.9 | 2
2 Diversification | 2025 | 6 | -28.8 | 2
2 Diversification | 2025 | 6 | -28.7 | 2
2 Diversification | 2025 | 6 | -28.6 | 2
2 Diversification | 2025 | 6 | -28.5 | 2
2 Diversification | 2025 | 6 | -28.3 | 3
2 Diversification | 2025 | 6 | -28.2 | 1
2 Diversification | 2025 | 6 | -28.1 | 3
2 Diversification | 2025 | 6 | -28 | 2
2 Diversification | 2025 | 6 | -27.9 | 1
2 Diversification | 2025 | 6 | -27.8 | 3
2 Diversification | 2025 | 6 | -27.7 | 3
2 Diversification | 2025 | 6 | -27.6 | 2
2 Diversification | 2025 | 6 | -27.5 | 1
2 Diversification | 2025 | 6 | -27.4 | 2
2 Diversification | 2025 | 6 | -27.3 | 4
2 Diversification | 2025 | 6 | -27.2 | 2
2 Diversification | 2025 | 6 | -27.1 | 6
2 Diversification | 2025 | 6 | -27 | 2
2 Diversification | 2025 | 6 | -26.9 | 2
2 Diversification | 2025 | 6 | -26.8 | 4
2 Diversification | 2025 | 6 | -26.7 | 3
2 Diversification | 2025 | 6 | -26.6 | 1
2 Diversification | 2025 | 6 | -26.5 | 4
2 Diversification | 2025 | 6 | -26.4 | 1
2 Diversification | 2025 | 6 | -26.2 | 3
2 Diversification | 2025 | 6 | -26.1 | 2
2 Diversification | 2025 | 6 | -26 | 4
2 Diversification | 2025 | 6 | -25.9 | 4
2 Diversification | 2025 | 6 | -25.8 | 2
2 Diversification | 2025 | 6 | -25.7 | 5
2 Diversification | 2025 | 6 | -25.6 | 3
2 Diversification | 2025 | 6 | -25.5 | 1
2 Diversification | 2025 | 6 | -25.4 | 1
2 Diversification | 2025 | 6 | -25.2 | 4
2 Diversification | 2025 | 6 | -25.1 | 3
2 Diversification | 2025 | 6 | -25 | 3
2 Diversification | 2025 | 6 | -24.9 | 2
2 Diversification | 2025 | 6 | -24.8 | 4
2 Diversification | 2025 | 6 | -24.7 | 2
2 Diversification | 2025 | 6 | -24.6 | 5
2 Diversification | 2025 | 6 | -24.5 | 4
2 Diversification | 2025 | 6 | -24.4 | 1
2 Diversification | 2025 | 6 | -24.3 | 2
2 Diversification | 2025 | 6 | -24.1 | 1
2 Diversification | 2025 | 6 | -24 | 3
2 Diversification | 2025 | 6 | -23.9 | 1
2 Diversification | 2025 | 6 | -23.8 | 4
2 Diversification | 2025 | 6 | -23.7 | 3
2 Diversification | 2025 | 6 | -23.6 | 2
2 Diversification | 2025 | 6 | -23.5 | 1
2 Diversification | 2025 | 6 | -23.4 | 2
2 Diversification | 2025 | 6 | -23.3 | 5
2 Diversification | 2025 | 6 | -23.2 | 5
2 Diversification | 2025 | 6 | -23.1 | 1
2 Diversification | 2025 | 6 | -23 | 3
2 Diversification | 2025 | 6 | -22.8 | 2
2 Diversification | 2025 | 6 | -22.7 | 5
2 Diversification | 2025 | 6 | -22.6 | 4
2 Diversification | 2025 | 6 | -22.5 | 2
2 Diversification | 2025 | 6 | -22.4 | 3
2 Diversification | 2025 | 6 | -22.3 | 2
2 Diversification | 2025 | 6 | -22.2 | 1
2 Diversification | 2025 | 6 | -22.1 | 4
2 Diversification | 2025 | 6 | -22 | 5
2 Diversification | 2025 | 6 | -21.9 | 4
2 Diversification | 2025 | 6 | -21.8 | 3
2 Diversification | 2025 | 6 | -21.7 | 2
2 Diversification | 2025 | 6 | -21.6 | 1
2 Diversification | 2025 | 6 | -21.5 | 9
2 Diversification | 2025 | 6 | -21.4 | 6
2 Diversification | 2025 | 6 | -21.3 | 9
2 Diversification | 2025 | 6 | -21.2 | 1
2 Diversification | 2025 | 6 | -21.1 | 2
2 Diversification | 2025 | 6 | -21 | 3
2 Diversification | 2025 | 6 | -20.9 | 6
2 Diversification | 2025 | 6 | -20.8 | 4
2 Diversification | 2025 | 6 | -20.7 | 4
2 Diversification | 2025 | 6 | -20.6 | 5
2 Diversification | 2025 | 6 | -20.5 | 4
2 Diversification | 2025 | 6 | -20.4 | 4
2 Diversification | 2025 | 6 | -20.3 | 1
2 Diversification | 2025 | 6 | -20.2 | 2
2 Diversification | 2025 | 6 | -20.1 | 5
2 Diversification | 2025 | 6 | -20 | 1
2 Diversification | 2025 | 6 | -19.9 | 3
2 Diversification | 2025 | 6 | -19.8 | 4
2 Diversification | 2025 | 6 | -19.7 | 3
2 Diversification | 2025 | 6 | -19.6 | 4
2 Diversification | 2025 | 6 | -19.5 | 5
2 Diversification | 2025 | 6 | -19.4 | 3
2 Diversification | 2025 | 6 | -19.3 | 2
2 Diversification | 2025 | 6 | -19.2 | 3
2 Diversification | 2025 | 6 | -19.1 | 3
2 Diversification | 2025 | 6 | -19 | 2
2 Diversification | 2025 | 6 | -18.9 | 4
2 Diversification | 2025 | 6 | -18.8 | 6
2 Diversification | 2025 | 6 | -18.7 | 8
2 Diversification | 2025 | 6 | -18.6 | 3
2 Diversification | 2025 | 6 | -18.5 | 3
2 Diversification | 2025 | 6 | -18.4 | 2
2 Diversification | 2025 | 6 | -18.3 | 3
2 Diversification | 2025 | 6 | -18.2 | 6
2 Diversification | 2025 | 6 | -18.1 | 5
2 Diversification | 2025 | 6 | -18 | 1
2 Diversification | 2025 | 6 | -17.9 | 1
2 Diversification | 2025 | 6 | -17.8 | 2
2 Diversification | 2025 | 6 | -17.7 | 3
2 Diversification | 2025 | 6 | -17.6 | 8
2 Diversification | 2025 | 6 | -17.5 | 4
2 Diversification | 2025 | 6 | -17.4 | 4
2 Diversification | 2025 | 6 | -17.3 | 4
2 Diversification | 2025 | 6 | -17.2 | 2
2 Diversification | 2025 | 6 | -17.1 | 4
2 Diversification | 2025 | 6 | -17 | 4
2 Diversification | 2025 | 6 | -16.9 | 7
2 Diversification | 2025 | 6 | -16.8 | 7
2 Diversification | 2025 | 6 | -16.7 | 1
2 Diversification | 2025 | 6 | -16.6 | 3
2 Diversification | 2025 | 6 | -16.5 | 2
2 Diversification | 2025 | 6 | -16.4 | 5
2 Diversification | 2025 | 6 | -16.3 | 3
2 Diversification | 2025 | 6 | -16.2 | 6
2 Diversification | 2025 | 6 | -16.1 | 3
2 Diversification | 2025 | 6 | -16 | 4
2 Diversification | 2025 | 6 | -15.9 | 5
2 Diversification | 2025 | 6 | -15.8 | 4
2 Diversification | 2025 | 6 | -15.7 | 5
2 Diversification | 2025 | 6 | -15.6 | 4
2 Diversification | 2025 | 6 | -15.5 | 3
2 Diversification | 2025 | 6 | -15.4 | 5
2 Diversification | 2025 | 6 | -15.3 | 4
2 Diversification | 2025 | 6 | -15.2 | 3
2 Diversification | 2025 | 6 | -15.1 | 8
2 Diversification | 2025 | 6 | -15 | 6
2 Diversification | 2025 | 6 | -14.9 | 2
2 Diversification | 2025 | 6 | -14.8 | 3
2 Diversification | 2025 | 6 | -14.7 | 2
2 Diversification | 2025 | 6 | -14.6 | 6
2 Diversification | 2025 | 6 | -14.5 | 3
2 Diversification | 2025 | 6 | -14.4 | 6
2 Diversification | 2025 | 6 | -14.3 | 5
2 Diversification | 2025 | 6 | -14.2 | 1
2 Diversification | 2025 | 6 | -14.1 | 4
2 Diversification | 2025 | 6 | -14 | 3
2 Diversification | 2025 | 6 | -13.9 | 3
2 Diversification | 2025 | 6 | -13.8 | 5
2 Diversification | 2025 | 6 | -13.7 | 4
2 Diversification | 2025 | 6 | -13.6 | 5
2 Diversification | 2025 | 6 | -13.5 | 4
2 Diversification | 2025 | 6 | -13.4 | 4
2 Diversification | 2025 | 6 | -13.3 | 4
2 Diversification | 2025 | 6 | -13.2 | 4
2 Diversification | 2025 | 6 | -13.1 | 3
2 Diversification | 2025 | 6 | -13 | 4
2 Diversification | 2025 | 6 | -12.8 | 5
2 Diversification | 2025 | 6 | -12.7 | 5
2 Diversification | 2025 | 6 | -12.6 | 4
2 Diversification | 2025 | 6 | -12.5 | 2
2 Diversification | 2025 | 6 | -12.4 | 1
2 Diversification | 2025 | 6 | -12.3 | 6
2 Diversification | 2025 | 6 | -12.2 | 4
2 Diversification | 2025 | 6 | -12.1 | 1
2 Diversification | 2025 | 6 | -12 | 6
2 Diversification | 2025 | 6 | -11.9 | 6
2 Diversification | 2025 | 6 | -11.8 | 5
2 Diversification | 2025 | 6 | -11.7 | 3
2 Diversification | 2025 | 6 | -11.6 | 4
2 Diversification | 2025 | 6 | -11.5 | 3
2 Diversification | 2025 | 6 | -11.2 | 5
2 Diversification | 2025 | 6 | -11 | 6
2 Diversification | 2025 | 6 | -10.9 | 2
2 Diversification | 2025 | 6 | -10.8 | 1
2 Diversification | 2025 | 6 | -10.7 | 3
2 Diversification | 2025 | 6 | -10.6 | 5
2 Diversification | 2025 | 6 | -10.5 | 3
2 Diversification | 2025 | 6 | -10.4 | 3
2 Diversification | 2025 | 6 | -10.3 | 3
2 Diversification | 2025 | 6 | -10.2 | 2
2 Diversification | 2025 | 6 | -10.1 | 2
2 Diversification | 2025 | 6 | -9.9 | 3
2 Diversification | 2025 | 6 | -9.8 | 1
2 Diversification | 2025 | 6 | -9.7 | 3
2 Diversification | 2025 | 6 | -9.6 | 3
2 Diversification | 2025 | 6 | -9.3 | 4
2 Diversification | 2025 | 6 | -9.1 | 4
2 Diversification | 2025 | 6 | -8.9 | 2
2 Diversification | 2025 | 6 | -8.8 | 3
2 Diversification | 2025 | 6 | -8.7 | 3
2 Diversification | 2025 | 6 | -8.6 | 1
2 Diversification | 2025 | 6 | -8.5 | 5
2 Diversification | 2025 | 6 | -8.4 | 3
2 Diversification | 2025 | 6 | -8.3 | 3
2 Diversification | 2025 | 6 | -8.2 | 3
2 Diversification | 2025 | 6 | -8.1 | 1
2 Diversification | 2025 | 6 | -7.9 | 1
2 Diversification | 2025 | 6 | -7.8 | 2
2 Diversification | 2025 | 6 | -7.7 | 3
2 Diversification | 2025 | 6 | -7.6 | 2
2 Diversification | 2025 | 6 | -7.5 | 5
2 Diversification | 2025 | 6 | -7.3 | 2
2 Diversification | 2025 | 6 | -7.2 | 1
2 Diversification | 2025 | 6 | -7.1 | 4
2 Diversification | 2025 | 6 | -7 | 1
2 Diversification | 2025 | 6 | -6.9 | 5
2 Diversification | 2025 | 6 | -6.8 | 1
2 Diversification | 2025 | 6 | -6.7 | 2
2 Diversification | 2025 | 6 | -6.6 | 1
2 Diversification | 2025 | 6 | -6.5 | 1
2 Diversification | 2025 | 6 | -6.4 | 1
2 Diversification | 2025 | 6 | -6.3 | 2
2 Diversification | 2025 | 6 | -6.2 | 3
2 Diversification | 2025 | 6 | -6 | 1
2 Diversification | 2025 | 6 | -5.9 | 1
2 Diversification | 2025 | 6 | -5.8 | 3
2 Diversification | 2025 | 6 | -5.7 | 1
2 Diversification | 2025 | 6 | -5.6 | 2
2 Diversification | 2025 | 6 | -5.5 | 3
2 Diversification | 2025 | 6 | -5.4 | 1
2 Diversification | 2025 | 6 | -5.3 | 2
2 Diversification | 2025 | 6 | -5 | 2
2 Diversification | 2025 | 6 | -4.9 | 2
2 Diversification | 2025 | 6 | -4.8 | 1
2 Diversification | 2025 | 6 | -4.7 | 2
2 Diversification | 2025 | 6 | -4.2 | 2
2 Diversification | 2025 | 6 | -4 | 1
2 Diversification | 2025 | 6 | -3.9 | 1
2 Diversification | 2025 | 6 | -3.6 | 2
2 Diversification | 2025 | 6 | -3.5 | 2
2 Diversification | 2025 | 6 | -3.4 | 1
2 Diversification | 2025 | 6 | -3.3 | 1
2 Diversification | 2025 | 6 | -3 | 1
2 Diversification | 2025 | 6 | -2.9 | 1
2 Diversification | 2025 | 6 | -2.7 | 1
2 Diversification | 2025 | 6 | -2 | 1
2 Diversification | 2025 | 6 | -1.7 | 2
2 Diversification | 2025 | 6 | -1.1 | 1
2 Diversification | 2025 | 6 | -1 | 1
2 Diversification | 2025 | 6 | 0 | 1
2 Diversification | 2025 | 6 | 0.8 | 1
2 Diversification | 2025 | 6 | 0.9 | 1
2 Diversification | 2025 | 6 | 1.2 | 1
2 Diversification | 2025 | 6 | 1.6 | 1
2 Diversification | 2025 | 6 | 1.7 | 1
2 Diversification | 2025 | 6 | 1.8 | 1
2 Diversification | 2025 | 6 | 2.5 | 1
2 Diversification | 2025 | 6 | 3.1 | 1
2 Diversification | 2025 | 6 | 3.4 | 1
2 Diversification | 2025 | 6 | 3.5 | 1
2 Diversification | 2025 | 6 | 3.7 | 2
2 Diversification | 2025 | 6 | 3.8 | 1
2 Diversification | 2025 | 6 | 3.9 | 1
2 Diversification | 2025 | 6 | 4 | 3
2 Diversification | 2025 | 6 | 4.1 | 2
2 Diversification | 2025 | 6 | 4.3 | 2
2 Diversification | 2025 | 6 | 4.7 | 2
2 Diversification | 2025 | 6 | 4.9 | 1
2 Diversification | 2025 | 6 | 5 | 1
2 Diversification | 2025 | 6 | 5.1 | 1
2 Diversification | 2025 | 6 | 5.2 | 2
2 Diversification | 2025 | 6 | 5.3 | 1
2 Diversification | 2025 | 6 | 5.6 | 1
2 Diversification | 2025 | 6 | 5.7 | 3
2 Diversification | 2025 | 6 | 5.9 | 1
2 Diversification | 2025 | 6 | 6 | 1
2 Diversification | 2025 | 6 | 6.1 | 1
2 Diversification | 2025 | 6 | 6.2 | 2
2 Diversification | 2025 | 6 | 6.3 | 1
2 Diversification | 2025 | 6 | 6.4 | 2
2 Diversification | 2025 | 6 | 6.5 | 2
2 Diversification | 2025 | 6 | 6.6 | 1
2 Diversification | 2025 | 6 | 6.7 | 3
2 Diversification | 2025 | 6 | 6.8 | 1
2 Diversification | 2025 | 6 | 6.9 | 1
2 Diversification | 2025 | 6 | 7 | 2
2 Diversification | 2025 | 6 | 7.1 | 1
2 Diversification | 2025 | 6 | 7.2 | 3
2 Diversification | 2025 | 6 | 7.3 | 2
2 Diversification | 2025 | 6 | 7.4 | 1
2 Diversification | 2025 | 6 | 7.5 | 2
2 Diversification | 2025 | 6 | 7.7 | 3
2 Diversification | 2025 | 6 | 7.8 | 1
2 Diversification | 2025 | 6 | 8 | 2
2 Diversification | 2025 | 6 | 8.1 | 2
2 Diversification | 2025 | 6 | 8.2 | 1
2 Diversification | 2025 | 6 | 8.3 | 3
2 Diversification | 2025 | 6 | 8.4 | 4
2 Diversification | 2025 | 6 | 8.5 | 5
2 Diversification | 2025 | 6 | 8.6 | 3
2 Diversification | 2025 | 6 | 8.7 | 2
2 Diversification | 2025 | 6 | 8.8 | 2
2 Diversification | 2025 | 6 | 8.9 | 3
2 Diversification | 2025 | 6 | 9 | 5
2 Diversification | 2025 | 6 | 9.1 | 3
2 Diversification | 2025 | 6 | 9.2 | 3
2 Diversification | 2025 | 6 | 9.3 | 5
2 Diversification | 2025 | 6 | 9.4 | 5
2 Diversification | 2025 | 6 | 9.6 | 6
2 Diversification | 2025 | 6 | 9.7 | 4
2 Diversification | 2025 | 6 | 9.8 | 1
2 Diversification | 2025 | 6 | 9.9 | 4
2 Diversification | 2025 | 6 | 10 | 8
2 Diversification | 2025 | 6 | 10.1 | 1
2 Diversification | 2025 | 6 | 10.2 | 1
2 Diversification | 2025 | 6 | 10.3 | 5
2 Diversification | 2025 | 6 | 10.4 | 1
2 Diversification | 2025 | 6 | 10.5 | 1
2 Diversification | 2025 | 6 | 10.6 | 3
2 Diversification | 2025 | 6 | 10.7 | 5
2 Diversification | 2025 | 6 | 10.8 | 2
2 Diversification | 2025 | 6 | 10.9 | 4
2 Diversification | 2025 | 6 | 11 | 2
2 Diversification | 2025 | 6 | 11.1 | 1
2 Diversification | 2025 | 6 | 11.2 | 5
2 Diversification | 2025 | 6 | 11.3 | 4
2 Diversification | 2025 | 6 | 11.4 | 5
2 Diversification | 2025 | 6 | 11.5 | 4
2 Diversification | 2025 | 6 | 11.6 | 4
2 Diversification | 2025 | 6 | 11.7 | 1
2 Diversification | 2025 | 6 | 11.8 | 3
2 Diversification | 2025 | 6 | 11.9 | 2
2 Diversification | 2025 | 6 | 12 | 3
2 Diversification | 2025 | 6 | 12.2 | 6
2 Diversification | 2025 | 6 | 12.3 | 6
2 Diversification | 2025 | 6 | 12.5 | 2
2 Diversification | 2025 | 6 | 12.6 | 2
2 Diversification | 2025 | 6 | 12.7 | 4
2 Diversification | 2025 | 6 | 12.8 | 2
2 Diversification | 2025 | 6 | 12.9 | 2
2 Diversification | 2025 | 6 | 13 | 2
2 Diversification | 2025 | 6 | 13.1 | 5
2 Diversification | 2025 | 6 | 13.2 | 7
2 Diversification | 2025 | 6 | 13.3 | 4
2 Diversification | 2025 | 6 | 13.4 | 4
2 Diversification | 2025 | 6 | 13.5 | 5
2 Diversification | 2025 | 6 | 13.6 | 3
2 Diversification | 2025 | 6 | 13.7 | 1
2 Diversification | 2025 | 6 | 13.8 | 4
2 Diversification | 2025 | 6 | 13.9 | 4
2 Diversification | 2025 | 6 | 14 | 6
2 Diversification | 2025 | 6 | 14.1 | 3
2 Diversification | 2025 | 6 | 14.2 | 2
2 Diversification | 2025 | 6 | 14.3 | 6
2 Diversification | 2025 | 6 | 14.4 | 3
2 Diversification | 2025 | 6 | 14.5 | 5
2 Diversification | 2025 | 6 | 14.6 | 1
2 Diversification | 2025 | 6 | 14.7 | 2
2 Diversification | 2025 | 6 | 14.8 | 4
2 Diversification | 2025 | 6 | 14.9 | 7
2 Diversification | 2025 | 6 | 15 | 5
2 Diversification | 2025 | 6 | 15.1 | 3
2 Diversification | 2025 | 6 | 15.2 | 3
2 Diversification | 2025 | 6 | 15.3 | 1
2 Diversification | 2025 | 6 | 15.4 | 3
2 Diversification | 2025 | 6 | 15.5 | 2
2 Diversification | 2025 | 6 | 15.6 | 3
2 Diversification | 2025 | 6 | 15.7 | 3
2 Diversification | 2025 | 6 | 15.8 | 5
2 Diversification | 2025 | 6 | 15.9 | 2
2 Diversification | 2025 | 6 | 16 | 5
2 Diversification | 2025 | 6 | 16.1 | 3
2 Diversification | 2025 | 6 | 16.2 | 5
2 Diversification | 2025 | 6 | 16.3 | 2
2 Diversification | 2025 | 6 | 16.4 | 3
2 Diversification | 2025 | 6 | 16.5 | 4
2 Diversification | 2025 | 6 | 16.6 | 4
2 Diversification | 2025 | 6 | 16.7 | 7
2 Diversification | 2025 | 6 | 16.8 | 2
2 Diversification | 2025 | 6 | 16.9 | 5
2 Diversification | 2025 | 6 | 17 | 5
2 Diversification | 2025 | 6 | 17.1 | 3
2 Diversification | 2025 | 6 | 17.2 | 2
2 Diversification | 2025 | 6 | 17.3 | 10
2 Diversification | 2025 | 6 | 17.4 | 1
2 Diversification | 2025 | 6 | 17.5 | 3
2 Diversification | 2025 | 6 | 17.6 | 1
2 Diversification | 2025 | 6 | 17.7 | 4
2 Diversification | 2025 | 6 | 17.8 | 4
2 Diversification | 2025 | 6 | 17.9 | 3
2 Diversification | 2025 | 6 | 18 | 5
2 Diversification | 2025 | 6 | 18.1 | 6
2 Diversification | 2025 | 6 | 18.2 | 6
2 Diversification | 2025 | 6 | 18.3 | 4
2 Diversification | 2025 | 6 | 18.4 | 1
2 Diversification | 2025 | 6 | 18.5 | 3
2 Diversification | 2025 | 6 | 18.6 | 2
2 Diversification | 2025 | 6 | 18.7 | 1
2 Diversification | 2025 | 6 | 18.8 | 5
2 Diversification | 2025 | 6 | 18.9 | 3
2 Diversification | 2025 | 6 | 19 | 4
2 Diversification | 2025 | 6 | 19.1 | 8
2 Diversification | 2025 | 6 | 19.2 | 5
2 Diversification | 2025 | 6 | 19.3 | 5
2 Diversification | 2025 | 6 | 19.4 | 1
2 Diversification | 2025 | 6 | 19.5 | 2
2 Diversification | 2025 | 6 | 19.6 | 4
2 Diversification | 2025 | 6 | 19.7 | 1
2 Diversification | 2025 | 6 | 19.8 | 4
2 Diversification | 2025 | 6 | 19.9 | 2
2 Diversification | 2025 | 6 | 20 | 4
2 Diversification | 2025 | 6 | 20.1 | 4
2 Diversification | 2025 | 6 | 20.2 | 8
2 Diversification | 2025 | 6 | 20.3 | 4
2 Diversification | 2025 | 6 | 20.4 | 7
2 Diversification | 2025 | 6 | 20.5 | 6
2 Diversification | 2025 | 6 | 20.6 | 6
2 Diversification | 2025 | 6 | 20.7 | 4
2 Diversification | 2025 | 6 | 20.8 | 6
2 Diversification | 2025 | 6 | 20.9 | 2
2 Diversification | 2025 | 6 | 21 | 1
2 Diversification | 2025 | 6 | 21.1 | 6
2 Diversification | 2025 | 6 | 21.2 | 2
2 Diversification | 2025 | 6 | 21.3 | 4
2 Diversification | 2025 | 6 | 21.4 | 3
2 Diversification | 2025 | 6 | 21.5 | 3
2 Diversification | 2025 | 6 | 21.6 | 2
2 Diversification | 2025 | 6 | 21.7 | 10
2 Diversification | 2025 | 6 | 21.8 | 6
2 Diversification | 2025 | 6 | 21.9 | 8
2 Diversification | 2025 | 6 | 22 | 7
2 Diversification | 2025 | 6 | 22.1 | 1
2 Diversification | 2025 | 6 | 22.2 | 3
2 Diversification | 2025 | 6 | 22.3 | 5
2 Diversification | 2025 | 6 | 22.4 | 4
2 Diversification | 2025 | 6 | 22.5 | 4
2 Diversification | 2025 | 6 | 22.6 | 6
2 Diversification | 2025 | 6 | 22.7 | 1
2 Diversification | 2025 | 6 | 22.8 | 6
2 Diversification | 2025 | 6 | 22.9 | 2
2 Diversification | 2025 | 6 | 23 | 2
2 Diversification | 2025 | 6 | 23.1 | 2
2 Diversification | 2025 | 6 | 23.2 | 4
2 Diversification | 2025 | 6 | 23.3 | 5
2 Diversification | 2025 | 6 | 23.4 | 2
2 Diversification | 2025 | 6 | 23.5 | 1
2 Diversification | 2025 | 6 | 23.6 | 3
2 Diversification | 2025 | 6 | 23.7 | 6
2 Diversification | 2025 | 6 | 23.8 | 4
2 Diversification | 2025 | 6 | 23.9 | 1
2 Diversification | 2025 | 6 | 24 | 3
2 Diversification | 2025 | 6 | 24.1 | 5
2 Diversification | 2025 | 6 | 24.2 | 4
2 Diversification | 2025 | 6 | 24.3 | 2
2 Diversification | 2025 | 6 | 24.4 | 1
2 Diversification | 2025 | 6 | 24.5 | 6
2 Diversification | 2025 | 6 | 24.6 | 4
2 Diversification | 2025 | 6 | 24.7 | 5
2 Diversification | 2025 | 6 | 24.8 | 5
2 Diversification | 2025 | 6 | 24.9 | 4
2 Diversification | 2025 | 6 | 25 | 5
2 Diversification | 2025 | 6 | 25.1 | 4
2 Diversification | 2025 | 6 | 25.2 | 4
2 Diversification | 2025 | 6 | 25.3 | 4
2 Diversification | 2025 | 6 | 25.4 | 3
2 Diversification | 2025 | 6 | 25.5 | 2
2 Diversification | 2025 | 6 | 25.6 | 1
2 Diversification | 2025 | 6 | 25.7 | 4
2 Diversification | 2025 | 6 | 25.8 | 1
2 Diversification | 2025 | 6 | 25.9 | 1
2 Diversification | 2025 | 6 | 26.1 | 5
2 Diversification | 2025 | 6 | 26.2 | 2
2 Diversification | 2025 | 6 | 26.3 | 5
2 Diversification | 2025 | 6 | 26.4 | 7
2 Diversification | 2025 | 6 | 26.5 | 4
2 Diversification | 2025 | 6 | 26.6 | 2
2 Diversification | 2025 | 6 | 26.7 | 3
2 Diversification | 2025 | 6 | 26.8 | 1
2 Diversification | 2025 | 6 | 26.9 | 2
2 Diversification | 2025 | 6 | 27 | 5
2 Diversification | 2025 | 6 | 27.1 | 1
2 Diversification | 2025 | 6 | 27.2 | 3
2 Diversification | 2025 | 6 | 27.3 | 3
2 Diversification | 2025 | 6 | 27.4 | 1
2 Diversification | 2025 | 6 | 27.5 | 1
2 Diversification | 2025 | 6 | 27.6 | 1
2 Diversification | 2025 | 6 | 27.7 | 2
2 Diversification | 2025 | 6 | 27.8 | 1
2 Diversification | 2025 | 6 | 27.9 | 1
2 Diversification | 2025 | 6 | 28 | 3
2 Diversification | 2025 | 6 | 28.1 | 2
2 Diversification | 2025 | 6 | 28.2 | 3
2 Diversification | 2025 | 6 | 28.3 | 5
2 Diversification | 2025 | 6 | 28.4 | 3
2 Diversification | 2025 | 6 | 28.5 | 2
2 Diversification | 2025 | 6 | 28.6 | 2
2 Diversification | 2025 | 6 | 28.7 | 3
2 Diversification | 2025 | 6 | 28.9 | 2
2 Diversification | 2025 | 6 | 29 | 1
2 Diversification | 2025 | 6 | 29.1 | 1
2 Diversification | 2025 | 6 | 29.2 | 1
2 Diversification | 2025 | 6 | 29.3 | 1
2 Diversification | 2025 | 6 | 29.4 | 3
2 Diversification | 2025 | 6 | 29.5 | 2
2 Diversification | 2025 | 6 | 29.6 | 1
2 Diversification | 2025 | 6 | 29.8 | 1
2 Diversification | 2025 | 6 | 29.9 | 6
2 Diversification | 2025 | 6 | 30 | 2
2 Diversification | 2025 | 6 | 30.1 | 3
2 Diversification | 2025 | 6 | 30.2 | 2
2 Diversification | 2025 | 6 | 30.3 | 2
2 Diversification | 2025 | 6 | 30.4 | 2
2 Diversification | 2025 | 6 | 30.5 | 2
2 Diversification | 2025 | 6 | 30.7 | 2
2 Diversification | 2025 | 6 | 30.8 | 2
2 Diversification | 2025 | 6 | 30.9 | 4
2 Diversification | 2025 | 6 | 31 | 1
2 Diversification | 2025 | 6 | 31.1 | 6
2 Diversification | 2025 | 6 | 31.3 | 1
2 Diversification | 2025 | 6 | 31.4 | 2
2 Diversification | 2025 | 6 | 31.5 | 2
2 Diversification | 2025 | 6 | 31.6 | 1
2 Diversification | 2025 | 6 | 31.7 | 4
2 Diversification | 2025 | 6 | 31.8 | 4
2 Diversification | 2025 | 6 | 31.9 | 3
2 Diversification | 2025 | 6 | 32 | 2
2 Diversification | 2025 | 6 | 32.1 | 1
2 Diversification | 2025 | 6 | 32.2 | 4
2 Diversification | 2025 | 6 | 32.3 | 2
2 Diversification | 2025 | 6 | 32.5 | 2
2 Diversification | 2025 | 6 | 32.6 | 2
2 Diversification | 2025 | 6 | 32.7 | 3
2 Diversification | 2025 | 6 | 32.8 | 2
2 Diversification | 2025 | 6 | 33 | 1
2 Diversification | 2025 | 6 | 33.2 | 3
2 Diversification | 2025 | 6 | 33.3 | 2
2 Diversification | 2025 | 6 | 33.4 | 1
2 Diversification | 2025 | 6 | 33.5 | 2
2 Diversification | 2025 | 6 | 33.7 | 3
2 Diversification | 2025 | 6 | 33.9 | 2
2 Diversification | 2025 | 6 | 34 | 1
2 Diversification | 2025 | 6 | 34.1 | 1
2 Diversification | 2025 | 6 | 34.2 | 1
2 Diversification | 2025 | 6 | 34.4 | 2
2 Diversification | 2025 | 6 | 34.5 | 1
2 Diversification | 2025 | 6 | 34.6 | 3
2 Diversification | 2025 | 6 | 34.7 | 1
2 Diversification | 2025 | 6 | 34.8 | 2
2 Diversification | 2025 | 6 | 34.9 | 1
2 Diversification | 2025 | 6 | 35.1 | 1
2 Diversification | 2025 | 6 | 35.2 | 2
2 Diversification | 2025 | 6 | 35.3 | 1
2 Diversification | 2025 | 6 | 35.5 | 2
2 Diversification | 2025 | 6 | 35.6 | 2
2 Diversification | 2025 | 6 | 35.7 | 1
2 Diversification | 2025 | 6 | 35.9 | 1
2 Diversification | 2025 | 6 | 36 | 2
2 Diversification | 2025 | 6 | 36.2 | 1
2 Diversification | 2025 | 6 | 36.3 | 2
2 Diversification | 2025 | 6 | 36.6 | 1
2 Diversification | 2025 | 6 | 36.9 | 3
2 Diversification | 2025 | 6 | 37 | 1
2 Diversification | 2025 | 6 | 37.1 | 1
2 Diversification | 2025 | 6 | 37.5 | 2
2 Diversification | 2025 | 6 | 37.6 | 1
2 Diversification | 2025 | 6 | 37.7 | 1
2 Diversification | 2025 | 6 | 37.8 | 1
2 Diversification | 2025 | 6 | 37.9 | 1
2 Diversification | 2025 | 6 | 38.2 | 1
2 Diversification | 2025 | 6 | 38.5 | 1
2 Diversification | 2025 | 6 | 38.6 | 1
2 Diversification | 2025 | 6 | 38.7 | 1
2 Diversification | 2025 | 6 | 38.8 | 1
2 Diversification | 2025 | 6 | 38.9 | 1
2 Diversification | 2025 | 6 | 39.2 | 2
2 Diversification | 2025 | 6 | 39.3 | 1
2 Diversification | 2025 | 6 | 39.4 | 2
2 Diversification | 2025 | 6 | 39.5 | 1
2 Diversification | 2025 | 6 | 39.6 | 1
2 Diversification | 2025 | 6 | 39.7 | 1
2 Diversification | 2025 | 6 | 39.8 | 2
2 Diversification | 2025 | 6 | 39.9 | 2
2 Diversification | 2025 | 6 | 40 | 3
2 Diversification | 2025 | 6 | 40.4 | 1
2 Diversification | 2025 | 6 | 40.5 | 1
2 Diversification | 2025 | 6 | 40.7 | 1
2 Diversification | 2025 | 6 | 40.8 | 1
2 Diversification | 2025 | 6 | 40.9 | 1
2 Diversification | 2025 | 6 | 41 | 1
2 Diversification | 2025 | 6 | 41.1 | 2
2 Diversification | 2025 | 6 | 41.7 | 1
2 Diversification | 2025 | 6 | 41.8 | 2
2 Diversification | 2025 | 6 | 42 | 1
2 Diversification | 2025 | 6 | 42.2 | 1
2 Diversification | 2025 | 6 | 42.4 | 1
2 Diversification | 2025 | 6 | 42.6 | 1
2 Diversification | 2025 | 6 | 43.2 | 1
2 Diversification | 2025 | 6 | 43.6 | 2
2 Diversification | 2025 | 6 | 44 | 1
2 Diversification | 2025 | 6 | 44.3 | 1
2 Diversification | 2025 | 6 | 44.4 | 2
2 Diversification | 2025 | 6 | 44.6 | 1
2 Diversification | 2025 | 6 | 44.7 | 2
2 Diversification | 2025 | 6 | 44.9 | 2
2 Diversification | 2025 | 6 | 45.1 | 1
2 Diversification | 2025 | 6 | 45.5 | 1
2 Diversification | 2025 | 6 | 45.6 | 1
2 Diversification | 2025 | 6 | 46.4 | 1
2 Diversification | 2025 | 6 | 46.6 | 1
2 Diversification | 2025 | 6 | 46.8 | 1
2 Diversification | 2025 | 6 | 47.4 | 1
2 Diversification | 2025 | 6 | 47.9 | 1
2 Diversification | 2025 | 6 | 48.7 | 1
2 Diversification | 2025 | 6 | 49.3 | 1
2 Diversification | 2025 | 6 | 49.6 | 1
2 Diversification | 2025 | 6 | 49.8 | 2
2 Diversification | 2025 | 6 | 50.5 | 1
2 Diversification | 2025 | 6 | 51.1 | 1
2 Diversification | 2025 | 6 | 51.4 | 1
2 Diversification | 2025 | 6 | 52 | 1
2 Diversification | 2025 | 6 | 52.9 | 1
2 Diversification | 2025 | 6 | 53 | 1
2 Diversification | 2025 | 6 | 53.3 | 1
2 Diversification | 2025 | 6 | 55.4 | 3
2 Diversification | 2025 | 6 | 56.7 | 2
2 Diversification | 2025 | 6 | 57.3 | 1
2 Diversification | 2025 | 6 | 57.6 | 1
2 Diversification | 2025 | 6 | 59.4 | 1
2 Diversification | 2025 | 6 | 59.6 | 1
2 Diversification | 2025 | 6 | 59.7 | 1
2 Diversification | 2025 | 6 | 61.5 | 1
2 Diversification | 2025 | 6 | 63.6 | 1
2 Diversification | 2025 | 6 | 64 | 1
2 Diversification | 2025 | 6 | 65.1 | 1
2 Diversification | 2025 | 6 | 67.6 | 1
2 Diversification | 2025 | 6 | 69.1 | 1
2 Diversification | 2025 | 6 | 69.9 | 1
2 Diversification | 2025 | 6 | 75.6 | 1
2 Diversification | 2025 | 6 | 75.9 | 1
2 Diversification | 2025 | 6 | 82.8 | 1
2 Diversification | 2025 | 6 | 205.7 | 1
2 Diversification | 2025 | 6 | 217.7 | 1
2 Diversification | 2025 | 7 | -76.5 | 1
2 Diversification | 2025 | 7 | -67.9 | 1
2 Diversification | 2025 | 7 | -66.5 | 1
2 Diversification | 2025 | 7 | -65.3 | 1
2 Diversification | 2025 | 7 | -63.4 | 1
2 Diversification | 2025 | 7 | -62.4 | 1
2 Diversification | 2025 | 7 | -61.2 | 1
2 Diversification | 2025 | 7 | -60.4 | 1
2 Diversification | 2025 | 7 | -57.6 | 1
2 Diversification | 2025 | 7 | -57.5 | 1
2 Diversification | 2025 | 7 | -56.2 | 2
2 Diversification | 2025 | 7 | -54.4 | 1
2 Diversification | 2025 | 7 | -53.4 | 1
2 Diversification | 2025 | 7 | -51.7 | 1
2 Diversification | 2025 | 7 | -51.5 | 1
2 Diversification | 2025 | 7 | -51.4 | 1
2 Diversification | 2025 | 7 | -51 | 1
2 Diversification | 2025 | 7 | -50.4 | 1
2 Diversification | 2025 | 7 | -50 | 1
2 Diversification | 2025 | 7 | -49.4 | 1
2 Diversification | 2025 | 7 | -49.3 | 1
2 Diversification | 2025 | 7 | -49.1 | 1
2 Diversification | 2025 | 7 | -48.9 | 1
2 Diversification | 2025 | 7 | -47.1 | 1
2 Diversification | 2025 | 7 | -45.5 | 1
2 Diversification | 2025 | 7 | -45.3 | 1
2 Diversification | 2025 | 7 | -44.9 | 3
2 Diversification | 2025 | 7 | -44.8 | 1
2 Diversification | 2025 | 7 | -44.3 | 1
2 Diversification | 2025 | 7 | -44 | 3
2 Diversification | 2025 | 7 | -43.9 | 1
2 Diversification | 2025 | 7 | -43.7 | 1
2 Diversification | 2025 | 7 | -43.4 | 1
2 Diversification | 2025 | 7 | -43.1 | 1
2 Diversification | 2025 | 7 | -42.8 | 1
2 Diversification | 2025 | 7 | -42.6 | 1
2 Diversification | 2025 | 7 | -42.2 | 1
2 Diversification | 2025 | 7 | -41.7 | 1
2 Diversification | 2025 | 7 | -41.4 | 2
2 Diversification | 2025 | 7 | -41 | 1
2 Diversification | 2025 | 7 | -40.9 | 1
2 Diversification | 2025 | 7 | -40.5 | 1
2 Diversification | 2025 | 7 | -39.8 | 1
2 Diversification | 2025 | 7 | -39.6 | 1
2 Diversification | 2025 | 7 | -39.4 | 1
2 Diversification | 2025 | 7 | -39.3 | 1
2 Diversification | 2025 | 7 | -39 | 1
2 Diversification | 2025 | 7 | -38.9 | 1
2 Diversification | 2025 | 7 | -38.7 | 1
2 Diversification | 2025 | 7 | -38.5 | 1
2 Diversification | 2025 | 7 | -38.4 | 1
2 Diversification | 2025 | 7 | -38.1 | 1
2 Diversification | 2025 | 7 | -37.8 | 1
2 Diversification | 2025 | 7 | -37.7 | 2
2 Diversification | 2025 | 7 | -37.6 | 1
2 Diversification | 2025 | 7 | -37.3 | 1
2 Diversification | 2025 | 7 | -37.2 | 1
2 Diversification | 2025 | 7 | -36.7 | 3
2 Diversification | 2025 | 7 | -36.6 | 1
2 Diversification | 2025 | 7 | -36.5 | 2
2 Diversification | 2025 | 7 | -36.1 | 1
2 Diversification | 2025 | 7 | -36 | 1
2 Diversification | 2025 | 7 | -35.9 | 2
2 Diversification | 2025 | 7 | -35.7 | 2
2 Diversification | 2025 | 7 | -35.5 | 2
2 Diversification | 2025 | 7 | -35.3 | 2
2 Diversification | 2025 | 7 | -35.1 | 2
2 Diversification | 2025 | 7 | -35 | 1
2 Diversification | 2025 | 7 | -34.9 | 2
2 Diversification | 2025 | 7 | -34.5 | 2
2 Diversification | 2025 | 7 | -34.4 | 1
2 Diversification | 2025 | 7 | -34.3 | 1
2 Diversification | 2025 | 7 | -34.2 | 1
2 Diversification | 2025 | 7 | -34.1 | 1
2 Diversification | 2025 | 7 | -33.7 | 3
2 Diversification | 2025 | 7 | -33.6 | 2
2 Diversification | 2025 | 7 | -33.5 | 1
2 Diversification | 2025 | 7 | -33.4 | 1
2 Diversification | 2025 | 7 | -33.3 | 2
2 Diversification | 2025 | 7 | -32.9 | 3
2 Diversification | 2025 | 7 | -32.8 | 1
2 Diversification | 2025 | 7 | -32.6 | 2
2 Diversification | 2025 | 7 | -32.4 | 3
2 Diversification | 2025 | 7 | -32.3 | 1
2 Diversification | 2025 | 7 | -32 | 1
2 Diversification | 2025 | 7 | -31.8 | 1
2 Diversification | 2025 | 7 | -31.6 | 1
2 Diversification | 2025 | 7 | -31.1 | 1
2 Diversification | 2025 | 7 | -30.8 | 1
2 Diversification | 2025 | 7 | -30.6 | 1
2 Diversification | 2025 | 7 | -30.5 | 1
2 Diversification | 2025 | 7 | -30.4 | 1
2 Diversification | 2025 | 7 | -30.2 | 2
2 Diversification | 2025 | 7 | -30.1 | 1
2 Diversification | 2025 | 7 | -29.9 | 3
2 Diversification | 2025 | 7 | -29.8 | 2
2 Diversification | 2025 | 7 | -29.7 | 2
2 Diversification | 2025 | 7 | -29.6 | 4
2 Diversification | 2025 | 7 | -29.5 | 1
2 Diversification | 2025 | 7 | -29.4 | 1
2 Diversification | 2025 | 7 | -29.3 | 2
2 Diversification | 2025 | 7 | -29.2 | 4
2 Diversification | 2025 | 7 | -29 | 2
2 Diversification | 2025 | 7 | -28.8 | 2
2 Diversification | 2025 | 7 | -28.7 | 1
2 Diversification | 2025 | 7 | -28.5 | 1
2 Diversification | 2025 | 7 | -28.4 | 3
2 Diversification | 2025 | 7 | -28.3 | 2
2 Diversification | 2025 | 7 | -28.2 | 2
2 Diversification | 2025 | 7 | -28.1 | 3
2 Diversification | 2025 | 7 | -28 | 1
2 Diversification | 2025 | 7 | -27.9 | 2
2 Diversification | 2025 | 7 | -27.8 | 1
2 Diversification | 2025 | 7 | -27.7 | 1
2 Diversification | 2025 | 7 | -27.6 | 3
2 Diversification | 2025 | 7 | -27.5 | 3
2 Diversification | 2025 | 7 | -27.4 | 1
2 Diversification | 2025 | 7 | -27.2 | 2
2 Diversification | 2025 | 7 | -27.1 | 1
2 Diversification | 2025 | 7 | -26.9 | 2
2 Diversification | 2025 | 7 | -26.8 | 3
2 Diversification | 2025 | 7 | -26.6 | 1
2 Diversification | 2025 | 7 | -26.5 | 2
2 Diversification | 2025 | 7 | -26.4 | 2
2 Diversification | 2025 | 7 | -26.3 | 2
2 Diversification | 2025 | 7 | -26.2 | 2
2 Diversification | 2025 | 7 | -26.1 | 2
2 Diversification | 2025 | 7 | -25.9 | 3
2 Diversification | 2025 | 7 | -25.8 | 1
2 Diversification | 2025 | 7 | -25.7 | 1
2 Diversification | 2025 | 7 | -25.6 | 3
2 Diversification | 2025 | 7 | -25.5 | 3
2 Diversification | 2025 | 7 | -25.4 | 4
2 Diversification | 2025 | 7 | -25.2 | 1
2 Diversification | 2025 | 7 | -25.1 | 3
2 Diversification | 2025 | 7 | -25 | 2
2 Diversification | 2025 | 7 | -24.9 | 2
2 Diversification | 2025 | 7 | -24.8 | 2
2 Diversification | 2025 | 7 | -24.7 | 3
2 Diversification | 2025 | 7 | -24.6 | 3
2 Diversification | 2025 | 7 | -24.5 | 1
2 Diversification | 2025 | 7 | -24.4 | 1
2 Diversification | 2025 | 7 | -24.3 | 1
2 Diversification | 2025 | 7 | -24.2 | 1
2 Diversification | 2025 | 7 | -24.1 | 2
2 Diversification | 2025 | 7 | -24 | 2
2 Diversification | 2025 | 7 | -23.9 | 3
2 Diversification | 2025 | 7 | -23.8 | 3
2 Diversification | 2025 | 7 | -23.7 | 2
2 Diversification | 2025 | 7 | -23.6 | 2
2 Diversification | 2025 | 7 | -23.5 | 3
2 Diversification | 2025 | 7 | -23.4 | 3
2 Diversification | 2025 | 7 | -23.3 | 2
2 Diversification | 2025 | 7 | -23.2 | 1
2 Diversification | 2025 | 7 | -23 | 4
2 Diversification | 2025 | 7 | -22.9 | 2
2 Diversification | 2025 | 7 | -22.8 | 3
2 Diversification | 2025 | 7 | -22.7 | 3
2 Diversification | 2025 | 7 | -22.6 | 1
2 Diversification | 2025 | 7 | -22.5 | 4
2 Diversification | 2025 | 7 | -22.4 | 1
2 Diversification | 2025 | 7 | -22.3 | 5
2 Diversification | 2025 | 7 | -22.2 | 2
2 Diversification | 2025 | 7 | -22.1 | 1
2 Diversification | 2025 | 7 | -22 | 5
2 Diversification | 2025 | 7 | -21.9 | 3
2 Diversification | 2025 | 7 | -21.8 | 3
2 Diversification | 2025 | 7 | -21.7 | 1
2 Diversification | 2025 | 7 | -21.6 | 4
2 Diversification | 2025 | 7 | -21.4 | 3
2 Diversification | 2025 | 7 | -21.3 | 2
2 Diversification | 2025 | 7 | -21.2 | 1
2 Diversification | 2025 | 7 | -21.1 | 4
2 Diversification | 2025 | 7 | -21 | 2
2 Diversification | 2025 | 7 | -20.9 | 2
2 Diversification | 2025 | 7 | -20.8 | 5
2 Diversification | 2025 | 7 | -20.7 | 3
2 Diversification | 2025 | 7 | -20.6 | 4
2 Diversification | 2025 | 7 | -20.5 | 1
2 Diversification | 2025 | 7 | -20.4 | 3
2 Diversification | 2025 | 7 | -20.3 | 4
2 Diversification | 2025 | 7 | -20.2 | 1
2 Diversification | 2025 | 7 | -20.1 | 3
2 Diversification | 2025 | 7 | -20 | 3
2 Diversification | 2025 | 7 | -19.9 | 2
2 Diversification | 2025 | 7 | -19.8 | 2
2 Diversification | 2025 | 7 | -19.7 | 1
2 Diversification | 2025 | 7 | -19.6 | 4
2 Diversification | 2025 | 7 | -19.5 | 3
2 Diversification | 2025 | 7 | -19.4 | 3
2 Diversification | 2025 | 7 | -19.3 | 4
2 Diversification | 2025 | 7 | -19.2 | 3
2 Diversification | 2025 | 7 | -19.1 | 2
2 Diversification | 2025 | 7 | -19 | 2
2 Diversification | 2025 | 7 | -18.8 | 2
2 Diversification | 2025 | 7 | -18.7 | 4
2 Diversification | 2025 | 7 | -18.6 | 3
2 Diversification | 2025 | 7 | -18.5 | 3
2 Diversification | 2025 | 7 | -18.4 | 4
2 Diversification | 2025 | 7 | -18.3 | 3
2 Diversification | 2025 | 7 | -18.2 | 4
2 Diversification | 2025 | 7 | -18 | 2
2 Diversification | 2025 | 7 | -17.9 | 1
2 Diversification | 2025 | 7 | -17.8 | 3
2 Diversification | 2025 | 7 | -17.7 | 2
2 Diversification | 2025 | 7 | -17.6 | 3
2 Diversification | 2025 | 7 | -17.5 | 4
2 Diversification | 2025 | 7 | -17.4 | 4
2 Diversification | 2025 | 7 | -17.3 | 2
2 Diversification | 2025 | 7 | -17.2 | 4
2 Diversification | 2025 | 7 | -17.1 | 3
2 Diversification | 2025 | 7 | -17 | 2
2 Diversification | 2025 | 7 | -16.9 | 4
2 Diversification | 2025 | 7 | -16.8 | 3
2 Diversification | 2025 | 7 | -16.7 | 2
2 Diversification | 2025 | 7 | -16.6 | 4
2 Diversification | 2025 | 7 | -16.5 | 4
2 Diversification | 2025 | 7 | -16.3 | 2
2 Diversification | 2025 | 7 | -16.2 | 1
2 Diversification | 2025 | 7 | -16.1 | 3
2 Diversification | 2025 | 7 | -16 | 4
2 Diversification | 2025 | 7 | -15.9 | 2
2 Diversification | 2025 | 7 | -15.8 | 1
2 Diversification | 2025 | 7 | -15.7 | 1
2 Diversification | 2025 | 7 | -15.6 | 2
2 Diversification | 2025 | 7 | -15.5 | 2
2 Diversification | 2025 | 7 | -15.4 | 2
2 Diversification | 2025 | 7 | -15.3 | 3
2 Diversification | 2025 | 7 | -15.2 | 3
2 Diversification | 2025 | 7 | -15.1 | 4
2 Diversification | 2025 | 7 | -15 | 3
2 Diversification | 2025 | 7 | -14.9 | 3
2 Diversification | 2025 | 7 | -14.8 | 1
2 Diversification | 2025 | 7 | -14.7 | 2
2 Diversification | 2025 | 7 | -14.6 | 4
2 Diversification | 2025 | 7 | -14.5 | 1
2 Diversification | 2025 | 7 | -14.3 | 1
2 Diversification | 2025 | 7 | -14.2 | 1
2 Diversification | 2025 | 7 | -14.1 | 3
2 Diversification | 2025 | 7 | -14 | 3
2 Diversification | 2025 | 7 | -13.9 | 4
2 Diversification | 2025 | 7 | -13.8 | 1
2 Diversification | 2025 | 7 | -13.7 | 3
2 Diversification | 2025 | 7 | -13.6 | 2
2 Diversification | 2025 | 7 | -13.5 | 2
2 Diversification | 2025 | 7 | -13.4 | 3
2 Diversification | 2025 | 7 | -13.3 | 2
2 Diversification | 2025 | 7 | -13.2 | 3
2 Diversification | 2025 | 7 | -13.1 | 2
2 Diversification | 2025 | 7 | -13 | 1
2 Diversification | 2025 | 7 | -12.9 | 1
2 Diversification | 2025 | 7 | -12.8 | 1
2 Diversification | 2025 | 7 | -12.7 | 3
2 Diversification | 2025 | 7 | -12.6 | 2
2 Diversification | 2025 | 7 | -12.5 | 2
2 Diversification | 2025 | 7 | -12.4 | 2
2 Diversification | 2025 | 7 | -12.3 | 4
2 Diversification | 2025 | 7 | -12.2 | 2
2 Diversification | 2025 | 7 | -12.1 | 2
2 Diversification | 2025 | 7 | -12 | 5
2 Diversification | 2025 | 7 | -11.9 | 1
2 Diversification | 2025 | 7 | -11.8 | 2
2 Diversification | 2025 | 7 | -11.6 | 5
2 Diversification | 2025 | 7 | -11.5 | 3
2 Diversification | 2025 | 7 | -11.4 | 4
2 Diversification | 2025 | 7 | -11.2 | 5
2 Diversification | 2025 | 7 | -11.1 | 7
2 Diversification | 2025 | 7 | -11 | 3
2 Diversification | 2025 | 7 | -10.9 | 1
2 Diversification | 2025 | 7 | -10.8 | 1
2 Diversification | 2025 | 7 | -10.7 | 4
2 Diversification | 2025 | 7 | -10.6 | 2
2 Diversification | 2025 | 7 | -10.5 | 3
2 Diversification | 2025 | 7 | -10.4 | 1
2 Diversification | 2025 | 7 | -10.3 | 2
2 Diversification | 2025 | 7 | -10.2 | 2
2 Diversification | 2025 | 7 | -10.1 | 1
2 Diversification | 2025 | 7 | -10 | 3
2 Diversification | 2025 | 7 | -9.9 | 3
2 Diversification | 2025 | 7 | -9.8 | 3
2 Diversification | 2025 | 7 | -9.7 | 1
2 Diversification | 2025 | 7 | -9.6 | 4
2 Diversification | 2025 | 7 | -9.2 | 1
2 Diversification | 2025 | 7 | -9.1 | 3
2 Diversification | 2025 | 7 | -9 | 1
2 Diversification | 2025 | 7 | -8.8 | 3
2 Diversification | 2025 | 7 | -8.7 | 1
2 Diversification | 2025 | 7 | -8.5 | 2
2 Diversification | 2025 | 7 | -8.3 | 1
2 Diversification | 2025 | 7 | -8 | 1
2 Diversification | 2025 | 7 | -7.9 | 2
2 Diversification | 2025 | 7 | -7.7 | 1
2 Diversification | 2025 | 7 | -7.5 | 1
2 Diversification | 2025 | 7 | -7.4 | 2
2 Diversification | 2025 | 7 | -7.3 | 2
2 Diversification | 2025 | 7 | -7.2 | 2
2 Diversification | 2025 | 7 | -7.1 | 1
2 Diversification | 2025 | 7 | -6.9 | 1
2 Diversification | 2025 | 7 | -6.7 | 1
2 Diversification | 2025 | 7 | -6.6 | 2
2 Diversification | 2025 | 7 | -6.3 | 1
2 Diversification | 2025 | 7 | -6.1 | 1
2 Diversification | 2025 | 7 | -6 | 1
2 Diversification | 2025 | 7 | -5.8 | 1
2 Diversification | 2025 | 7 | -5.3 | 1
2 Diversification | 2025 | 7 | -5.2 | 1
2 Diversification | 2025 | 7 | -4.9 | 1
2 Diversification | 2025 | 7 | -4.6 | 1
2 Diversification | 2025 | 7 | -3.9 | 1
2 Diversification | 2025 | 7 | -3.5 | 1
2 Diversification | 2025 | 7 | -3.2 | 1
2 Diversification | 2025 | 7 | -3 | 1
2 Diversification | 2025 | 7 | -2.7 | 1
2 Diversification | 2025 | 7 | 1.3 | 1
2 Diversification | 2025 | 7 | 1.5 | 1
2 Diversification | 2025 | 7 | 2.5 | 1
2 Diversification | 2025 | 7 | 3.5 | 1
2 Diversification | 2025 | 7 | 4.5 | 1
2 Diversification | 2025 | 7 | 5 | 1
2 Diversification | 2025 | 7 | 5.3 | 1
2 Diversification | 2025 | 7 | 5.4 | 1
2 Diversification | 2025 | 7 | 5.8 | 1
2 Diversification | 2025 | 7 | 5.9 | 1
2 Diversification | 2025 | 7 | 6.2 | 1
2 Diversification | 2025 | 7 | 6.7 | 2
2 Diversification | 2025 | 7 | 6.8 | 1
2 Diversification | 2025 | 7 | 7.2 | 1
2 Diversification | 2025 | 7 | 7.3 | 1
2 Diversification | 2025 | 7 | 7.4 | 1
2 Diversification | 2025 | 7 | 7.5 | 1
2 Diversification | 2025 | 7 | 7.7 | 1
2 Diversification | 2025 | 7 | 7.9 | 1
2 Diversification | 2025 | 7 | 8 | 1
2 Diversification | 2025 | 7 | 8.1 | 1
2 Diversification | 2025 | 7 | 8.2 | 1
2 Diversification | 2025 | 7 | 8.3 | 3
2 Diversification | 2025 | 7 | 8.5 | 1
2 Diversification | 2025 | 7 | 8.6 | 1
2 Diversification | 2025 | 7 | 8.8 | 1
2 Diversification | 2025 | 7 | 9 | 1
2 Diversification | 2025 | 7 | 9.1 | 2
2 Diversification | 2025 | 7 | 9.3 | 3
2 Diversification | 2025 | 7 | 9.4 | 1
2 Diversification | 2025 | 7 | 9.5 | 1
2 Diversification | 2025 | 7 | 9.7 | 2
2 Diversification | 2025 | 7 | 9.8 | 1
2 Diversification | 2025 | 7 | 9.9 | 1
2 Diversification | 2025 | 7 | 10 | 2
2 Diversification | 2025 | 7 | 10.1 | 1
2 Diversification | 2025 | 7 | 10.4 | 2
2 Diversification | 2025 | 7 | 10.7 | 3
2 Diversification | 2025 | 7 | 10.8 | 3
2 Diversification | 2025 | 7 | 10.9 | 4
2 Diversification | 2025 | 7 | 11 | 2
2 Diversification | 2025 | 7 | 11.1 | 4
2 Diversification | 2025 | 7 | 11.2 | 3
2 Diversification | 2025 | 7 | 11.3 | 2
2 Diversification | 2025 | 7 | 11.4 | 2
2 Diversification | 2025 | 7 | 11.5 | 1
2 Diversification | 2025 | 7 | 11.6 | 3
2 Diversification | 2025 | 7 | 11.8 | 2
2 Diversification | 2025 | 7 | 12 | 1
2 Diversification | 2025 | 7 | 12.1 | 2
2 Diversification | 2025 | 7 | 12.2 | 2
2 Diversification | 2025 | 7 | 12.3 | 3
2 Diversification | 2025 | 7 | 12.4 | 1
2 Diversification | 2025 | 7 | 12.5 | 1
2 Diversification | 2025 | 7 | 12.6 | 2
2 Diversification | 2025 | 7 | 12.7 | 3
2 Diversification | 2025 | 7 | 12.8 | 1
2 Diversification | 2025 | 7 | 12.9 | 2
2 Diversification | 2025 | 7 | 13 | 1
2 Diversification | 2025 | 7 | 13.1 | 1
2 Diversification | 2025 | 7 | 13.2 | 3
2 Diversification | 2025 | 7 | 13.3 | 2
2 Diversification | 2025 | 7 | 13.4 | 5
2 Diversification | 2025 | 7 | 13.5 | 2
2 Diversification | 2025 | 7 | 13.6 | 2
2 Diversification | 2025 | 7 | 13.7 | 3
2 Diversification | 2025 | 7 | 13.8 | 6
2 Diversification | 2025 | 7 | 13.9 | 1
2 Diversification | 2025 | 7 | 14 | 2
2 Diversification | 2025 | 7 | 14.1 | 4
2 Diversification | 2025 | 7 | 14.2 | 4
2 Diversification | 2025 | 7 | 14.3 | 1
2 Diversification | 2025 | 7 | 14.5 | 3
2 Diversification | 2025 | 7 | 14.6 | 2
2 Diversification | 2025 | 7 | 14.7 | 2
2 Diversification | 2025 | 7 | 14.8 | 1
2 Diversification | 2025 | 7 | 14.9 | 1
2 Diversification | 2025 | 7 | 15 | 2
2 Diversification | 2025 | 7 | 15.1 | 4
2 Diversification | 2025 | 7 | 15.2 | 1
2 Diversification | 2025 | 7 | 15.3 | 1
2 Diversification | 2025 | 7 | 15.4 | 1
2 Diversification | 2025 | 7 | 15.6 | 1
2 Diversification | 2025 | 7 | 15.7 | 2
2 Diversification | 2025 | 7 | 15.8 | 2
2 Diversification | 2025 | 7 | 15.9 | 1
2 Diversification | 2025 | 7 | 16 | 2
2 Diversification | 2025 | 7 | 16.1 | 2
2 Diversification | 2025 | 7 | 16.2 | 3
2 Diversification | 2025 | 7 | 16.3 | 3
2 Diversification | 2025 | 7 | 16.4 | 4
2 Diversification | 2025 | 7 | 16.5 | 3
2 Diversification | 2025 | 7 | 16.6 | 1
2 Diversification | 2025 | 7 | 16.7 | 2
2 Diversification | 2025 | 7 | 16.8 | 2
2 Diversification | 2025 | 7 | 16.9 | 1
2 Diversification | 2025 | 7 | 17 | 1
2 Diversification | 2025 | 7 | 17.2 | 4
2 Diversification | 2025 | 7 | 17.3 | 4
2 Diversification | 2025 | 7 | 17.4 | 3
2 Diversification | 2025 | 7 | 17.5 | 2
2 Diversification | 2025 | 7 | 17.6 | 2
2 Diversification | 2025 | 7 | 17.7 | 4
2 Diversification | 2025 | 7 | 17.9 | 1
2 Diversification | 2025 | 7 | 18 | 5
2 Diversification | 2025 | 7 | 18.1 | 4
2 Diversification | 2025 | 7 | 18.2 | 2
2 Diversification | 2025 | 7 | 18.3 | 1
2 Diversification | 2025 | 7 | 18.4 | 3
2 Diversification | 2025 | 7 | 18.5 | 2
2 Diversification | 2025 | 7 | 18.6 | 2
2 Diversification | 2025 | 7 | 18.7 | 3
2 Diversification | 2025 | 7 | 18.8 | 6
2 Diversification | 2025 | 7 | 18.9 | 1
2 Diversification | 2025 | 7 | 19 | 1
2 Diversification | 2025 | 7 | 19.1 | 2
2 Diversification | 2025 | 7 | 19.2 | 4
2 Diversification | 2025 | 7 | 19.3 | 2
2 Diversification | 2025 | 7 | 19.4 | 4
2 Diversification | 2025 | 7 | 19.6 | 6
2 Diversification | 2025 | 7 | 19.7 | 1
2 Diversification | 2025 | 7 | 19.8 | 1
2 Diversification | 2025 | 7 | 20 | 1
2 Diversification | 2025 | 7 | 20.1 | 2
2 Diversification | 2025 | 7 | 20.2 | 1
2 Diversification | 2025 | 7 | 20.3 | 4
2 Diversification | 2025 | 7 | 20.4 | 1
2 Diversification | 2025 | 7 | 20.5 | 1
2 Diversification | 2025 | 7 | 20.6 | 4
2 Diversification | 2025 | 7 | 20.7 | 5
2 Diversification | 2025 | 7 | 20.8 | 1
2 Diversification | 2025 | 7 | 20.9 | 3
2 Diversification | 2025 | 7 | 21 | 3
2 Diversification | 2025 | 7 | 21.1 | 3
2 Diversification | 2025 | 7 | 21.3 | 2
2 Diversification | 2025 | 7 | 21.4 | 4
2 Diversification | 2025 | 7 | 21.5 | 2
2 Diversification | 2025 | 7 | 21.6 | 4
2 Diversification | 2025 | 7 | 21.9 | 1
2 Diversification | 2025 | 7 | 22 | 1
2 Diversification | 2025 | 7 | 22.1 | 3
2 Diversification | 2025 | 7 | 22.2 | 3
2 Diversification | 2025 | 7 | 22.3 | 1
2 Diversification | 2025 | 7 | 22.4 | 2
2 Diversification | 2025 | 7 | 22.5 | 2
2 Diversification | 2025 | 7 | 22.6 | 3
2 Diversification | 2025 | 7 | 22.7 | 2
2 Diversification | 2025 | 7 | 22.8 | 1
2 Diversification | 2025 | 7 | 22.9 | 2
2 Diversification | 2025 | 7 | 23 | 1
2 Diversification | 2025 | 7 | 23.1 | 2
2 Diversification | 2025 | 7 | 23.2 | 1
2 Diversification | 2025 | 7 | 23.3 | 4
2 Diversification | 2025 | 7 | 23.4 | 3
2 Diversification | 2025 | 7 | 23.5 | 2
2 Diversification | 2025 | 7 | 23.6 | 1
2 Diversification | 2025 | 7 | 23.7 | 2
2 Diversification | 2025 | 7 | 23.8 | 1
2 Diversification | 2025 | 7 | 23.9 | 3
2 Diversification | 2025 | 7 | 24 | 3
2 Diversification | 2025 | 7 | 24.1 | 3
2 Diversification | 2025 | 7 | 24.2 | 2
2 Diversification | 2025 | 7 | 24.4 | 1
2 Diversification | 2025 | 7 | 24.5 | 3
2 Diversification | 2025 | 7 | 24.6 | 1
2 Diversification | 2025 | 7 | 24.7 | 1
2 Diversification | 2025 | 7 | 24.8 | 2
2 Diversification | 2025 | 7 | 24.9 | 4
2 Diversification | 2025 | 7 | 25 | 3
2 Diversification | 2025 | 7 | 25.1 | 2
2 Diversification | 2025 | 7 | 25.3 | 1
2 Diversification | 2025 | 7 | 25.4 | 4
2 Diversification | 2025 | 7 | 25.5 | 1
2 Diversification | 2025 | 7 | 25.7 | 1
2 Diversification | 2025 | 7 | 25.9 | 3
2 Diversification | 2025 | 7 | 26 | 3
2 Diversification | 2025 | 7 | 26.1 | 1
2 Diversification | 2025 | 7 | 26.2 | 1
2 Diversification | 2025 | 7 | 26.4 | 1
2 Diversification | 2025 | 7 | 26.5 | 4
2 Diversification | 2025 | 7 | 26.6 | 3
2 Diversification | 2025 | 7 | 26.7 | 2
2 Diversification | 2025 | 7 | 26.9 | 3
2 Diversification | 2025 | 7 | 27 | 1
2 Diversification | 2025 | 7 | 27.1 | 4
2 Diversification | 2025 | 7 | 27.2 | 2
2 Diversification | 2025 | 7 | 27.3 | 2
2 Diversification | 2025 | 7 | 27.4 | 1
2 Diversification | 2025 | 7 | 27.5 | 2
2 Diversification | 2025 | 7 | 27.6 | 1
2 Diversification | 2025 | 7 | 27.7 | 1
2 Diversification | 2025 | 7 | 27.8 | 3
2 Diversification | 2025 | 7 | 27.9 | 2
2 Diversification | 2025 | 7 | 28 | 5
2 Diversification | 2025 | 7 | 28.2 | 3
2 Diversification | 2025 | 7 | 28.3 | 1
2 Diversification | 2025 | 7 | 28.4 | 3
2 Diversification | 2025 | 7 | 28.5 | 2
2 Diversification | 2025 | 7 | 28.6 | 1
2 Diversification | 2025 | 7 | 28.7 | 2
2 Diversification | 2025 | 7 | 28.9 | 2
2 Diversification | 2025 | 7 | 29.1 | 2
2 Diversification | 2025 | 7 | 29.2 | 1
2 Diversification | 2025 | 7 | 29.3 | 1
2 Diversification | 2025 | 7 | 29.5 | 6
2 Diversification | 2025 | 7 | 29.6 | 1
2 Diversification | 2025 | 7 | 29.7 | 1
2 Diversification | 2025 | 7 | 29.8 | 5
2 Diversification | 2025 | 7 | 30 | 1
2 Diversification | 2025 | 7 | 30.1 | 3
2 Diversification | 2025 | 7 | 30.3 | 3
2 Diversification | 2025 | 7 | 30.4 | 1
2 Diversification | 2025 | 7 | 30.5 | 3
2 Diversification | 2025 | 7 | 30.6 | 1
2 Diversification | 2025 | 7 | 30.7 | 1
2 Diversification | 2025 | 7 | 30.8 | 2
2 Diversification | 2025 | 7 | 30.9 | 4
2 Diversification | 2025 | 7 | 31.1 | 4
2 Diversification | 2025 | 7 | 31.3 | 1
2 Diversification | 2025 | 7 | 31.4 | 1
2 Diversification | 2025 | 7 | 31.5 | 4
2 Diversification | 2025 | 7 | 31.6 | 3
2 Diversification | 2025 | 7 | 31.8 | 1
2 Diversification | 2025 | 7 | 32 | 1
2 Diversification | 2025 | 7 | 32.1 | 3
2 Diversification | 2025 | 7 | 32.2 | 1
2 Diversification | 2025 | 7 | 32.5 | 2
2 Diversification | 2025 | 7 | 32.6 | 3
2 Diversification | 2025 | 7 | 32.7 | 1
2 Diversification | 2025 | 7 | 32.8 | 1
2 Diversification | 2025 | 7 | 33.1 | 2
2 Diversification | 2025 | 7 | 33.2 | 1
2 Diversification | 2025 | 7 | 33.3 | 3
2 Diversification | 2025 | 7 | 33.4 | 3
2 Diversification | 2025 | 7 | 33.8 | 1
2 Diversification | 2025 | 7 | 33.9 | 1
2 Diversification | 2025 | 7 | 34 | 1
2 Diversification | 2025 | 7 | 34.1 | 2
2 Diversification | 2025 | 7 | 34.3 | 2
2 Diversification | 2025 | 7 | 34.5 | 1
2 Diversification | 2025 | 7 | 34.8 | 1
2 Diversification | 2025 | 7 | 35 | 3
2 Diversification | 2025 | 7 | 35.3 | 2
2 Diversification | 2025 | 7 | 35.5 | 2
2 Diversification | 2025 | 7 | 35.7 | 2
2 Diversification | 2025 | 7 | 35.9 | 2
2 Diversification | 2025 | 7 | 36.1 | 3
2 Diversification | 2025 | 7 | 36.2 | 1
2 Diversification | 2025 | 7 | 36.3 | 2
2 Diversification | 2025 | 7 | 36.5 | 1
2 Diversification | 2025 | 7 | 36.6 | 1
2 Diversification | 2025 | 7 | 36.7 | 1
2 Diversification | 2025 | 7 | 36.9 | 1
2 Diversification | 2025 | 7 | 37.3 | 1
2 Diversification | 2025 | 7 | 37.4 | 1
2 Diversification | 2025 | 7 | 37.6 | 1
2 Diversification | 2025 | 7 | 38.2 | 2
2 Diversification | 2025 | 7 | 38.3 | 2
2 Diversification | 2025 | 7 | 38.4 | 4
2 Diversification | 2025 | 7 | 38.6 | 1
2 Diversification | 2025 | 7 | 38.7 | 1
2 Diversification | 2025 | 7 | 38.8 | 2
2 Diversification | 2025 | 7 | 39.2 | 1
2 Diversification | 2025 | 7 | 39.5 | 1
2 Diversification | 2025 | 7 | 40.1 | 2
2 Diversification | 2025 | 7 | 40.2 | 2
2 Diversification | 2025 | 7 | 40.5 | 1
2 Diversification | 2025 | 7 | 40.6 | 1
2 Diversification | 2025 | 7 | 41 | 1
2 Diversification | 2025 | 7 | 41.1 | 1
2 Diversification | 2025 | 7 | 41.5 | 1
2 Diversification | 2025 | 7 | 41.7 | 1
2 Diversification | 2025 | 7 | 41.9 | 1
2 Diversification | 2025 | 7 | 42 | 1
2 Diversification | 2025 | 7 | 44 | 1
2 Diversification | 2025 | 7 | 45.1 | 2
2 Diversification | 2025 | 7 | 45.2 | 1
2 Diversification | 2025 | 7 | 45.3 | 1
2 Diversification | 2025 | 7 | 45.6 | 1
2 Diversification | 2025 | 7 | 45.7 | 1
2 Diversification | 2025 | 7 | 46.4 | 2
2 Diversification | 2025 | 7 | 46.5 | 1
2 Diversification | 2025 | 7 | 46.6 | 1
2 Diversification | 2025 | 7 | 46.8 | 1
2 Diversification | 2025 | 7 | 47.1 | 2
2 Diversification | 2025 | 7 | 47.6 | 1
2 Diversification | 2025 | 7 | 47.9 | 1
2 Diversification | 2025 | 7 | 48 | 1
2 Diversification | 2025 | 7 | 48.3 | 1
2 Diversification | 2025 | 7 | 48.5 | 1
2 Diversification | 2025 | 7 | 49.3 | 2
2 Diversification | 2025 | 7 | 51.5 | 1
2 Diversification | 2025 | 7 | 51.8 | 1
2 Diversification | 2025 | 7 | 53 | 1
2 Diversification | 2025 | 7 | 55.1 | 1
2 Diversification | 2025 | 7 | 56.1 | 1
2 Diversification | 2025 | 7 | 56.8 | 1
2 Diversification | 2025 | 7 | 59.8 | 1
2 Diversification | 2025 | 7 | 62.9 | 1
2 Diversification | 2025 | 7 | 69.7 | 1
2 Diversification | 2025 | 7 | 71.8 | 1
2 Diversification | 2025 | 7 | 72 | 1
2 Diversification | 2025 | 7 | 76.5 | 1
2 Diversification | 2025 | 7 | 87.9 | 1
2 Diversification | 2025 | 7 | 293.7 | 1
2 Diversification | 2025 | 7 | 610.3 | 1
2 Diversification | 2025 | 8 | -107.1 | 1
2 Diversification | 2025 | 8 | -89.5 | 1
2 Diversification | 2025 | 8 | -81.8 | 1
2 Diversification | 2025 | 8 | -81.7 | 1
2 Diversification | 2025 | 8 | -81.2 | 1
2 Diversification | 2025 | 8 | -70.7 | 1
2 Diversification | 2025 | 8 | -70.6 | 1
2 Diversification | 2025 | 8 | -70 | 1
2 Diversification | 2025 | 8 | -66 | 1
2 Diversification | 2025 | 8 | -65.9 | 1
2 Diversification | 2025 | 8 | -59.5 | 1
2 Diversification | 2025 | 8 | -59.1 | 1
2 Diversification | 2025 | 8 | -59 | 1
2 Diversification | 2025 | 8 | -58.5 | 1
2 Diversification | 2025 | 8 | -58.2 | 1
2 Diversification | 2025 | 8 | -57.8 | 1
2 Diversification | 2025 | 8 | -57.5 | 1
2 Diversification | 2025 | 8 | -56.2 | 1
2 Diversification | 2025 | 8 | -55.4 | 1
2 Diversification | 2025 | 8 | -55.2 | 1
2 Diversification | 2025 | 8 | -53.1 | 1
2 Diversification | 2025 | 8 | -52.6 | 1
2 Diversification | 2025 | 8 | -52.3 | 1
2 Diversification | 2025 | 8 | -52.2 | 1
2 Diversification | 2025 | 8 | -52.1 | 1
2 Diversification | 2025 | 8 | -51.7 | 1
2 Diversification | 2025 | 8 | -51.5 | 1
2 Diversification | 2025 | 8 | -49.2 | 1
2 Diversification | 2025 | 8 | -48.4 | 2
2 Diversification | 2025 | 8 | -47.8 | 1
2 Diversification | 2025 | 8 | -46.9 | 1
2 Diversification | 2025 | 8 | -46.4 | 1
2 Diversification | 2025 | 8 | -45.8 | 2
2 Diversification | 2025 | 8 | -45.6 | 1
2 Diversification | 2025 | 8 | -45.5 | 1
2 Diversification | 2025 | 8 | -45.4 | 1
2 Diversification | 2025 | 8 | -45 | 1
2 Diversification | 2025 | 8 | -44.6 | 1
2 Diversification | 2025 | 8 | -44.2 | 1
2 Diversification | 2025 | 8 | -43.9 | 1
2 Diversification | 2025 | 8 | -43.7 | 1
2 Diversification | 2025 | 8 | -43.3 | 1
2 Diversification | 2025 | 8 | -43.2 | 2
2 Diversification | 2025 | 8 | -42.8 | 1
2 Diversification | 2025 | 8 | -42.6 | 1
2 Diversification | 2025 | 8 | -41.6 | 1
2 Diversification | 2025 | 8 | -41.5 | 1
2 Diversification | 2025 | 8 | -41.4 | 1
2 Diversification | 2025 | 8 | -41.2 | 1
2 Diversification | 2025 | 8 | -41 | 1
2 Diversification | 2025 | 8 | -40.8 | 2
2 Diversification | 2025 | 8 | -40.7 | 1
2 Diversification | 2025 | 8 | -40.6 | 1
2 Diversification | 2025 | 8 | -39.8 | 1
2 Diversification | 2025 | 8 | -39.5 | 1
2 Diversification | 2025 | 8 | -39.4 | 1
2 Diversification | 2025 | 8 | -39 | 1
2 Diversification | 2025 | 8 | -38.7 | 3
2 Diversification | 2025 | 8 | -38.5 | 2
2 Diversification | 2025 | 8 | -38.3 | 2
2 Diversification | 2025 | 8 | -37.6 | 1
2 Diversification | 2025 | 8 | -37.5 | 1
2 Diversification | 2025 | 8 | -37.3 | 1
2 Diversification | 2025 | 8 | -37.2 | 1
2 Diversification | 2025 | 8 | -37 | 1
2 Diversification | 2025 | 8 | -36.8 | 2
2 Diversification | 2025 | 8 | -36.6 | 1
2 Diversification | 2025 | 8 | -36.5 | 1
2 Diversification | 2025 | 8 | -36.4 | 3
2 Diversification | 2025 | 8 | -36.2 | 1
2 Diversification | 2025 | 8 | -36 | 1
2 Diversification | 2025 | 8 | -35.9 | 1
2 Diversification | 2025 | 8 | -35.8 | 1
2 Diversification | 2025 | 8 | -35.7 | 2
2 Diversification | 2025 | 8 | -35.6 | 1
2 Diversification | 2025 | 8 | -35.5 | 3
2 Diversification | 2025 | 8 | -35.4 | 1
2 Diversification | 2025 | 8 | -35.3 | 1
2 Diversification | 2025 | 8 | -35.2 | 1
2 Diversification | 2025 | 8 | -35 | 1
2 Diversification | 2025 | 8 | -34.9 | 2
2 Diversification | 2025 | 8 | -34.5 | 2
2 Diversification | 2025 | 8 | -34.4 | 1
2 Diversification | 2025 | 8 | -34.1 | 1
2 Diversification | 2025 | 8 | -33.8 | 1
2 Diversification | 2025 | 8 | -33.6 | 2
2 Diversification | 2025 | 8 | -33.5 | 1
2 Diversification | 2025 | 8 | -33.4 | 2
2 Diversification | 2025 | 8 | -33.2 | 1
2 Diversification | 2025 | 8 | -33.1 | 1
2 Diversification | 2025 | 8 | -32.8 | 1
2 Diversification | 2025 | 8 | -32.7 | 1
2 Diversification | 2025 | 8 | -32.5 | 1
2 Diversification | 2025 | 8 | -32 | 1
2 Diversification | 2025 | 8 | -31.9 | 3
2 Diversification | 2025 | 8 | -31.8 | 2
2 Diversification | 2025 | 8 | -31.6 | 2
2 Diversification | 2025 | 8 | -31.3 | 2
2 Diversification | 2025 | 8 | -31.1 | 2
2 Diversification | 2025 | 8 | -31 | 1
2 Diversification | 2025 | 8 | -30.7 | 1
2 Diversification | 2025 | 8 | -30.5 | 2
2 Diversification | 2025 | 8 | -30.4 | 1
2 Diversification | 2025 | 8 | -30.3 | 1
2 Diversification | 2025 | 8 | -29.9 | 1
2 Diversification | 2025 | 8 | -29.8 | 1
2 Diversification | 2025 | 8 | -29.6 | 1
2 Diversification | 2025 | 8 | -29.4 | 2
2 Diversification | 2025 | 8 | -29.1 | 6
2 Diversification | 2025 | 8 | -29 | 1
2 Diversification | 2025 | 8 | -28.9 | 1
2 Diversification | 2025 | 8 | -28.8 | 1
2 Diversification | 2025 | 8 | -28.7 | 1
2 Diversification | 2025 | 8 | -28.6 | 3
2 Diversification | 2025 | 8 | -28.5 | 2
2 Diversification | 2025 | 8 | -28.4 | 3
2 Diversification | 2025 | 8 | -28.2 | 2
2 Diversification | 2025 | 8 | -28.1 | 1
2 Diversification | 2025 | 8 | -28 | 2
2 Diversification | 2025 | 8 | -27.8 | 3
2 Diversification | 2025 | 8 | -27.7 | 1
2 Diversification | 2025 | 8 | -27.6 | 1
2 Diversification | 2025 | 8 | -27.5 | 1
2 Diversification | 2025 | 8 | -27.3 | 2
2 Diversification | 2025 | 8 | -27.1 | 2
2 Diversification | 2025 | 8 | -27 | 1
2 Diversification | 2025 | 8 | -26.9 | 1
2 Diversification | 2025 | 8 | -26.7 | 1
2 Diversification | 2025 | 8 | -26.6 | 2
2 Diversification | 2025 | 8 | -26.3 | 2
2 Diversification | 2025 | 8 | -26.1 | 2
2 Diversification | 2025 | 8 | -26 | 1
2 Diversification | 2025 | 8 | -25.8 | 2
2 Diversification | 2025 | 8 | -25.4 | 2
2 Diversification | 2025 | 8 | -25.3 | 4
2 Diversification | 2025 | 8 | -25.2 | 1
2 Diversification | 2025 | 8 | -25.1 | 1
2 Diversification | 2025 | 8 | -25 | 3
2 Diversification | 2025 | 8 | -24.8 | 1
2 Diversification | 2025 | 8 | -24.7 | 2
2 Diversification | 2025 | 8 | -24.6 | 1
2 Diversification | 2025 | 8 | -24.4 | 2
2 Diversification | 2025 | 8 | -24.3 | 3
2 Diversification | 2025 | 8 | -24.2 | 2
2 Diversification | 2025 | 8 | -24.1 | 2
2 Diversification | 2025 | 8 | -24 | 1
2 Diversification | 2025 | 8 | -23.8 | 3
2 Diversification | 2025 | 8 | -23.7 | 2
2 Diversification | 2025 | 8 | -23.5 | 2
2 Diversification | 2025 | 8 | -23.4 | 2
2 Diversification | 2025 | 8 | -23.3 | 3
2 Diversification | 2025 | 8 | -23.2 | 2
2 Diversification | 2025 | 8 | -23.1 | 1
2 Diversification | 2025 | 8 | -23 | 1
2 Diversification | 2025 | 8 | -22.9 | 1
2 Diversification | 2025 | 8 | -22.7 | 1
2 Diversification | 2025 | 8 | -22.6 | 1
2 Diversification | 2025 | 8 | -22.5 | 1
2 Diversification | 2025 | 8 | -22.4 | 1
2 Diversification | 2025 | 8 | -22.3 | 2
2 Diversification | 2025 | 8 | -22.2 | 1
2 Diversification | 2025 | 8 | -22.1 | 4
2 Diversification | 2025 | 8 | -22 | 2
2 Diversification | 2025 | 8 | -21.9 | 2
2 Diversification | 2025 | 8 | -21.8 | 2
2 Diversification | 2025 | 8 | -21.6 | 1
2 Diversification | 2025 | 8 | -21.5 | 2
2 Diversification | 2025 | 8 | -21.4 | 2
2 Diversification | 2025 | 8 | -21.3 | 3
2 Diversification | 2025 | 8 | -21.2 | 1
2 Diversification | 2025 | 8 | -21.1 | 1
2 Diversification | 2025 | 8 | -21 | 3
2 Diversification | 2025 | 8 | -20.9 | 4
2 Diversification | 2025 | 8 | -20.8 | 1
2 Diversification | 2025 | 8 | -20.7 | 4
2 Diversification | 2025 | 8 | -20.5 | 4
2 Diversification | 2025 | 8 | -20.4 | 4
2 Diversification | 2025 | 8 | -20.3 | 2
2 Diversification | 2025 | 8 | -20.2 | 3
2 Diversification | 2025 | 8 | -20.1 | 6
2 Diversification | 2025 | 8 | -20 | 5
2 Diversification | 2025 | 8 | -19.8 | 2
2 Diversification | 2025 | 8 | -19.7 | 2
2 Diversification | 2025 | 8 | -19.6 | 1
2 Diversification | 2025 | 8 | -19.4 | 1
2 Diversification | 2025 | 8 | -19.3 | 4
2 Diversification | 2025 | 8 | -19.2 | 3
2 Diversification | 2025 | 8 | -19.1 | 2
2 Diversification | 2025 | 8 | -18.9 | 1
2 Diversification | 2025 | 8 | -18.8 | 1
2 Diversification | 2025 | 8 | -18.6 | 1
2 Diversification | 2025 | 8 | -18.2 | 2
2 Diversification | 2025 | 8 | -18.1 | 1
2 Diversification | 2025 | 8 | -18 | 6
2 Diversification | 2025 | 8 | -17.9 | 3
2 Diversification | 2025 | 8 | -17.8 | 2
2 Diversification | 2025 | 8 | -17.7 | 1
2 Diversification | 2025 | 8 | -17.6 | 2
2 Diversification | 2025 | 8 | -17.5 | 2
2 Diversification | 2025 | 8 | -17.3 | 3
2 Diversification | 2025 | 8 | -17.2 | 2
2 Diversification | 2025 | 8 | -17.1 | 2
2 Diversification | 2025 | 8 | -17 | 1
2 Diversification | 2025 | 8 | -16.9 | 1
2 Diversification | 2025 | 8 | -16.8 | 2
2 Diversification | 2025 | 8 | -16.7 | 3
2 Diversification | 2025 | 8 | -16.6 | 2
2 Diversification | 2025 | 8 | -16.5 | 1
2 Diversification | 2025 | 8 | -16.4 | 3
2 Diversification | 2025 | 8 | -16.3 | 1
2 Diversification | 2025 | 8 | -16.2 | 3
2 Diversification | 2025 | 8 | -16.1 | 4
2 Diversification | 2025 | 8 | -15.9 | 2
2 Diversification | 2025 | 8 | -15.8 | 3
2 Diversification | 2025 | 8 | -15.7 | 2
2 Diversification | 2025 | 8 | -15.6 | 1
2 Diversification | 2025 | 8 | -15.5 | 1
2 Diversification | 2025 | 8 | -15.4 | 1
2 Diversification | 2025 | 8 | -15.3 | 1
2 Diversification | 2025 | 8 | -15.2 | 3
2 Diversification | 2025 | 8 | -15.1 | 2
2 Diversification | 2025 | 8 | -15 | 2
2 Diversification | 2025 | 8 | -14.9 | 2
2 Diversification | 2025 | 8 | -14.8 | 1
2 Diversification | 2025 | 8 | -14.7 | 1
2 Diversification | 2025 | 8 | -14.5 | 1
2 Diversification | 2025 | 8 | -14.4 | 2
2 Diversification | 2025 | 8 | -14.3 | 3
2 Diversification | 2025 | 8 | -14.2 | 2
2 Diversification | 2025 | 8 | -14.1 | 2
2 Diversification | 2025 | 8 | -14 | 2
2 Diversification | 2025 | 8 | -13.9 | 2
2 Diversification | 2025 | 8 | -13.5 | 2
2 Diversification | 2025 | 8 | -13.4 | 1
2 Diversification | 2025 | 8 | -13.3 | 2
2 Diversification | 2025 | 8 | -13.2 | 2
2 Diversification | 2025 | 8 | -13.1 | 2
2 Diversification | 2025 | 8 | -13 | 1
2 Diversification | 2025 | 8 | -12.9 | 1
2 Diversification | 2025 | 8 | -12.8 | 2
2 Diversification | 2025 | 8 | -12.4 | 3
2 Diversification | 2025 | 8 | -12.3 | 2
2 Diversification | 2025 | 8 | -12.2 | 1
2 Diversification | 2025 | 8 | -12.1 | 2
2 Diversification | 2025 | 8 | -12 | 3
2 Diversification | 2025 | 8 | -11.9 | 3
2 Diversification | 2025 | 8 | -11.8 | 1
2 Diversification | 2025 | 8 | -11.7 | 1
2 Diversification | 2025 | 8 | -11.3 | 1
2 Diversification | 2025 | 8 | -11.2 | 1
2 Diversification | 2025 | 8 | -11 | 1
2 Diversification | 2025 | 8 | -10.6 | 1
2 Diversification | 2025 | 8 | -10.4 | 1
2 Diversification | 2025 | 8 | -10.3 | 2
2 Diversification | 2025 | 8 | -10.2 | 2
2 Diversification | 2025 | 8 | -10.1 | 2
2 Diversification | 2025 | 8 | -9.9 | 1
2 Diversification | 2025 | 8 | -9.8 | 1
2 Diversification | 2025 | 8 | -9.7 | 1
2 Diversification | 2025 | 8 | -9.6 | 1
2 Diversification | 2025 | 8 | -9.4 | 2
2 Diversification | 2025 | 8 | -9.3 | 1
2 Diversification | 2025 | 8 | -9.2 | 1
2 Diversification | 2025 | 8 | -9.1 | 1
2 Diversification | 2025 | 8 | -9 | 1
2 Diversification | 2025 | 8 | -8.6 | 1
2 Diversification | 2025 | 8 | -8.5 | 1
2 Diversification | 2025 | 8 | -8.4 | 1
2 Diversification | 2025 | 8 | -8.1 | 1
2 Diversification | 2025 | 8 | -8 | 1
2 Diversification | 2025 | 8 | -7.5 | 1
2 Diversification | 2025 | 8 | -7.4 | 1
2 Diversification | 2025 | 8 | -7.2 | 1
2 Diversification | 2025 | 8 | -6.2 | 1
2 Diversification | 2025 | 8 | -5.5 | 1
2 Diversification | 2025 | 8 | -4 | 1
2 Diversification | 2025 | 8 | -3.5 | 1
2 Diversification | 2025 | 8 | -2.9 | 1
2 Diversification | 2025 | 8 | 3.6 | 1
2 Diversification | 2025 | 8 | 4.3 | 1
2 Diversification | 2025 | 8 | 4.9 | 1
2 Diversification | 2025 | 8 | 5.7 | 1
2 Diversification | 2025 | 8 | 6.1 | 1
2 Diversification | 2025 | 8 | 7.2 | 1
2 Diversification | 2025 | 8 | 7.6 | 1
2 Diversification | 2025 | 8 | 7.7 | 1
2 Diversification | 2025 | 8 | 8 | 1
2 Diversification | 2025 | 8 | 8.1 | 1
2 Diversification | 2025 | 8 | 8.2 | 1
2 Diversification | 2025 | 8 | 8.4 | 1
2 Diversification | 2025 | 8 | 8.6 | 1
2 Diversification | 2025 | 8 | 8.8 | 1
2 Diversification | 2025 | 8 | 8.9 | 1
2 Diversification | 2025 | 8 | 9.1 | 3
2 Diversification | 2025 | 8 | 9.2 | 1
2 Diversification | 2025 | 8 | 9.3 | 1
2 Diversification | 2025 | 8 | 9.5 | 1
2 Diversification | 2025 | 8 | 9.6 | 2
2 Diversification | 2025 | 8 | 9.7 | 2
2 Diversification | 2025 | 8 | 9.8 | 1
2 Diversification | 2025 | 8 | 9.9 | 1
2 Diversification | 2025 | 8 | 10.1 | 1
2 Diversification | 2025 | 8 | 10.2 | 1
2 Diversification | 2025 | 8 | 10.3 | 1
2 Diversification | 2025 | 8 | 10.5 | 2
2 Diversification | 2025 | 8 | 10.6 | 2
2 Diversification | 2025 | 8 | 10.7 | 1
2 Diversification | 2025 | 8 | 10.8 | 1
2 Diversification | 2025 | 8 | 10.9 | 1
2 Diversification | 2025 | 8 | 11 | 1
2 Diversification | 2025 | 8 | 11.1 | 2
2 Diversification | 2025 | 8 | 11.3 | 1
2 Diversification | 2025 | 8 | 11.4 | 1
2 Diversification | 2025 | 8 | 11.5 | 2
2 Diversification | 2025 | 8 | 11.6 | 1
2 Diversification | 2025 | 8 | 11.7 | 2
2 Diversification | 2025 | 8 | 12.1 | 1
2 Diversification | 2025 | 8 | 12.4 | 1
2 Diversification | 2025 | 8 | 12.5 | 2
2 Diversification | 2025 | 8 | 12.7 | 1
2 Diversification | 2025 | 8 | 12.8 | 3
2 Diversification | 2025 | 8 | 12.9 | 1
2 Diversification | 2025 | 8 | 13 | 4
2 Diversification | 2025 | 8 | 13.1 | 1
2 Diversification | 2025 | 8 | 13.5 | 2
2 Diversification | 2025 | 8 | 13.6 | 2
2 Diversification | 2025 | 8 | 13.7 | 2
2 Diversification | 2025 | 8 | 13.8 | 3
2 Diversification | 2025 | 8 | 13.9 | 3
2 Diversification | 2025 | 8 | 14 | 1
2 Diversification | 2025 | 8 | 14.1 | 2
2 Diversification | 2025 | 8 | 14.3 | 2
2 Diversification | 2025 | 8 | 14.4 | 2
2 Diversification | 2025 | 8 | 14.5 | 1
2 Diversification | 2025 | 8 | 14.6 | 1
2 Diversification | 2025 | 8 | 14.7 | 1
2 Diversification | 2025 | 8 | 14.9 | 2
2 Diversification | 2025 | 8 | 15 | 6
2 Diversification | 2025 | 8 | 15.1 | 2
2 Diversification | 2025 | 8 | 15.2 | 1
2 Diversification | 2025 | 8 | 15.3 | 1
2 Diversification | 2025 | 8 | 15.4 | 1
2 Diversification | 2025 | 8 | 15.5 | 3
2 Diversification | 2025 | 8 | 15.6 | 2
2 Diversification | 2025 | 8 | 15.7 | 1
2 Diversification | 2025 | 8 | 15.8 | 3
2 Diversification | 2025 | 8 | 15.9 | 1
2 Diversification | 2025 | 8 | 16 | 1
2 Diversification | 2025 | 8 | 16.1 | 2
2 Diversification | 2025 | 8 | 16.3 | 1
2 Diversification | 2025 | 8 | 16.4 | 1
2 Diversification | 2025 | 8 | 16.5 | 2
2 Diversification | 2025 | 8 | 16.6 | 2
2 Diversification | 2025 | 8 | 16.8 | 2
2 Diversification | 2025 | 8 | 16.9 | 1
2 Diversification | 2025 | 8 | 17 | 1
2 Diversification | 2025 | 8 | 17.2 | 2
2 Diversification | 2025 | 8 | 17.3 | 2
2 Diversification | 2025 | 8 | 17.5 | 1
2 Diversification | 2025 | 8 | 17.6 | 6
2 Diversification | 2025 | 8 | 17.7 | 4
2 Diversification | 2025 | 8 | 17.9 | 1
2 Diversification | 2025 | 8 | 18 | 1
2 Diversification | 2025 | 8 | 18.1 | 1
2 Diversification | 2025 | 8 | 18.2 | 1
2 Diversification | 2025 | 8 | 18.3 | 2
2 Diversification | 2025 | 8 | 18.4 | 1
2 Diversification | 2025 | 8 | 18.5 | 2
2 Diversification | 2025 | 8 | 18.6 | 1
2 Diversification | 2025 | 8 | 18.7 | 1
2 Diversification | 2025 | 8 | 18.8 | 4
2 Diversification | 2025 | 8 | 18.9 | 2
2 Diversification | 2025 | 8 | 19 | 1
2 Diversification | 2025 | 8 | 19.1 | 3
2 Diversification | 2025 | 8 | 19.2 | 1
2 Diversification | 2025 | 8 | 19.4 | 2
2 Diversification | 2025 | 8 | 19.6 | 2
2 Diversification | 2025 | 8 | 19.7 | 1
2 Diversification | 2025 | 8 | 19.8 | 3
2 Diversification | 2025 | 8 | 19.9 | 1
2 Diversification | 2025 | 8 | 20 | 2
2 Diversification | 2025 | 8 | 20.1 | 3
2 Diversification | 2025 | 8 | 20.2 | 3
2 Diversification | 2025 | 8 | 20.3 | 2
2 Diversification | 2025 | 8 | 20.5 | 1
2 Diversification | 2025 | 8 | 20.7 | 1
2 Diversification | 2025 | 8 | 20.8 | 2
2 Diversification | 2025 | 8 | 21 | 1
2 Diversification | 2025 | 8 | 21.1 | 2
2 Diversification | 2025 | 8 | 21.3 | 2
2 Diversification | 2025 | 8 | 21.4 | 1
2 Diversification | 2025 | 8 | 21.5 | 1
2 Diversification | 2025 | 8 | 21.6 | 3
2 Diversification | 2025 | 8 | 21.8 | 1
2 Diversification | 2025 | 8 | 22 | 3
2 Diversification | 2025 | 8 | 22.2 | 2
2 Diversification | 2025 | 8 | 22.4 | 3
2 Diversification | 2025 | 8 | 22.5 | 5
2 Diversification | 2025 | 8 | 22.6 | 3
2 Diversification | 2025 | 8 | 22.7 | 4
2 Diversification | 2025 | 8 | 22.8 | 2
2 Diversification | 2025 | 8 | 23.1 | 3
2 Diversification | 2025 | 8 | 23.2 | 2
2 Diversification | 2025 | 8 | 23.3 | 2
2 Diversification | 2025 | 8 | 23.4 | 3
2 Diversification | 2025 | 8 | 23.5 | 4
2 Diversification | 2025 | 8 | 23.6 | 1
2 Diversification | 2025 | 8 | 23.7 | 1
2 Diversification | 2025 | 8 | 23.8 | 2
2 Diversification | 2025 | 8 | 24 | 2
2 Diversification | 2025 | 8 | 24.1 | 1
2 Diversification | 2025 | 8 | 24.2 | 1
2 Diversification | 2025 | 8 | 24.4 | 1
2 Diversification | 2025 | 8 | 24.5 | 6
2 Diversification | 2025 | 8 | 24.6 | 2
2 Diversification | 2025 | 8 | 24.7 | 1
2 Diversification | 2025 | 8 | 24.9 | 2
2 Diversification | 2025 | 8 | 25 | 6
2 Diversification | 2025 | 8 | 25.1 | 1
2 Diversification | 2025 | 8 | 25.2 | 1
2 Diversification | 2025 | 8 | 25.4 | 2
2 Diversification | 2025 | 8 | 25.5 | 3
2 Diversification | 2025 | 8 | 25.6 | 1
2 Diversification | 2025 | 8 | 25.7 | 1
2 Diversification | 2025 | 8 | 25.8 | 1
2 Diversification | 2025 | 8 | 25.9 | 1
2 Diversification | 2025 | 8 | 26.1 | 1
2 Diversification | 2025 | 8 | 26.2 | 1
2 Diversification | 2025 | 8 | 26.5 | 1
2 Diversification | 2025 | 8 | 26.6 | 3
2 Diversification | 2025 | 8 | 26.8 | 3
2 Diversification | 2025 | 8 | 26.9 | 1
2 Diversification | 2025 | 8 | 27 | 1
2 Diversification | 2025 | 8 | 27.1 | 2
2 Diversification | 2025 | 8 | 27.2 | 3
2 Diversification | 2025 | 8 | 27.3 | 2
2 Diversification | 2025 | 8 | 27.4 | 2
2 Diversification | 2025 | 8 | 27.5 | 1
2 Diversification | 2025 | 8 | 27.6 | 3
2 Diversification | 2025 | 8 | 27.7 | 2
2 Diversification | 2025 | 8 | 28 | 3
2 Diversification | 2025 | 8 | 28.1 | 1
2 Diversification | 2025 | 8 | 28.2 | 1
2 Diversification | 2025 | 8 | 28.3 | 1
2 Diversification | 2025 | 8 | 28.4 | 3
2 Diversification | 2025 | 8 | 28.5 | 3
2 Diversification | 2025 | 8 | 28.6 | 4
2 Diversification | 2025 | 8 | 28.7 | 2
2 Diversification | 2025 | 8 | 28.8 | 4
2 Diversification | 2025 | 8 | 29.1 | 4
2 Diversification | 2025 | 8 | 29.2 | 3
2 Diversification | 2025 | 8 | 29.4 | 1
2 Diversification | 2025 | 8 | 29.5 | 3
2 Diversification | 2025 | 8 | 29.6 | 2
2 Diversification | 2025 | 8 | 29.8 | 1
2 Diversification | 2025 | 8 | 29.9 | 2
2 Diversification | 2025 | 8 | 30 | 2
2 Diversification | 2025 | 8 | 30.1 | 2
2 Diversification | 2025 | 8 | 30.2 | 3
2 Diversification | 2025 | 8 | 30.3 | 2
2 Diversification | 2025 | 8 | 30.4 | 2
2 Diversification | 2025 | 8 | 30.7 | 1
2 Diversification | 2025 | 8 | 30.8 | 1
2 Diversification | 2025 | 8 | 30.9 | 2
2 Diversification | 2025 | 8 | 31.1 | 2
2 Diversification | 2025 | 8 | 31.5 | 3
2 Diversification | 2025 | 8 | 31.7 | 2
2 Diversification | 2025 | 8 | 31.8 | 2
2 Diversification | 2025 | 8 | 31.9 | 1
2 Diversification | 2025 | 8 | 32 | 1
2 Diversification | 2025 | 8 | 32.2 | 1
2 Diversification | 2025 | 8 | 32.3 | 1
2 Diversification | 2025 | 8 | 32.4 | 1
2 Diversification | 2025 | 8 | 32.5 | 1
2 Diversification | 2025 | 8 | 32.6 | 1
2 Diversification | 2025 | 8 | 32.7 | 1
2 Diversification | 2025 | 8 | 32.8 | 2
2 Diversification | 2025 | 8 | 32.9 | 1
2 Diversification | 2025 | 8 | 33.1 | 1
2 Diversification | 2025 | 8 | 33.3 | 1
2 Diversification | 2025 | 8 | 33.4 | 1
2 Diversification | 2025 | 8 | 33.6 | 2
2 Diversification | 2025 | 8 | 33.7 | 1
2 Diversification | 2025 | 8 | 33.9 | 1
2 Diversification | 2025 | 8 | 34.4 | 1
2 Diversification | 2025 | 8 | 34.6 | 1
2 Diversification | 2025 | 8 | 34.7 | 2
2 Diversification | 2025 | 8 | 34.9 | 1
2 Diversification | 2025 | 8 | 35.1 | 1
2 Diversification | 2025 | 8 | 35.4 | 1
2 Diversification | 2025 | 8 | 35.5 | 2
2 Diversification | 2025 | 8 | 35.6 | 2
2 Diversification | 2025 | 8 | 35.9 | 1
2 Diversification | 2025 | 8 | 36 | 1
2 Diversification | 2025 | 8 | 36.1 | 1
2 Diversification | 2025 | 8 | 36.2 | 2
2 Diversification | 2025 | 8 | 36.5 | 1
2 Diversification | 2025 | 8 | 36.7 | 1
2 Diversification | 2025 | 8 | 37 | 2
2 Diversification | 2025 | 8 | 37.2 | 1
2 Diversification | 2025 | 8 | 37.3 | 2
2 Diversification | 2025 | 8 | 37.5 | 2
2 Diversification | 2025 | 8 | 37.8 | 4
2 Diversification | 2025 | 8 | 37.9 | 1
2 Diversification | 2025 | 8 | 38.1 | 1
2 Diversification | 2025 | 8 | 38.2 | 1
2 Diversification | 2025 | 8 | 38.4 | 1
2 Diversification | 2025 | 8 | 38.5 | 1
2 Diversification | 2025 | 8 | 38.7 | 1
2 Diversification | 2025 | 8 | 39.1 | 2
2 Diversification | 2025 | 8 | 39.2 | 1
2 Diversification | 2025 | 8 | 39.5 | 1
2 Diversification | 2025 | 8 | 39.7 | 1
2 Diversification | 2025 | 8 | 39.9 | 1
2 Diversification | 2025 | 8 | 40.5 | 1
2 Diversification | 2025 | 8 | 40.6 | 1
2 Diversification | 2025 | 8 | 40.7 | 3
2 Diversification | 2025 | 8 | 40.8 | 1
2 Diversification | 2025 | 8 | 41.1 | 1
2 Diversification | 2025 | 8 | 41.2 | 1
2 Diversification | 2025 | 8 | 41.3 | 2
2 Diversification | 2025 | 8 | 41.4 | 2
2 Diversification | 2025 | 8 | 41.5 | 2
2 Diversification | 2025 | 8 | 41.7 | 1
2 Diversification | 2025 | 8 | 41.8 | 1
2 Diversification | 2025 | 8 | 42.2 | 1
2 Diversification | 2025 | 8 | 42.9 | 1
2 Diversification | 2025 | 8 | 43.2 | 1
2 Diversification | 2025 | 8 | 43.8 | 1
2 Diversification | 2025 | 8 | 43.9 | 1
2 Diversification | 2025 | 8 | 44.6 | 1
2 Diversification | 2025 | 8 | 45.3 | 1
2 Diversification | 2025 | 8 | 45.9 | 1
2 Diversification | 2025 | 8 | 46.9 | 1
2 Diversification | 2025 | 8 | 47 | 1
2 Diversification | 2025 | 8 | 47.2 | 1
2 Diversification | 2025 | 8 | 47.3 | 1
2 Diversification | 2025 | 8 | 47.4 | 1
2 Diversification | 2025 | 8 | 47.6 | 1
2 Diversification | 2025 | 8 | 50.6 | 1
2 Diversification | 2025 | 8 | 51.3 | 1
2 Diversification | 2025 | 8 | 51.5 | 1
2 Diversification | 2025 | 8 | 52.3 | 1
2 Diversification | 2025 | 8 | 53.9 | 1
2 Diversification | 2025 | 8 | 54.5 | 1
2 Diversification | 2025 | 8 | 54.7 | 1
2 Diversification | 2025 | 8 | 55.5 | 1
2 Diversification | 2025 | 8 | 56.2 | 1
2 Diversification | 2025 | 8 | 57.6 | 1
2 Diversification | 2025 | 8 | 58.4 | 1
2 Diversification | 2025 | 8 | 60.2 | 1
2 Diversification | 2025 | 8 | 63.5 | 1
2 Diversification | 2025 | 8 | 64.6 | 1
2 Diversification | 2025 | 8 | 65.4 | 1
2 Diversification | 2025 | 8 | 73.2 | 1
2 Diversification | 2025 | 8 | 74.8 | 1
2 Diversification | 2025 | 8 | 77.5 | 1
2 Diversification | 2025 | 8 | 83.5 | 1
2 Diversification | 2025 | 8 | 85.4 | 1
2 Diversification | 2025 | 9 | -83.4 | 1
2 Diversification | 2025 | 9 | -82.3 | 1
2 Diversification | 2025 | 9 | -79.9 | 1
2 Diversification | 2025 | 9 | -65 | 1
2 Diversification | 2025 | 9 | -64.4 | 1
2 Diversification | 2025 | 9 | -60.4 | 1
2 Diversification | 2025 | 9 | -60.3 | 1
2 Diversification | 2025 | 9 | -59.3 | 1
2 Diversification | 2025 | 9 | -56.2 | 1
2 Diversification | 2025 | 9 | -55 | 1
2 Diversification | 2025 | 9 | -54.7 | 1
2 Diversification | 2025 | 9 | -53.1 | 1
2 Diversification | 2025 | 9 | -52.5 | 1
2 Diversification | 2025 | 9 | -51.2 | 1
2 Diversification | 2025 | 9 | -50.9 | 1
2 Diversification | 2025 | 9 | -50.6 | 1
2 Diversification | 2025 | 9 | -49.7 | 2
2 Diversification | 2025 | 9 | -49.3 | 1
2 Diversification | 2025 | 9 | -49.2 | 2
2 Diversification | 2025 | 9 | -47.3 | 1
2 Diversification | 2025 | 9 | -47.1 | 1
2 Diversification | 2025 | 9 | -46.8 | 1
2 Diversification | 2025 | 9 | -46.6 | 1
2 Diversification | 2025 | 9 | -46.3 | 1
2 Diversification | 2025 | 9 | -44.7 | 1
2 Diversification | 2025 | 9 | -44.5 | 2
2 Diversification | 2025 | 9 | -44.3 | 1
2 Diversification | 2025 | 9 | -44.1 | 1
2 Diversification | 2025 | 9 | -44 | 1
2 Diversification | 2025 | 9 | -43.7 | 1
2 Diversification | 2025 | 9 | -43.6 | 1
2 Diversification | 2025 | 9 | -43.5 | 1
2 Diversification | 2025 | 9 | -42.9 | 1
2 Diversification | 2025 | 9 | -42.4 | 2
2 Diversification | 2025 | 9 | -42.3 | 1
2 Diversification | 2025 | 9 | -42 | 1
2 Diversification | 2025 | 9 | -41.9 | 1
2 Diversification | 2025 | 9 | -41.5 | 1
2 Diversification | 2025 | 9 | -41.4 | 1
2 Diversification | 2025 | 9 | -40.8 | 1
2 Diversification | 2025 | 9 | -40.5 | 1
2 Diversification | 2025 | 9 | -40.1 | 1
2 Diversification | 2025 | 9 | -40 | 1
2 Diversification | 2025 | 9 | -39.8 | 1
2 Diversification | 2025 | 9 | -39.1 | 1
2 Diversification | 2025 | 9 | -38.8 | 2
2 Diversification | 2025 | 9 | -38.5 | 1
2 Diversification | 2025 | 9 | -38.2 | 2
2 Diversification | 2025 | 9 | -38 | 1
2 Diversification | 2025 | 9 | -37.9 | 1
2 Diversification | 2025 | 9 | -37.8 | 2
2 Diversification | 2025 | 9 | -36.5 | 1
2 Diversification | 2025 | 9 | -36.3 | 1
2 Diversification | 2025 | 9 | -36.2 | 1
2 Diversification | 2025 | 9 | -36 | 1
2 Diversification | 2025 | 9 | -35.9 | 1
2 Diversification | 2025 | 9 | -35.4 | 1
2 Diversification | 2025 | 9 | -35.2 | 1
2 Diversification | 2025 | 9 | -34.9 | 2
2 Diversification | 2025 | 9 | -34.7 | 1
2 Diversification | 2025 | 9 | -34.2 | 1
2 Diversification | 2025 | 9 | -34 | 2
2 Diversification | 2025 | 9 | -33.7 | 3
2 Diversification | 2025 | 9 | -33.6 | 1
2 Diversification | 2025 | 9 | -33.5 | 2
2 Diversification | 2025 | 9 | -33.4 | 1
2 Diversification | 2025 | 9 | -33.2 | 1
2 Diversification | 2025 | 9 | -33.1 | 1
2 Diversification | 2025 | 9 | -33 | 1
2 Diversification | 2025 | 9 | -32.9 | 1
2 Diversification | 2025 | 9 | -32.8 | 1
2 Diversification | 2025 | 9 | -32.7 | 1
2 Diversification | 2025 | 9 | -32.5 | 3
2 Diversification | 2025 | 9 | -32.4 | 3
2 Diversification | 2025 | 9 | -32.3 | 2
2 Diversification | 2025 | 9 | -32.1 | 2
2 Diversification | 2025 | 9 | -31.9 | 1
2 Diversification | 2025 | 9 | -31.7 | 1
2 Diversification | 2025 | 9 | -31.6 | 1
2 Diversification | 2025 | 9 | -31.3 | 2
2 Diversification | 2025 | 9 | -31.2 | 1
2 Diversification | 2025 | 9 | -31.1 | 1
2 Diversification | 2025 | 9 | -31 | 1
2 Diversification | 2025 | 9 | -30.9 | 1
2 Diversification | 2025 | 9 | -30.8 | 2
2 Diversification | 2025 | 9 | -30.7 | 1
2 Diversification | 2025 | 9 | -30.6 | 1
2 Diversification | 2025 | 9 | -30.3 | 1
2 Diversification | 2025 | 9 | -30.2 | 2
2 Diversification | 2025 | 9 | -30.1 | 2
2 Diversification | 2025 | 9 | -30 | 2
2 Diversification | 2025 | 9 | -29.8 | 2
2 Diversification | 2025 | 9 | -29.7 | 1
2 Diversification | 2025 | 9 | -29.6 | 2
2 Diversification | 2025 | 9 | -29.5 | 1
2 Diversification | 2025 | 9 | -29.4 | 3
2 Diversification | 2025 | 9 | -29.2 | 4
2 Diversification | 2025 | 9 | -29 | 1
2 Diversification | 2025 | 9 | -28.9 | 1
2 Diversification | 2025 | 9 | -28.7 | 1
2 Diversification | 2025 | 9 | -28.6 | 1
2 Diversification | 2025 | 9 | -28.3 | 2
2 Diversification | 2025 | 9 | -28.2 | 1
2 Diversification | 2025 | 9 | -28.1 | 1
2 Diversification | 2025 | 9 | -27.7 | 1
2 Diversification | 2025 | 9 | -27.5 | 1
2 Diversification | 2025 | 9 | -27.3 | 2
2 Diversification | 2025 | 9 | -27.2 | 2
2 Diversification | 2025 | 9 | -27 | 2
2 Diversification | 2025 | 9 | -26.9 | 2
2 Diversification | 2025 | 9 | -26.8 | 2
2 Diversification | 2025 | 9 | -26.7 | 3
2 Diversification | 2025 | 9 | -26.6 | 1
2 Diversification | 2025 | 9 | -26.2 | 4
2 Diversification | 2025 | 9 | -26.1 | 1
2 Diversification | 2025 | 9 | -26 | 2
2 Diversification | 2025 | 9 | -25.8 | 1
2 Diversification | 2025 | 9 | -25.5 | 1
2 Diversification | 2025 | 9 | -25.4 | 1
2 Diversification | 2025 | 9 | -25.3 | 1
2 Diversification | 2025 | 9 | -25 | 3
2 Diversification | 2025 | 9 | -24.7 | 2
2 Diversification | 2025 | 9 | -24.6 | 1
2 Diversification | 2025 | 9 | -24.3 | 2
2 Diversification | 2025 | 9 | -24.2 | 2
2 Diversification | 2025 | 9 | -24.1 | 1
2 Diversification | 2025 | 9 | -24 | 1
2 Diversification | 2025 | 9 | -23.9 | 4
2 Diversification | 2025 | 9 | -23.8 | 4
2 Diversification | 2025 | 9 | -23.6 | 1
2 Diversification | 2025 | 9 | -23.5 | 2
2 Diversification | 2025 | 9 | -23.4 | 2
2 Diversification | 2025 | 9 | -23.2 | 1
2 Diversification | 2025 | 9 | -23.1 | 1
2 Diversification | 2025 | 9 | -23 | 1
2 Diversification | 2025 | 9 | -22.9 | 2
2 Diversification | 2025 | 9 | -22.7 | 2
2 Diversification | 2025 | 9 | -22.4 | 1
2 Diversification | 2025 | 9 | -22.3 | 5
2 Diversification | 2025 | 9 | -22.2 | 4
2 Diversification | 2025 | 9 | -22.1 | 1
2 Diversification | 2025 | 9 | -21.9 | 1
2 Diversification | 2025 | 9 | -21.8 | 2
2 Diversification | 2025 | 9 | -21.7 | 1
2 Diversification | 2025 | 9 | -21.6 | 5
2 Diversification | 2025 | 9 | -21.4 | 1
2 Diversification | 2025 | 9 | -21.2 | 1
2 Diversification | 2025 | 9 | -21.1 | 1
2 Diversification | 2025 | 9 | -21 | 2
2 Diversification | 2025 | 9 | -20.9 | 3
2 Diversification | 2025 | 9 | -20.8 | 1
2 Diversification | 2025 | 9 | -20.7 | 1
2 Diversification | 2025 | 9 | -20.6 | 2
2 Diversification | 2025 | 9 | -20.5 | 1
2 Diversification | 2025 | 9 | -20 | 2
2 Diversification | 2025 | 9 | -19.9 | 1
2 Diversification | 2025 | 9 | -19.8 | 2
2 Diversification | 2025 | 9 | -19.6 | 1
2 Diversification | 2025 | 9 | -19.5 | 1
2 Diversification | 2025 | 9 | -19.4 | 2
2 Diversification | 2025 | 9 | -19.3 | 2
2 Diversification | 2025 | 9 | -19.1 | 3
2 Diversification | 2025 | 9 | -18.8 | 3
2 Diversification | 2025 | 9 | -18.6 | 1
2 Diversification | 2025 | 9 | -18.5 | 4
2 Diversification | 2025 | 9 | -18.4 | 3
2 Diversification | 2025 | 9 | -18.2 | 1
2 Diversification | 2025 | 9 | -18 | 2
2 Diversification | 2025 | 9 | -17.8 | 1
2 Diversification | 2025 | 9 | -17.7 | 1
2 Diversification | 2025 | 9 | -17.6 | 1
2 Diversification | 2025 | 9 | -17.4 | 1
2 Diversification | 2025 | 9 | -17.3 | 2
2 Diversification | 2025 | 9 | -17.2 | 1
2 Diversification | 2025 | 9 | -17 | 2
2 Diversification | 2025 | 9 | -16.8 | 2
2 Diversification | 2025 | 9 | -16.6 | 1
2 Diversification | 2025 | 9 | -16.5 | 3
2 Diversification | 2025 | 9 | -16.4 | 2
2 Diversification | 2025 | 9 | -16.3 | 3
2 Diversification | 2025 | 9 | -16.2 | 3
2 Diversification | 2025 | 9 | -16.1 | 1
2 Diversification | 2025 | 9 | -15.9 | 1
2 Diversification | 2025 | 9 | -15.8 | 1
2 Diversification | 2025 | 9 | -15.7 | 1
2 Diversification | 2025 | 9 | -15.6 | 4
2 Diversification | 2025 | 9 | -15.4 | 2
2 Diversification | 2025 | 9 | -15.2 | 1
2 Diversification | 2025 | 9 | -15.1 | 1
2 Diversification | 2025 | 9 | -15 | 1
2 Diversification | 2025 | 9 | -14.9 | 1
2 Diversification | 2025 | 9 | -14.6 | 1
2 Diversification | 2025 | 9 | -14.4 | 1
2 Diversification | 2025 | 9 | -14.3 | 1
2 Diversification | 2025 | 9 | -14.1 | 1
2 Diversification | 2025 | 9 | -14 | 1
2 Diversification | 2025 | 9 | -13.8 | 4
2 Diversification | 2025 | 9 | -13.7 | 1
2 Diversification | 2025 | 9 | -13.5 | 1
2 Diversification | 2025 | 9 | -13.3 | 1
2 Diversification | 2025 | 9 | -13.2 | 1
2 Diversification | 2025 | 9 | -13.1 | 2
2 Diversification | 2025 | 9 | -13 | 1
2 Diversification | 2025 | 9 | -12.7 | 3
2 Diversification | 2025 | 9 | -12.6 | 1
2 Diversification | 2025 | 9 | -12.5 | 1
2 Diversification | 2025 | 9 | -12.2 | 2
2 Diversification | 2025 | 9 | -11.7 | 1
2 Diversification | 2025 | 9 | -11.4 | 1
2 Diversification | 2025 | 9 | -11.2 | 2
2 Diversification | 2025 | 9 | -10.9 | 1
2 Diversification | 2025 | 9 | -10.8 | 1
2 Diversification | 2025 | 9 | -10.6 | 1
2 Diversification | 2025 | 9 | -10.4 | 1
2 Diversification | 2025 | 9 | -9.8 | 2
2 Diversification | 2025 | 9 | -9.1 | 1
2 Diversification | 2025 | 9 | -8.8 | 1
2 Diversification | 2025 | 9 | -8.7 | 1
2 Diversification | 2025 | 9 | -8.6 | 1
2 Diversification | 2025 | 9 | -7.9 | 1
2 Diversification | 2025 | 9 | -7.7 | 2
2 Diversification | 2025 | 9 | -7.6 | 1
2 Diversification | 2025 | 9 | -6.9 | 1
2 Diversification | 2025 | 9 | -6.5 | 1
2 Diversification | 2025 | 9 | -5.3 | 1
2 Diversification | 2025 | 9 | -4.7 | 1
2 Diversification | 2025 | 9 | -4.6 | 1
2 Diversification | 2025 | 9 | 3.8 | 1
2 Diversification | 2025 | 9 | 5.2 | 1
2 Diversification | 2025 | 9 | 7.1 | 1
2 Diversification | 2025 | 9 | 7.3 | 1
2 Diversification | 2025 | 9 | 7.7 | 1
2 Diversification | 2025 | 9 | 7.9 | 1
2 Diversification | 2025 | 9 | 8.9 | 2
2 Diversification | 2025 | 9 | 9.1 | 1
2 Diversification | 2025 | 9 | 9.4 | 1
2 Diversification | 2025 | 9 | 9.5 | 1
2 Diversification | 2025 | 9 | 9.6 | 2
2 Diversification | 2025 | 9 | 9.8 | 1
2 Diversification | 2025 | 9 | 9.9 | 1
2 Diversification | 2025 | 9 | 10.2 | 1
2 Diversification | 2025 | 9 | 10.9 | 2
2 Diversification | 2025 | 9 | 11.2 | 1
2 Diversification | 2025 | 9 | 11.5 | 2
2 Diversification | 2025 | 9 | 11.8 | 3
2 Diversification | 2025 | 9 | 11.9 | 1
2 Diversification | 2025 | 9 | 12.2 | 1
2 Diversification | 2025 | 9 | 12.3 | 1
2 Diversification | 2025 | 9 | 12.4 | 1
2 Diversification | 2025 | 9 | 12.5 | 4
2 Diversification | 2025 | 9 | 12.7 | 3
2 Diversification | 2025 | 9 | 12.8 | 1
2 Diversification | 2025 | 9 | 12.9 | 3
2 Diversification | 2025 | 9 | 13 | 3
2 Diversification | 2025 | 9 | 13.2 | 1
2 Diversification | 2025 | 9 | 13.5 | 1
2 Diversification | 2025 | 9 | 13.6 | 1
2 Diversification | 2025 | 9 | 13.7 | 1
2 Diversification | 2025 | 9 | 13.8 | 1
2 Diversification | 2025 | 9 | 14 | 1
2 Diversification | 2025 | 9 | 14.2 | 1
2 Diversification | 2025 | 9 | 14.5 | 3
2 Diversification | 2025 | 9 | 14.7 | 1
2 Diversification | 2025 | 9 | 14.8 | 1
2 Diversification | 2025 | 9 | 14.9 | 1
2 Diversification | 2025 | 9 | 15 | 2
2 Diversification | 2025 | 9 | 15.1 | 1
2 Diversification | 2025 | 9 | 15.3 | 1
2 Diversification | 2025 | 9 | 15.4 | 1
2 Diversification | 2025 | 9 | 15.5 | 2
2 Diversification | 2025 | 9 | 15.6 | 1
2 Diversification | 2025 | 9 | 15.7 | 1
2 Diversification | 2025 | 9 | 15.8 | 1
2 Diversification | 2025 | 9 | 15.9 | 2
2 Diversification | 2025 | 9 | 16 | 1
2 Diversification | 2025 | 9 | 16.1 | 2
2 Diversification | 2025 | 9 | 16.3 | 2
2 Diversification | 2025 | 9 | 16.4 | 1
2 Diversification | 2025 | 9 | 16.6 | 1
2 Diversification | 2025 | 9 | 16.7 | 3
2 Diversification | 2025 | 9 | 16.8 | 1
2 Diversification | 2025 | 9 | 17.1 | 2
2 Diversification | 2025 | 9 | 17.2 | 1
2 Diversification | 2025 | 9 | 17.3 | 3
2 Diversification | 2025 | 9 | 17.4 | 1
2 Diversification | 2025 | 9 | 17.6 | 5
2 Diversification | 2025 | 9 | 17.9 | 2
2 Diversification | 2025 | 9 | 18.1 | 1
2 Diversification | 2025 | 9 | 18.2 | 1
2 Diversification | 2025 | 9 | 18.4 | 1
2 Diversification | 2025 | 9 | 18.5 | 1
2 Diversification | 2025 | 9 | 18.6 | 3
2 Diversification | 2025 | 9 | 18.7 | 2
2 Diversification | 2025 | 9 | 18.8 | 3
2 Diversification | 2025 | 9 | 18.9 | 2
2 Diversification | 2025 | 9 | 19.2 | 1
2 Diversification | 2025 | 9 | 19.3 | 2
2 Diversification | 2025 | 9 | 19.4 | 2
2 Diversification | 2025 | 9 | 19.6 | 2
2 Diversification | 2025 | 9 | 19.7 | 1
2 Diversification | 2025 | 9 | 19.8 | 1
2 Diversification | 2025 | 9 | 20 | 2
2 Diversification | 2025 | 9 | 20.2 | 2
2 Diversification | 2025 | 9 | 20.3 | 1
2 Diversification | 2025 | 9 | 20.4 | 2
2 Diversification | 2025 | 9 | 20.6 | 1
2 Diversification | 2025 | 9 | 20.8 | 3
2 Diversification | 2025 | 9 | 21 | 1
2 Diversification | 2025 | 9 | 21.1 | 1
2 Diversification | 2025 | 9 | 21.2 | 3
2 Diversification | 2025 | 9 | 21.4 | 3
2 Diversification | 2025 | 9 | 21.8 | 2
2 Diversification | 2025 | 9 | 21.9 | 1
2 Diversification | 2025 | 9 | 22.1 | 1
2 Diversification | 2025 | 9 | 22.5 | 1
2 Diversification | 2025 | 9 | 22.6 | 2
2 Diversification | 2025 | 9 | 22.7 | 2
2 Diversification | 2025 | 9 | 22.8 | 2
2 Diversification | 2025 | 9 | 23 | 1
2 Diversification | 2025 | 9 | 23.1 | 1
2 Diversification | 2025 | 9 | 23.2 | 4
2 Diversification | 2025 | 9 | 23.3 | 4
2 Diversification | 2025 | 9 | 23.4 | 1
2 Diversification | 2025 | 9 | 23.6 | 2
2 Diversification | 2025 | 9 | 23.7 | 1
2 Diversification | 2025 | 9 | 23.8 | 2
2 Diversification | 2025 | 9 | 23.9 | 3
2 Diversification | 2025 | 9 | 24 | 2
2 Diversification | 2025 | 9 | 24.1 | 5
2 Diversification | 2025 | 9 | 24.2 | 2
2 Diversification | 2025 | 9 | 24.3 | 3
2 Diversification | 2025 | 9 | 24.4 | 2
2 Diversification | 2025 | 9 | 24.5 | 1
2 Diversification | 2025 | 9 | 24.7 | 2
2 Diversification | 2025 | 9 | 25 | 3
2 Diversification | 2025 | 9 | 25.1 | 1
2 Diversification | 2025 | 9 | 25.2 | 1
2 Diversification | 2025 | 9 | 25.3 | 1
2 Diversification | 2025 | 9 | 25.7 | 1
2 Diversification | 2025 | 9 | 26.2 | 2
2 Diversification | 2025 | 9 | 26.3 | 1
2 Diversification | 2025 | 9 | 26.5 | 1
2 Diversification | 2025 | 9 | 26.7 | 1
2 Diversification | 2025 | 9 | 26.8 | 1
2 Diversification | 2025 | 9 | 27 | 4
2 Diversification | 2025 | 9 | 27.1 | 2
2 Diversification | 2025 | 9 | 27.3 | 3
2 Diversification | 2025 | 9 | 27.4 | 1
2 Diversification | 2025 | 9 | 27.7 | 1
2 Diversification | 2025 | 9 | 27.9 | 1
2 Diversification | 2025 | 9 | 28 | 1
2 Diversification | 2025 | 9 | 28.1 | 1
2 Diversification | 2025 | 9 | 28.4 | 1
2 Diversification | 2025 | 9 | 28.7 | 1
2 Diversification | 2025 | 9 | 28.8 | 2
2 Diversification | 2025 | 9 | 28.9 | 3
2 Diversification | 2025 | 9 | 29.2 | 1
2 Diversification | 2025 | 9 | 29.3 | 1
2 Diversification | 2025 | 9 | 29.5 | 1
2 Diversification | 2025 | 9 | 29.7 | 2
2 Diversification | 2025 | 9 | 29.8 | 2
2 Diversification | 2025 | 9 | 30.2 | 1
2 Diversification | 2025 | 9 | 30.4 | 2
2 Diversification | 2025 | 9 | 30.5 | 3
2 Diversification | 2025 | 9 | 30.7 | 3
2 Diversification | 2025 | 9 | 30.9 | 1
2 Diversification | 2025 | 9 | 31.1 | 1
2 Diversification | 2025 | 9 | 31.2 | 2
2 Diversification | 2025 | 9 | 31.3 | 1
2 Diversification | 2025 | 9 | 31.4 | 1
2 Diversification | 2025 | 9 | 31.5 | 1
2 Diversification | 2025 | 9 | 31.7 | 1
2 Diversification | 2025 | 9 | 31.9 | 2
2 Diversification | 2025 | 9 | 32.2 | 3
2 Diversification | 2025 | 9 | 32.3 | 1
2 Diversification | 2025 | 9 | 32.5 | 2
2 Diversification | 2025 | 9 | 32.6 | 1
2 Diversification | 2025 | 9 | 32.9 | 1
2 Diversification | 2025 | 9 | 33.1 | 1
2 Diversification | 2025 | 9 | 33.2 | 2
2 Diversification | 2025 | 9 | 33.3 | 1
2 Diversification | 2025 | 9 | 33.7 | 3
2 Diversification | 2025 | 9 | 33.9 | 3
2 Diversification | 2025 | 9 | 34 | 1
2 Diversification | 2025 | 9 | 34.1 | 2
2 Diversification | 2025 | 9 | 34.2 | 3
2 Diversification | 2025 | 9 | 34.3 | 1
2 Diversification | 2025 | 9 | 34.6 | 2
2 Diversification | 2025 | 9 | 34.9 | 1
2 Diversification | 2025 | 9 | 35 | 1
2 Diversification | 2025 | 9 | 35.2 | 3
2 Diversification | 2025 | 9 | 35.3 | 1
2 Diversification | 2025 | 9 | 35.8 | 1
2 Diversification | 2025 | 9 | 35.9 | 1
2 Diversification | 2025 | 9 | 36 | 1
2 Diversification | 2025 | 9 | 36.2 | 1
2 Diversification | 2025 | 9 | 36.3 | 1
2 Diversification | 2025 | 9 | 36.4 | 1
2 Diversification | 2025 | 9 | 36.6 | 2
2 Diversification | 2025 | 9 | 36.8 | 1
2 Diversification | 2025 | 9 | 36.9 | 2
2 Diversification | 2025 | 9 | 37 | 1
2 Diversification | 2025 | 9 | 37.2 | 1
2 Diversification | 2025 | 9 | 37.3 | 2
2 Diversification | 2025 | 9 | 37.7 | 1
2 Diversification | 2025 | 9 | 37.8 | 4
2 Diversification | 2025 | 9 | 38.1 | 2
2 Diversification | 2025 | 9 | 38.4 | 1
2 Diversification | 2025 | 9 | 38.7 | 1
2 Diversification | 2025 | 9 | 38.8 | 1
2 Diversification | 2025 | 9 | 39.4 | 1
2 Diversification | 2025 | 9 | 39.6 | 1
2 Diversification | 2025 | 9 | 39.7 | 1
2 Diversification | 2025 | 9 | 39.9 | 1
2 Diversification | 2025 | 9 | 40 | 1
2 Diversification | 2025 | 9 | 40.2 | 2
2 Diversification | 2025 | 9 | 40.3 | 3
2 Diversification | 2025 | 9 | 40.4 | 1
2 Diversification | 2025 | 9 | 40.7 | 2
2 Diversification | 2025 | 9 | 41 | 1
2 Diversification | 2025 | 9 | 41.6 | 1
2 Diversification | 2025 | 9 | 41.7 | 1
2 Diversification | 2025 | 9 | 42.1 | 1
2 Diversification | 2025 | 9 | 42.2 | 1
2 Diversification | 2025 | 9 | 42.3 | 2
2 Diversification | 2025 | 9 | 42.4 | 2
2 Diversification | 2025 | 9 | 42.5 | 1
2 Diversification | 2025 | 9 | 42.9 | 1
2 Diversification | 2025 | 9 | 43.1 | 1
2 Diversification | 2025 | 9 | 43.2 | 2
2 Diversification | 2025 | 9 | 43.3 | 1
2 Diversification | 2025 | 9 | 43.5 | 1
2 Diversification | 2025 | 9 | 44.7 | 1
2 Diversification | 2025 | 9 | 44.9 | 1
2 Diversification | 2025 | 9 | 45.3 | 1
2 Diversification | 2025 | 9 | 45.7 | 1
2 Diversification | 2025 | 9 | 45.9 | 2
2 Diversification | 2025 | 9 | 46.1 | 1
2 Diversification | 2025 | 9 | 46.9 | 1
2 Diversification | 2025 | 9 | 47 | 1
2 Diversification | 2025 | 9 | 47.2 | 2
2 Diversification | 2025 | 9 | 47.4 | 1
2 Diversification | 2025 | 9 | 47.5 | 1
2 Diversification | 2025 | 9 | 47.6 | 2
2 Diversification | 2025 | 9 | 47.9 | 1
2 Diversification | 2025 | 9 | 48.2 | 1
2 Diversification | 2025 | 9 | 48.5 | 1
2 Diversification | 2025 | 9 | 49.1 | 1
2 Diversification | 2025 | 9 | 49.3 | 1
2 Diversification | 2025 | 9 | 49.4 | 1
2 Diversification | 2025 | 9 | 50.4 | 1
2 Diversification | 2025 | 9 | 50.6 | 1
2 Diversification | 2025 | 9 | 51.6 | 1
2 Diversification | 2025 | 9 | 52.1 | 1
2 Diversification | 2025 | 9 | 52.2 | 1
2 Diversification | 2025 | 9 | 52.8 | 1
2 Diversification | 2025 | 9 | 53.8 | 1
2 Diversification | 2025 | 9 | 55.3 | 1
2 Diversification | 2025 | 9 | 55.8 | 1
2 Diversification | 2025 | 9 | 57 | 1
2 Diversification | 2025 | 9 | 58 | 1
2 Diversification | 2025 | 9 | 58.1 | 1
2 Diversification | 2025 | 9 | 58.5 | 1
2 Diversification | 2025 | 9 | 58.9 | 1
2 Diversification | 2025 | 9 | 60.8 | 1
2 Diversification | 2025 | 9 | 61.8 | 1
2 Diversification | 2025 | 9 | 62.7 | 1
2 Diversification | 2025 | 9 | 64.9 | 1
2 Diversification | 2025 | 9 | 65.5 | 1
2 Diversification | 2025 | 9 | 66.4 | 1
2 Diversification | 2025 | 9 | 67.6 | 1
2 Diversification | 2025 | 9 | 69.7 | 1
2 Diversification | 2025 | 9 | 70.1 | 1
2 Diversification | 2025 | 9 | 71.4 | 1
2 Diversification | 2025 | 9 | 75.3 | 1
2 Diversification | 2025 | 9 | 84.9 | 1
2 Diversification | 2025 | 9 | 86.5 | 1
2 Diversification | 2025 | 9 | 125.8 | 1
2 Diversification | 2025 | 10 | -86.5 | 1
2 Diversification | 2025 | 10 | -77.6 | 1
2 Diversification | 2025 | 10 | -74.2 | 1
2 Diversification | 2025 | 10 | -68.2 | 1
2 Diversification | 2025 | 10 | -65.6 | 1
2 Diversification | 2025 | 10 | -64.2 | 1
2 Diversification | 2025 | 10 | -62.6 | 1
2 Diversification | 2025 | 10 | -62.5 | 1
2 Diversification | 2025 | 10 | -61.8 | 1
2 Diversification | 2025 | 10 | -60.9 | 1
2 Diversification | 2025 | 10 | -60.7 | 2
2 Diversification | 2025 | 10 | -60 | 1
2 Diversification | 2025 | 10 | -57.2 | 1
2 Diversification | 2025 | 10 | -55.9 | 1
2 Diversification | 2025 | 10 | -53.2 | 1
2 Diversification | 2025 | 10 | -53 | 1
2 Diversification | 2025 | 10 | -52 | 1
2 Diversification | 2025 | 10 | -51.3 | 1
2 Diversification | 2025 | 10 | -50 | 1
2 Diversification | 2025 | 10 | -49.7 | 1
2 Diversification | 2025 | 10 | -48.7 | 1
2 Diversification | 2025 | 10 | -48.5 | 1
2 Diversification | 2025 | 10 | -47.4 | 1
2 Diversification | 2025 | 10 | -47.2 | 1
2 Diversification | 2025 | 10 | -46.7 | 1
2 Diversification | 2025 | 10 | -46.6 | 1
2 Diversification | 2025 | 10 | -46.1 | 1
2 Diversification | 2025 | 10 | -45.9 | 1
2 Diversification | 2025 | 10 | -45.8 | 1
2 Diversification | 2025 | 10 | -45.6 | 1
2 Diversification | 2025 | 10 | -45.4 | 1
2 Diversification | 2025 | 10 | -44.9 | 1
2 Diversification | 2025 | 10 | -44.6 | 1
2 Diversification | 2025 | 10 | -44.2 | 2
2 Diversification | 2025 | 10 | -43.7 | 1
2 Diversification | 2025 | 10 | -43.3 | 1
2 Diversification | 2025 | 10 | -43.2 | 1
2 Diversification | 2025 | 10 | -42.8 | 1
2 Diversification | 2025 | 10 | -42.7 | 1
2 Diversification | 2025 | 10 | -42.4 | 1
2 Diversification | 2025 | 10 | -42.2 | 1
2 Diversification | 2025 | 10 | -41.8 | 2
2 Diversification | 2025 | 10 | -41.6 | 1
2 Diversification | 2025 | 10 | -41.3 | 1
2 Diversification | 2025 | 10 | -41 | 1
2 Diversification | 2025 | 10 | -40.8 | 1
2 Diversification | 2025 | 10 | -39.7 | 1
2 Diversification | 2025 | 10 | -39.4 | 1
2 Diversification | 2025 | 10 | -39.3 | 1
2 Diversification | 2025 | 10 | -38.8 | 2
2 Diversification | 2025 | 10 | -38.5 | 1
2 Diversification | 2025 | 10 | -38.3 | 1
2 Diversification | 2025 | 10 | -38.1 | 1
2 Diversification | 2025 | 10 | -37.9 | 1
2 Diversification | 2025 | 10 | -37.7 | 2
2 Diversification | 2025 | 10 | -37.5 | 1
2 Diversification | 2025 | 10 | -37.3 | 2